## Summary View - Asset Register
Overview by Service Element | Premises
SE & Equipment | HQ | HQ - Res | M1 | M2 | M4 | M5 | MA | MN | Total
ELECTRICAL | 55 | 1 | 8 | 3 | 3 | 10 | 4 | 4 | 88
AUTOMATIC TRANSFER SWITCH | [5 empty] | 2 |  |  | 2
DISTRIBUTION BOARD | 29 | 1 | 3 | 1 | 1 | 4 | 1 | 1 | 41
DOOR AUTO | 12 | [7 empty] | 12
DOOR ROLLER MOTORISED | 1 |  | 2 |  |  | 1 |  |  | 4
HEATER ELEC RADIANT PANEL | 3 | [7 empty] | 3
LIGHTING CONTROL SYSTEM | 2 | [7 empty] | 2
LIGHTING EMERGENCY OR EXIT | 1 |  | 1 | 1 | 1 | 1 | 1 | 1 | 7
LIGHTING GENERAL | 1 |  | 1 | 1 | 1 | 1 | 1 | 1 | 7
LIGHTNING PROTECTION | 1 | [7 empty] | 1
MAIN SWITCHBOARD | 1 |  | 1 |  |  | 1 | 1 | 1 | 5
POWER CONDITIONER | 1 | [7 empty] | 1
POWER FACTOR CORRECTION | 1 | [7 empty] | 1
UPS UNIT | 2 | [7 empty] | 2
FIRE | 185 | 5 | 48 | 7 | 8 | 13 | 13 | 19 | 298
AIR WATER 9.1L EXTINGUISHER | 8 | 1 | [5 empty] | 1 | 10
CO2 3.5KG EXTINGUISHER | 61 | 2 | 11 | 4 |  | 1 | 8 | 3 | 90
DRY CHEM ABE 1.0KG EXT | 1 | [7 empty] | 1
DRY CHEM ABE 1.1KG EXT | 1 | [7 empty] | 1
DRY CHEM ABE 4.5KG EXT | 4 |  |  |  | 2 | 5 |  |  | 11
DRY CHEM BE 1.0KG EXT |  | 1 | [6 empty] | 1
DRY CHEM BE 2.5KG EXT | 2 | [7 empty] | 2
DRY CHEM BE 4.5KG EXT | 1 | [7 empty] | 1
DRY CHEM BE 9.0KG EXT | 2 | [7 empty] | 2
EMERG WARNING & INTERCOMM SYS | 1 |  | 1 |  | 1 |  | 1 |  | 4
FIRE ALARM SYSTEM | 1 |  | 1 | 1 | 1 | 1 | 1 | 1 | 7
FIRE BLANKET | 13 | 1 |  |  |  |  | 1 |  | 15
FIRE DOOR | 33 |  | 28 | [5 empty] | 61
FIRE DOOR - DOUBLE | 24 |  | 2 | [5 empty] | 26
FIRE DOOR - DUAL | [7 empty] | 12 | 12
FIRE HOSE REEL 36M | 25 |  | 4 | 2 | 2 | 4 | 2 |  | 39
FIRE HYDRANT | 7 | [7 empty] | 7
FIRE SPRINKLER SYSTEM | 1 |  |  |  | 1 |  |  | 1 | 3
PUMP JACKING |  |  |  |  | 1 |  |  | 1 | 2
SOUND SYSTEM FOR EMERGENCY PURPOSES | [5 empty] | 1 |  |  | 1
VESDA SYSTEM |  |  | 1 |  |  | 1 |  |  | 2
HVAC/MECH | 292 | 1 | 106 | 1 | 13 | 42 | 11 | 82 | 548
AC CRAC AIR COOLED CONDENSER | [5 empty] | 1 |  |  | 1
AC SPLIT CASSETTE | 1 |  |  |  |  | 1 |  |  | 2
AC SPLIT DUCTED |  |  |  |  | 3 |  | 3 |  | 6
AC SPLIT HI-WALL | 5 |  |  | 1 | 1 |  | 1 |  | 8
AC SPLIT MULTIHEAD |  | 1 | [6 empty] | 1
AIR COMPRESSOR | 2 | [7 empty] | 2
AIR HANDLING UNIT | 12 |  | 14 |  |  | 5 |  |  | 31
ANALOGUE ELECTRONIC CONTROLS | [7 empty] | 1 | 1
BURNER CONTROL PANEL | 1 | [7 empty] | 1
C.A. TERMINAL FILTER / REGULATOR | 25 | [7 empty] | 25
CHILLED WATER CRAC | 1 | [7 empty] | 1
CHILLER SCREW AIR COOLED | [5 empty] | 1 |  |  | 1
CHILLER SCREW WATER COOLED | 2 | [7 empty] | 2
CHILLER SCROLL AIR COOLED |  |  | 2 | [5 empty] | 2
COMPRESSED AIR DRYER | 1 | [7 empty] | 1
CONDENSER WATER PUMP | 2 | [7 empty] | 2
COOLING TOWER | 2 | [7 empty] | 2
DAMPER FIRE | 63 |  | 26 |  |  | 14 |  | 27 | 130
DDC AUTOMATIC CONTROLS | 1 |  | 1 |  | 1 | 1 |  |  | 4
DEHUMIDIFIER - PORTABLE | 1 | [6 empty] | 2 | 3
DESSICANT DEHUMIDIFIER | 5 |  | 14 |  |  | 5 | 1 | 11 | 36
ELECTRIC DUCT HEATER |  |  | 2 | [5 empty] | 2
ELECTRIC DUCT HEATER |  |  | 12 |  | 3 |  |  | 2 | 17
ELECTRONIC STEAM HUMIDIFIER | 18 |  |  |  | 2 |  |  |  | 20
EVAP. HUMIDIFIER |  |  | 6 | [5 empty] | 6
EXPANSION VESSEL |  |  | 2 |  |  | 1 |  |  | 3
FAN COIL UNIT | 56 |  | 10 |  |  |  | 1 | 7 | 74
FAN GENERAL EXHAUST | 33 |  | 2 |  |  | 6 |  |  | 41
FAN OUTSIDE AIR | 2 | [7 empty] | 2
FAN RETURN AIR | 1 | [6 empty] | 1 | 2
FAN SUPPLY AIR |  |  | 2 |  | 1 |  |  | 1 | 4
FREEZER - WALK IN | [6 empty] | 1 |  | 1
FUME CUPBOARD | 1 | [7 empty] | 1
FUME CUPBOARD - CYTOTOXIC DRUG CABINET | [6 empty] | 1 |  | 1
GAS FIRED BOILER | 2 | [7 empty] | 2
HEAT EXCHANGER AIR TO AIR | [7 empty] | 1 | 1
HVAC AUTOMATION SYSTEM | 1 |  | 1 |  | 1 | 1 |  |  | 4
MECH SERVICES SWITCHBOARD | 14 |  | 2 |  | 1 | 4 | 1 | 9 | 31
PRECONDITIONER COOLING COIL | [7 empty] | 1 | 1
PRESSURE VESSEL | 1 | [7 empty] | 1
PUMP CHW | 4 |  | 2 |  |  | 2 |  |  | 8
PUMP HHW | 3 | [7 empty] | 3
PUMP SUMP | 6 | [7 empty] | 6
REFRIG SHIPPING CONTAINER | [7 empty] | 3 | 3
REFRIGERATION CONDENSING UNIT | [6 empty] | 2 | 9 | 11
REVERSE OSMOSIS UNIT | 1 | [7 empty] | 1
THERMAL STORAGE TANK | 1 | [7 empty] | 1
ULTRASONIC AEROSOL HUMIDIFIER | 2 | [7 empty] | 2
VARIABLE SPEED DRIVE | 10 |  | 8 |  |  |  |  | 7 | 25
VAV BOX | 12 | [7 empty] | 12
HYDRAULICS | 40 | 2 | 8 |  |  | 1 | 1 | 1 | 53
BACKFLOW PREVENTION DEVICE | 11 |  | 2 |  |  | 1 |  |  | 14
CARTRIDGE WATER FILTERS |  |  | 2 | [5 empty] | 2
COLD / BOILING WATER | 4 | 1 |  |  |  |  | 1 |  | 6
HEATER DHW ELEC | 6 | 1 | 4 |  |  |  |  | 1 | 12
PH NEUTRALISER | 1 | [7 empty] | 1
PUMP SUMP | 15 | [7 empty] | 15
SAND FILTER | 1 | [7 empty] | 1
SEWERAGE CONTROL PANEL & PUMP | 1 | [7 empty] | 1
STORM WATER CONTROL PANEL & PUMP | 1 | [7 empty] | 1
LANDSCAPING | 7 | [7 empty] | 7
IRRIGATION CONTROLLER | 6 | [7 empty] | 6
POND PUMP | 1 | [7 empty] | 1
Total | 579 | 9 | 170 | 11 | 24 | 66 | 29 | 106 | 994
Note: 670 Emergency Lights listed separately

## Emergency Lights
# | Service | Building | EQUIPMENT TYPE | EQUIPMENT ID | VBIS TAG / Code | Unique ID | LOCATION DESCRIPTION | LEVEL | ROOM | MANUFACTURER | MODEL | INSTALL / REFURB DATE | ACCESS HEIGHT
1 | Electrical | HQ | Lighting Emergency or Exit | Twin 18w maintained T8 | EL-EL-EX | B001 | B02 main switch room | B | B02 | Stanilite |  | 2019-07-01 | 6'
2 | Electrical | HQ | Lighting Emergency or Exit | 36w maintained T8 | EL-EL-EX | B002 | B02 main switch room | B | B02 | Stanilite |  | ~ 2016 | 6'
3 | Electrical | HQ | Lighting Emergency or Exit | Exit | EL-EL-EX | B003 | B02 main switch room | B | B02 | Clipsal |  | 2019-07-01 | 6'
4 | Electrical | HQ | Lighting Emergency or Exit | Twin 18w maintained T8 | EL-EL-EX | B004 | B13 service gallery | B | B13 | Stanilite |  | 2021-08-01 | 6'
5 | Electrical | HQ | Lighting Emergency or Exit | Exit | EL-EL-EX | B005 | B13 service gallery | B | B13 | Clipsal |  | 2019-07-01 | 6'
6 | Electrical | HQ | Lighting Emergency or Exit | 36w maintained T8 | EL-EL-EX | B006 | B13 service gallery | B | B13 | Stanilite |  | 2019-07-01 | 6'
7 | Electrical | HQ | Lighting Emergency or Exit | Exit | EL-EL-EX | B007 | B12 corridor | B | B12 | Legrand |  | ~ 2016 | 6'
8 | Electrical | HQ | Lighting Emergency or Exit | Spitfire | EL-EL-EX | B008 | B03 video server & preservation store | B | B03 |  |  | ~ 2016 | 6'
9 | Electrical | HQ | Lighting Emergency or Exit | spitfire | EL-EL-EX | B009 | B04 basement store 4 | B | B04 |  |  | 2021-08-01 | 6'
10 | Electrical | HQ | Lighting Emergency or Exit | Twin 18w maintained T8 | EL-EL-EX | B010 | B05 pump | B | B05 |  |  | 2020-07-01 | 6'
11 | Electrical | HQ | Lighting Emergency or Exit | Exit | EL-EL-EX | B011 | B13 paved storage | B | B13 | MH bardic |  | 2020-07-01 | 6'
12 | Electrical | HQ | Lighting Emergency or Exit | Exit | EL-EL-EX | B012 | B13 storage slab | B | B13 | MH bardic |  | 2019-07-01 | 6'
13 | Electrical | HQ | Lighting Emergency or Exit | Twin 18w maintained T8 WP | EL-EL-EX | B013 | B13 storage slab | B | B13 |  |  | 2019-07-01 | 6'
14 | Electrical | HQ | Lighting Emergency or Exit | Exit | EL-EL-EX | B014 | B13 storage slab | B | B13 | MH bardic |  | 2018-10-01 | 6'
15 | Electrical | HQ | Lighting Emergency or Exit | Twin 18w maintained T8 WP | EL-EL-EX | B015 | B13 storage slab | B | B13 |  |  | 2019-07-01 | 6'
16 | Electrical | HQ | Lighting Emergency or Exit | Exit | EL-EL-EX | B016 | B13 storage slab | B | B13 | MH bardic |  | 2020-07-01 | 6'
17 | Electrical | HQ | Lighting Emergency or Exit | Twin 18w maintained T8 WP | EL-EL-EX | B017 | B13 storage slab | B | B13 |  |  | 2019-07-01 | 6'
18 | Electrical | HQ | Lighting Emergency or Exit | Twin 18w maintained T8 WP | EL-EL-EX | B018 | B13 storage slab | B | B13 |  |  | 2019-07-01 | 6'
19 | Electrical | HQ | Lighting Emergency or Exit | Exit | EL-EL-EX | B019 | B13 paved storage | B | B13 | MH bardic |  | ~ 2016 | 6'
20 | Electrical | HQ | Lighting Emergency or Exit | Exit | EL-EL-EX | B020 | B13 paved storage | B | B13 | MH bardic |  | 2018-10-01 | 6'
21 | Electrical | HQ | Lighting Emergency or Exit | LED weatherproof | EL-EL-EX | B021 | B08 lift lobby | B | B08 | MH bardic |  | ~ 2016 | 6'
22 | Electrical | HQ | Lighting Emergency or Exit | Exit | EL-EL-EX | B022 | B12 Corridor | B | B12 | Stanilite |  | ~ 2016 | 6'
23 | Electrical | HQ | Lighting Emergency or Exit | spitfire | EL-EL-EX | B023 | B09 female WC | B | B09 |  |  | ~ 2016 | 6'
24 | Electrical | HQ | Lighting Emergency or Exit | Spitfire | EL-EL-EX | B024 | B10 male WC | B | B10 |  |  | 2018-10-01 | 6'
25 | Electrical | HQ | Lighting Emergency or Exit | Exit blade surface | EL-EL-EX | B025 | B11 main plant room | B | B11 |  |  | ~ 2016 | 6'
26 | Electrical | HQ | Lighting Emergency or Exit | 36w maintaned T8 | EL-EL-EX | B026 | B12 Corridor | B | B12 |  |  | ~ 2016 | 6'
27 | Electrical | HQ | Lighting Emergency or Exit | Twin 18w maintained T8 | EL-EL-EX | B027 | B11 main plant room | B | B11 |  |  | 2020-07-01 | 6'
28 | Electrical | HQ | Lighting Emergency or Exit | Twin 36w maintained T8 | EL-EL-EX | B028 | B12 Corridor | B | B12 |  |  | ~ 2016 | 6'
29 | Electrical | HQ | Lighting Emergency or Exit | Exit | EL-EL-EX | B029 | B12 Corridor | B | B12 | Legrand |  | 2019-07-01 | 6'
30 | Electrical | HQ | Lighting Emergency or Exit | Exit | EL-EL-EX | B030 | B11 main plant room | B | B11 | Legrand |  | 2018-10-01 | 6'
31 | Electrical | HQ | Lighting Emergency or Exit | Exit | EL-EL-EX | B031 | B15 ramp | B | B15 | Legrand |  | ~ 2016 | 6'
32 | Electrical | HQ | Lighting Emergency or Exit | Twin 18w maintained T8 | EL-EL-EX | B032 | B15 ramp | B | B15 | Legrand |  | ~ 2016 | 6'
33 | Electrical | HQ | Lighting Emergency or Exit | Exit | EL-EL-EX | B033 | B16 lobby | B | B16 | Legrand |  | ~ 2016 | 6'
34 | Electrical | HQ | Lighting Emergency or Exit | Exit | EL-EL-EX | B034 | B16 lobby | B | B16 | Legrand |  | 2019-07-01 | 6'
35 | Electrical | HQ | Lighting Emergency or Exit | Twin 18w maintained T8 | EL-EL-EX | B035 | B16 lobby | B | B16 |  |  | 2019-07-01 | 6'
36 | Electrical | HQ | Lighting Emergency or Exit | Exit | EL-EL-EX | B036 | SB64 corridor | B |  | Stanilite |  | 2020-07-01 | 6'
37 | Electrical | HQ | Lighting Emergency or Exit | Exit | EL-EL-EX | B037 | SB64 corridor | B |  | Stanilite |  | 2022-02-01 | 6'
38 | Electrical | HQ | Lighting Emergency or Exit | Exit | EL-EL-EX | B038 | SB62 basement store 5 | B |  | Stanilite |  | ~ 2016 | 6'
39 | Electrical | HQ | Lighting Emergency or Exit | Spitfire | EL-EL-EX | B039 | SB62 basement store 5 | B |  | Legrand |  | ~ 2016 | 6'
40 | Electrical | HQ | Lighting Emergency or Exit | Exit | EL-EL-EX | B040 | SB64 corridor | B |  | Stanilite |  | 2022-02-01 | 6'
41 | Electrical | HQ | Lighting Emergency or Exit | Twin 18w maintained T8 | EL-EL-EX | B041 | SB64 corridor | B |  | Legrand |  | 2019-07-01 | 6'
42 | Electrical | HQ | Lighting Emergency or Exit | Exit | EL-EL-EX | B042 | SB60 A3 store | B |  | Stanilite |  | ~ 2016 | 6'
43 | Electrical | HQ | Lighting Emergency or Exit | Twin 18w maintained T8 | EL-EL-EX | B043 | SB60 A3 store | B |  |  |  | 2019-07-01 | 6'
44 | Electrical | HQ | Lighting Emergency or Exit | Exit | EL-EL-EX | B044 | SB60 A3 store | B |  | Legrand |  | 2020-07-01 | 6'
45 | Electrical | HQ | Lighting Emergency or Exit | 10w non maintained T8 | EL-EL-EX | B045 | SB70 quality checking theatre | B |  |  |  | 2019-07-01 | 6'
46 | Electrical | HQ | Lighting Emergency or Exit | Exit | EL-EL-EX | B046 | SB64 corridor | B |  | Stanilite |  | 2020-07-01 | 6'
47 | Electrical | HQ | Lighting Emergency or Exit | 18w non maintained T8 | EL-EL-EX | B047 | SB64 corridor | B |  | Stanilite |  | ~ 2016 | 6'
48 | Electrical | HQ | Lighting Emergency or Exit | Exit | EL-EL-EX | B048 | SB64 corridor | B |  | Stanilite |  | ~ 2016 | 6'
49 | Electrical | HQ | Lighting Emergency or Exit | Exit | EL-EL-EX | B049 | Corridor | B |  | Legrand |  | ~ 2016 | 6'
50 | Electrical | HQ | Lighting Emergency or Exit | LED weatherproof | EL-EL-EX | B050 | SB55 switch board | B |  | MH bardic |  | 2019-07-01 | 6'
51 | Electrical | HQ | Lighting Emergency or Exit | Spitfire | EL-EL-EX | B051 | SB56 shr/wc | B |  |  |  | 2019-07-01 | 6'
52 | Electrical | HQ | Lighting Emergency or Exit | Twin 36w non maintained T8 | EL-EL-EX | B052 | SB54 basement store 8 | B |  | Legrand |  | ~ 2016 | 6'
53 | Electrical | HQ | Lighting Emergency or Exit | Exit | EL-EL-EX | B053 | SB53 green room | B |  | Legrand |  | ~ 2016 | 6'
54 | Electrical | HQ | Lighting Emergency or Exit | Exit | EL-EL-EX | B054 | SB53 green room | B |  | Legrand |  | 2020-07-01 | 6'
55 | Electrical | HQ | Lighting Emergency or Exit | Exit | EL-EL-EX | B055 | Corridor | B |  | Legrand |  | 2020-07-01 | 6'
56 | Electrical | HQ | Lighting Emergency or Exit | Twin 18w maintained T8 | EL-EL-EX | B056 | SB51 basement store 9 | B |  |  |  | 2022-02-01 | 6'
57 | Electrical | HQ | Lighting Emergency or Exit | Exit | EL-EL-EX | B057 | Corridor | B |  | Legrand |  | ~ 2016 | 6'
58 | Electrical | HQ | Lighting Emergency or Exit | Twin 10w maintained T8 | EL-EL-EX | B058 | Stairs | B |  |  |  | 2019-07-01 | 6'
59 | Electrical | HQ | Lighting Emergency or Exit | Twin 18w maintained T8 | EL-EL-EX | B059 | Corridor | B |  | Stanilite |  | 2019-07-01 | 6'
60 | Electrical | HQ | Lighting Emergency or Exit | Exit | EL-EL-EX | B060 | Corridor | B |  | Legrand |  | ~ 2016 | 6'
61 | Electrical | HQ | Lighting Emergency or Exit | Exit | EL-EL-EX | B061 | Corridor | B |  | Legrand |  | ~ 2016 | 6'
62 | Electrical | HQ | Lighting Emergency or Exit | 18w maintained T8 | EL-EL-EX | B062 | Corridor | B |  | Legrand |  | 2020-07-01 | 6'
63 | Electrical | HQ | Lighting Emergency or Exit | 10w non maintained T8 | EL-EL-EX | B063 | Stairs to lower basement | B |  |  |  | 2020-07-01 | 6'
64 | Electrical | HQ | Lighting Emergency or Exit | Exit | EL-EL-EX | B064 | Corridor | B |  | Legrand |  | ~ 2016 | 6'
65 | Electrical | HQ | Lighting Emergency or Exit | Twin 18w maintained T8 | EL-EL-EX | B065 | Corridor | B |  |  |  | 2022-02-01 | 6'
66 | Electrical | HQ | Lighting Emergency or Exit | Exit | EL-EL-EX | B066 | Corridor | B |  | Stanilite |  | 2019-07-01 | 6'
67 | Electrical | HQ | Lighting Emergency or Exit | Exit | EL-EL-EX | B067 | Corridor | B |  | Stanilite |  | 2021-08-01 | 6'
68 | Electrical | HQ | Lighting Emergency or Exit | Twin 18w maintained T8 | EL-EL-EX | B068 | SB75 sprinkler | B |  |  |  | ~ 2016 | 6'
69 | Electrical | HQ | Lighting Emergency or Exit | Exit | EL-EL-EX | B069 | SB80 corridor | B |  | Stanilite |  | ~ 2016 | 6'
70 | Electrical | HQ | Lighting Emergency or Exit | Twin 18w maintained T8 | EL-EL-EX | B070 | SB74 vault | B |  | Legrand |  | ~ 2016 | 6'
71 | Electrical | HQ | Lighting Emergency or Exit | Twin 18w maintained T8 | EL-EL-EX | B071 | SB80 corridor | B |  | Legrand |  | 2019-07-01 | 6'
72 | Electrical | HQ | Lighting Emergency or Exit | Exit | EL-EL-EX | B072 | SB76 A1 store | B |  | Stanilite |  | 2019-07-01 | 6'
73 | Electrical | HQ | Lighting Emergency or Exit | Exit | EL-EL-EX | B073 | SB78 A2 store | B |  | Stanilite |  | 2019-07-01 | 6'
74 | Electrical | HQ | Lighting Emergency or Exit | 18w non maintained T8 | EL-EL-EX | B074 | SB78 A2 store | B |  |  |  | ~ 2016 | 6'
75 | Electrical | HQ | Lighting Emergency or Exit | Exit | EL-EL-EX | B075 | SB78 A2 store | B |  | Stanilite |  | 2019-07-01 | 6'
76 | Electrical | HQ | Lighting Emergency or Exit | Twin 18w maintained T8 | EL-EL-EX | B076 | SB80 corridor | B |  | Legrand |  | ~ 2016 | 6'
77 | Electrical | HQ | Lighting Emergency or Exit | Exit | EL-EL-EX | B077 | SB76 A1 store | B |  | Stanilite |  | 2022-02-01 | 6'
78 | Electrical | HQ | Lighting Emergency or Exit | Twin 36w maintained T8 | EL-EL-EX | B078 | SB76 A1 store | B |  | Legrand |  | 2019-07-01 | 6'
79 | Electrical | HQ | Lighting Emergency or Exit | Twin 18w maintained T8 | EL-EL-EX | B079 | SB80 corridor | B |  | Legrand |  | 2019-07-01 | 6'
80 | Electrical | HQ | Lighting Emergency or Exit | Twin 18w maintained T8 | EL-EL-EX | B080 | SB79 basement store 2 | B |  | Legrand |  | 2019-07-01 | 6'
81 | Electrical | HQ | Lighting Emergency or Exit | Exit | EL-EL-EX | B081 | SB80 corridor | B |  | Legrand |  | ~ 2016 | 6'
82 | Electrical | HQ | Lighting Emergency or Exit | Twin 18w maintained T8 WP | EL-EL-EX | B082 | Outside | B |  |  |  | 2020-07-01 | 6'
83 | Electrical | HQ | Lighting Emergency or Exit | Twin 18w maintained T8 | EL-EL-EX | B406 | SB81 dosing | B |  |  |  | 2019-07-01 | 6'
84 | Electrical | HQ | Lighting Emergency or Exit | Exit WP | EL-EL-EX | F246 | F66 balcony | 1 |  |  |  | ~ 2016 | 6'
85 | Electrical | HQ | Lighting Emergency or Exit | Twin 18w maintained T8 | EL-EL-EX | F247 | Stairs 6 | 1 |  | Legrand |  | 2019-07-01 | 6'
86 | Electrical | HQ | Lighting Emergency or Exit | Twin 18w maintained T8 | EL-EL-EX | F248 | Stairs 6 | 1 |  |  |  | 2019-07-01 | >8'
87 | Electrical | HQ | Lighting Emergency or Exit | Exit blade | EL-EL-EX | F249 | F36 lunch room | 1 |  |  |  | 2021-08-01 | 6'
88 | Electrical | HQ | Lighting Emergency or Exit | Exit | EL-EL-EX | F250 | F42 office | 1 |  | Legrand |  | ~ 2016 | 6'
89 | Electrical | HQ | Lighting Emergency or Exit | Exit blade | EL-EL-EX | F251 | F42 office | 1 |  |  |  | 2019-07-01 | 6'
90 | Electrical | HQ | Lighting Emergency or Exit | Spitfire | EL-EL-EX | F252 | F42 office | 1 |  |  |  | ~ 2016 | 6'
91 | Electrical | HQ | Lighting Emergency or Exit | Exit | EL-EL-EX | F253 | F56 CD staff | 1 |  | Clipsal |  | 2020-07-01 | 6'
92 | Electrical | HQ | Lighting Emergency or Exit | Spitfire | EL-EL-EX | F254 | F56 CD staff | 1 |  |  |  | ~ 2016 | 6'
93 | Electrical | HQ | Lighting Emergency or Exit | Exit blade | EL-EL-EX | F255 | F56 CD staff | 1 |  |  |  | 2019-07-01 | 6'
94 | Electrical | HQ | Lighting Emergency or Exit | Exit weather/chem/flame resistant | EL-EL-EX | F256 | F50 cool room 1 | 1 |  | Clipsal |  | 2022-02-01 | 6'
95 | Electrical | HQ | Lighting Emergency or Exit | Exit | EL-EL-EX | F257 | F54 plant room | 1 |  | Stanilite |  | ~ 2016 | 6'
96 | Electrical | HQ | Lighting Emergency or Exit | Exit weather/chem/flame resistant | EL-EL-EX | F258 | F55 cooling tower enclosure | 1 |  | Clipsal |  | 2019-07-01 | 6'
97 | Electrical | HQ | Lighting Emergency or Exit | Twin 18w maintained T8 | EL-EL-EX | F259 | Stairs 2 | 1 |  | Legrand |  | 2019-07-01 | >8'
98 | Electrical | HQ | Lighting Emergency or Exit | Twin 18w maintained T8 | EL-EL-EX | F260 | Stairs 2 | 1 |  | Legrand |  | ~ 2016 | >8'
99 | Electrical | HQ | Lighting Emergency or Exit | Exit | EL-EL-EX | F261 | F48 corridor | 1 |  | Legrand |  | ~ 2016 | 6'
100 | Electrical | HQ | Lighting Emergency or Exit | Exit | EL-EL-EX | F262 | F49 office | 1 |  | Legrand |  | ~ 2016 | 6'
101 | Electrical | HQ | Lighting Emergency or Exit | Exit | EL-EL-EX | F263 | F52 cool room 2 | 1 |  | Clipsal |  | 2020-07-01 | 6'
102 | Electrical | HQ | Lighting Emergency or Exit | Spitfire | EL-EL-EX | F264 | F49 office | 1 |  |  |  | ~ 2016 | 6'
103 | Electrical | HQ | Lighting Emergency or Exit | Exit | EL-EL-EX | F265 | F49 office | 1 |  | Clipsal |  | 2020-07-01 | 6'
104 | Electrical | HQ | Lighting Emergency or Exit | Spitfire | EL-EL-EX | F266 | F49 office | 1 |  |  |  | ~ 2016 | 6'
105 | Electrical | HQ | Lighting Emergency or Exit | Exit blade | EL-EL-EX | F267 | F61 office | 1 |  |  |  | 2020-07-01 | 6'
106 | Electrical | HQ | Lighting Emergency or Exit | Spitfire | EL-EL-EX | F268 | F48 corridor | 1 |  |  |  | 2019-07-01 | 6'
107 | Electrical | HQ | Lighting Emergency or Exit | Spitfire | EL-EL-EX | F269 | F39 office | 1 |  |  |  | 2020-07-01 | 6'
108 | Electrical | HQ | Lighting Emergency or Exit | Exit | EL-EL-EX | F270 | F39 office | 1 |  | Legrand |  | ~ 2016 | 6'
109 | Electrical | HQ | Lighting Emergency or Exit | Exit blade | EL-EL-EX | F271 | F39 office | 1 |  |  |  | 2020-07-01 | 6'
110 | Electrical | HQ | Lighting Emergency or Exit | Exit blade | EL-EL-EX | F272 | F40 conservation laboratory | 1 |  |  |  | ~ 2016 | 6'
111 | Electrical | HQ | Lighting Emergency or Exit | Exit blade | EL-EL-EX | F273 | F48 corridor | 1 |  |  |  | ~ 2016 | 6'
112 | Electrical | HQ | Lighting Emergency or Exit | Exit blade | EL-EL-EX | F274 | F34 foyer | 1 |  |  |  | 2020-07-01 | 6'
113 | Electrical | HQ | Lighting Emergency or Exit | Exit blade | EL-EL-EX | F275 | F34 foyer | 1 |  |  |  | 2020-07-01 | 6'
114 | Electrical | HQ | Lighting Emergency or Exit | Spitfire | EL-EL-EX | F276 | F34 foyer stairs 1 | 1 |  |  |  | 2019-07-01 | >8'
115 | Electrical | HQ | Lighting Emergency or Exit | Spitfire | EL-EL-EX | F277 | F01 large meeting room | 1 | F01 |  |  | ~ 2016 | 8'
116 | Electrical | HQ | Lighting Emergency or Exit | Exit | EL-EL-EX | F278 | F01 large meeting room | 1 | F01 | Legrand |  | 2021-08-01 | 8'
117 | Electrical | HQ | Lighting Emergency or Exit | Exit | EL-EL-EX | F279 | F21 corridor | 1 |  | Legrand |  | ~ 2016 | 6'
118 | Electrical | HQ | Lighting Emergency or Exit | Spitfire | EL-EL-EX | F280 | F31 female WC | 1 |  |  |  | ~ 2016 | 6'
119 | Electrical | HQ | Lighting Emergency or Exit | Spitfire | EL-EL-EX | F281 | F30 male WC | 1 |  |  |  | 2019-07-01 | 6'
120 | Electrical | HQ | Lighting Emergency or Exit | Exit | EL-EL-EX | F282 | F21 corridor | 1 |  | Legrand |  | ~ 2016 | 6'
121 | Electrical | HQ | Lighting Emergency or Exit | Spitfire | EL-EL-EX | F283 | F04 assistants | 1 | F04 |  |  | ~ 2016 | 6'
122 | Electrical | HQ | Lighting Emergency or Exit | Exit blade | EL-EL-EX | F284 | F04 assistants | 1 | F04 | Stanilite |  | ~ 2016 | 6'
123 | Electrical | HQ | Lighting Emergency or Exit | Exit | EL-EL-EX | F285 | F06 exec reception | 1 | F06 | Stanilite |  | ~ 2016 | 6'
124 | Electrical | HQ | Lighting Emergency or Exit | Exit | EL-EL-EX | F286 | F21 corridor | 1 |  | Legrand |  | ~ 2016 | 6'
125 | Electrical | HQ | Lighting Emergency or Exit | Exit blade | EL-EL-EX | F287 | F27 group office | 1 |  |  |  | ~ 2016 | 6'
126 | Electrical | HQ | Lighting Emergency or Exit | Exit | EL-EL-EX | F288 | F27 group office | 1 |  | Legrand |  | ~ 2016 | 6'
127 | Electrical | HQ | Lighting Emergency or Exit | Spitfire | EL-EL-EX | F289 | F27 group office | 1 |  |  |  | ~ 2016 | 6'
128 | Electrical | HQ | Lighting Emergency or Exit | Spitfire | EL-EL-EX | F290 | F22 group office | 1 |  |  |  | 2022-02-01 | 6'
129 | Electrical | HQ | Lighting Emergency or Exit | Exit blade | EL-EL-EX | F291 | F22 group office | 1 |  |  |  | ~ 2016 | 6'
130 | Electrical | HQ | Lighting Emergency or Exit | Exit blade | EL-EL-EX | F292 | F21 corridor | 1 |  |  |  | 2021-08-01 | 6'
131 | Electrical | HQ | Lighting Emergency or Exit | Exit | EL-EL-EX | F293 | F08 cool room 3 | 1 | F08 | Legrand |  | ~ 2016 | 6'
132 | Electrical | HQ | Lighting Emergency or Exit | Exit blade | EL-EL-EX | F294 | F21 corridor | 1 |  |  |  | 2019-07-01 | 6'
133 | Electrical | HQ | Lighting Emergency or Exit | Exit blade | EL-EL-EX | F295 | F19 staff | 1 |  |  |  | ~ 2016 | 6'
134 | Electrical | HQ | Lighting Emergency or Exit | Exit blade | EL-EL-EX | F296 | F19 staff | 1 |  |  |  | 2020-07-01 | 6'
135 | Electrical | HQ | Lighting Emergency or Exit | Spitfire | EL-EL-EX | F297 | F19 staff | 1 |  |  |  | 2021-08-01 | 6'
136 | Electrical | HQ | Lighting Emergency or Exit | Exit blade | EL-EL-EX | F298 | F19 staff | 1 |  |  |  | 2020-07-01 | 6'
137 | Electrical | HQ | Lighting Emergency or Exit | Exit blade | EL-EL-EX | F299 | F19 staff | 1 |  |  |  | 2018-10-01 | 6'
138 | Electrical | HQ | Lighting Emergency or Exit | Exit blade | EL-EL-EX | F300 | F21 corridor | 1 |  | Stanilite |  | ~ 2016 | 6'
139 | Electrical | HQ | Lighting Emergency or Exit | Exit | EL-EL-EX | F301 | F17 plant room | 1 | F17 | Clipsal |  | 2020-07-01 | 6'
140 | Electrical | HQ | Lighting Emergency or Exit | Spitfire | EL-EL-EX | F302 | F18 staff | 1 | F18 |  |  | ~ 2016 | 6'
141 | Electrical | HQ | Lighting Emergency or Exit | Spitfire | EL-EL-EX | F303 | F68 office | 1 |  |  |  | ~ 2016 | 6'
142 | Electrical | HQ | Lighting Emergency or Exit | Exit | EL-EL-EX | F304 | F18 staff | 1 | F18 | Legrand |  | ~ 2016 | 6'
143 | Electrical | HQ | Lighting Emergency or Exit | Exit blade | EL-EL-EX | F305 | F21 corridor | 1 |  |  |  | ~ 2016 | 6'
144 | Electrical | HQ | Lighting Emergency or Exit | Exit | EL-EL-EX | F306 | F12 IT staff | 1 | F12 | Legrand |  | ~ 2016 | 6'
145 | Electrical | HQ | Lighting Emergency or Exit | Spitfire | EL-EL-EX | F307 | F12 IT staff | 1 | F12 |  |  | ~ 2016 | 6'
146 | Electrical | HQ | Lighting Emergency or Exit | Exit blade | EL-EL-EX | F308 | F14 control room | 1 | F14 | Stanilite |  | ~ 2016 | 6'
147 | Electrical | HQ | Lighting Emergency or Exit | Spitfire | EL-EL-EX | F309 | F16 computer room | 1 | F16 |  |  | ~ 2016 | 6'
148 | Electrical | HQ | Lighting Emergency or Exit | Spitfire | EL-EL-EX | F310 | F16 computer room | 1 | F16 |  |  | 2019-07-01 | 6'
149 | Electrical | HQ | Lighting Emergency or Exit | Exit blade | EL-EL-EX | F311 | F21 corridor | 1 |  |  |  | 2020-07-01 | 6'
150 | Electrical | HQ | Lighting Emergency or Exit | Twin 18w maintained T8 | EL-EL-EX | F312 | F57 stairs | 1 |  | Stanilite |  | 2019-07-01 | 6'
151 | Electrical | HQ | Lighting Emergency or Exit | Twin 18w maintained T8 | EL-EL-EX | F313 | F57 stairs | 1 |  | Legrand |  | ~ 2016 | >8'
152 | Electrical | HQ | Lighting Emergency or Exit | Twin 18w maintained T8 WP | EL-EL-EX | F314 | F66 balcony | 1 |  |  |  | ~ 2016 | 6'
153 | Electrical | HQ | Lighting Emergency or Exit | Exit black out heritage | EL-EL-EX | F315 | SF3 balcony | 1 |  |  |  | 2020-07-01 | 6'
154 | Electrical | HQ | Lighting Emergency or Exit | Spitfire black trim | EL-EL-EX | F316 | SG2 arc cinema | 1 |  |  |  | ~ 2016 | >8'
155 | Electrical | HQ | Lighting Emergency or Exit | Spitfire black trim | EL-EL-EX | F317 | SG2 arc cinema | 1 |  |  |  | ~ 2016 | >8'
156 | Electrical | HQ | Lighting Emergency or Exit | Spitfire black trim | EL-EL-EX | F318 | SG2 arc cinema | 1 |  |  |  | 2022-02-01 | >8'
157 | Electrical | HQ | Lighting Emergency or Exit | Spitfire black trim | EL-EL-EX | F319 | SG2 arc cinema | 1 |  |  |  | ~ 2016 | >8'
158 | Electrical | HQ | Lighting Emergency or Exit | Spitfire black trim | EL-EL-EX | F320 | SG2 arc cinema | 1 |  |  |  | ~ 2016 | >8'
159 | Electrical | HQ | Lighting Emergency or Exit | Spitfire black trim | EL-EL-EX | F321 | SG2 arc cinema | 1 |  |  |  | ~ 2016 | >8'
160 | Electrical | HQ | Lighting Emergency or Exit | Twin spotlights black | EL-EL-EX | F322 | SG2 arc cinema | 1 |  |  |  | ~ 2016 | >8'
161 | Electrical | HQ | Lighting Emergency or Exit | Twin spotlights black | EL-EL-EX | F323 | SG2 arc cinema | 1 |  |  |  | ~ 2016 | >8'
162 | Electrical | HQ | Lighting Emergency or Exit | Spitfire | EL-EL-EX | F324 | SF4 biobox | 1 |  |  |  | 2019-07-01 | 6'
163 | Electrical | HQ | Lighting Emergency or Exit | Spitfire | EL-EL-EX | F325 | SF4 biobox stairs | 1 |  |  |  | 2019-07-01 | >8'
164 | Electrical | HQ | Lighting Emergency or Exit | Exit heritage | EL-EL-EX | F326 | SF3 balcony | 1 |  |  |  | 2020-07-01 | 6'
165 | Electrical | HQ | Lighting Emergency or Exit | LED weather proof | EL-EL-EX | F327 | DB5 switch room | 1 |  |  |  | 2019-07-01 | <6
166 | Electrical | HQ | Lighting Emergency or Exit | Twin 18w non maintained T8 trougher | EL-EL-EX | F328 | Stairs to roof | 1 |  |  |  | 2019-07-01 | >8'
167 | Electrical | HQ | Lighting Emergency or Exit | Exit heritage | EL-EL-EX | F329 | Stairs from ground | 1 |  |  |  | 2019-07-01 | >8'
168 | Electrical | HQ | Lighting Emergency or Exit | Spitfire | EL-EL-EX | F330 | SG7 theartrette | 1 |  |  |  | ~ 2016 | >8'
169 | Electrical | HQ | Lighting Emergency or Exit | Spitfire | EL-EL-EX | F331 | SG7 theartrette | 1 |  |  |  | 2020-07-01 | >8'
170 | Electrical | HQ | Lighting Emergency or Exit | Spitfire | EL-EL-EX | F332 | SG7 theartrette | 1 |  |  |  | ~ 2016 | >8'
171 | Electrical | HQ | Lighting Emergency or Exit | Spitfire | EL-EL-EX | F333 | SG7 theartrette | 1 |  |  |  | ~ 2016 | >8'
172 | Electrical | HQ | Lighting Emergency or Exit | Exit | EL-EL-EX | F334 | SF37 biobox | 1 |  | MH bardic |  | ~ 2016 | 6'
173 | Electrical | HQ | Lighting Emergency or Exit | Exit | EL-EL-EX | F335 | SF37 biobox | 1 |  | MH bardic |  | 2021-08-01 | 6'
174 | Electrical | HQ | Lighting Emergency or Exit | Spitfire surface | EL-EL-EX | F336 | SF36 office | 1 |  | Stanilite |  | 2020-07-01 | 8'
175 | Electrical | HQ | Lighting Emergency or Exit | Exit heritage | EL-EL-EX | F337 | SF38 corridor | 1 |  |  |  | ~ 2016 | 6'
176 | Electrical | HQ | Lighting Emergency or Exit | Spitfire | EL-EL-EX | F338 | SF38 corridor | 1 |  |  |  | ~ 2016 | 8'
177 | Electrical | HQ | Lighting Emergency or Exit | Spitfire surface | EL-EL-EX | F339 | SF34 office | 1 |  | Legrand |  | 2020-07-01 | 8'
178 | Electrical | HQ | Lighting Emergency or Exit | Spitfire surface | EL-EL-EX | F340 | SF35 office | 1 |  | Legrand |  | ~ 2016 | 8'
179 | Electrical | HQ | Lighting Emergency or Exit | Spitfire | EL-EL-EX | F341 | SF33 female WC | 1 |  |  |  | 2020-07-01 | 8'
180 | Electrical | HQ | Lighting Emergency or Exit | Exit heritage | EL-EL-EX | F342 | SF30 balcony | 1 |  |  |  | 2019-07-01 | 6'
181 | Electrical | HQ | Lighting Emergency or Exit | Twin 36w non maintained T8 | EL-EL-EX | F343 | SF30 vestibule | 1 |  |  |  | ~ 2016 | 8'
182 | Electrical | HQ | Lighting Emergency or Exit | Exit heritage | EL-EL-EX | F344 | SF30 balcony | 1 |  |  |  | 2020-07-01 | 6'
183 | Electrical | HQ | Lighting Emergency or Exit | Spitfire | EL-EL-EX | F345 | SF25 group staff | 1 |  |  |  | ~ 2016 | 6'
184 | Electrical | HQ | Lighting Emergency or Exit | Spitfire | EL-EL-EX | F346 | SF24 viewing | 1 |  |  |  | ~ 2016 | 6'
185 | Electrical | HQ | Lighting Emergency or Exit | Spitfire | EL-EL-EX | F347 | SF22 audio booth 2 | 1 |  |  |  | ~ 2016 | 6'
186 | Electrical | HQ | Lighting Emergency or Exit | Spitfire | EL-EL-EX | F348 | SF23 audio booth 1 | 1 |  |  |  | ~ 2016 | 6'
187 | Electrical | HQ | Lighting Emergency or Exit | Spitfire | EL-EL-EX | F349 | SF27 corridor | 1 |  |  |  | ~ 2016 | 8'
188 | Electrical | HQ | Lighting Emergency or Exit | Spitfire surface | EL-EL-EX | F350 | SF29 manager | 1 |  |  |  | ~ 2016 | 8'
189 | Electrical | HQ | Lighting Emergency or Exit | Spitfire surface | EL-EL-EX | F351 | SF29 group office | 1 |  |  |  | 2019-07-01 | 8'
190 | Electrical | HQ | Lighting Emergency or Exit | Spitfire | EL-EL-EX | F352 | SF27 corridor | 1 |  |  |  | ~ 2016 | 8'
191 | Electrical | HQ | Lighting Emergency or Exit | Twin 18w maintained T8 troughers | EL-EL-EX | F353 | Stairs from ground | 1 |  |  |  | 2019-07-01 | >8'
192 | Electrical | HQ | Lighting Emergency or Exit | Twin 18w maintained T8 troughers | EL-EL-EX | F354 | Stairs from ground | 1 |  |  |  | 2022-02-01 | >8'
193 | Electrical | HQ | Lighting Emergency or Exit | Exit heritage | EL-EL-EX | F355 | SF26 corridor | 1 |  |  |  | ~ 2016 | 6'
194 | Electrical | HQ | Lighting Emergency or Exit | Exit heritage | EL-EL-EX | F356 | SF20 balcony | 1 |  |  |  | ~ 2016 | >8'
195 | Electrical | HQ | Lighting Emergency or Exit | Exit heritage | EL-EL-EX | F357 | SF26 corridor | 1 |  |  |  | ~ 2016 | 6'
196 | Electrical | HQ | Lighting Emergency or Exit | LED weather proof | EL-EL-EX | F358 | SF24 plant | 1 |  | MH bardic |  | 2019-07-01 | 6'
197 | Electrical | HQ | Lighting Emergency or Exit | Exit heritage | EL-EL-EX | F359 | SF2 balcony | 1 |  |  |  | ~ 2016 | 6'
198 | Electrical | HQ | Lighting Emergency or Exit | Spitfire | EL-EL-EX | F360 | SG1 south gallery | 1 |  |  |  | 2019-07-01 | >8'
199 | Electrical | HQ | Lighting Emergency or Exit | Spitfire | EL-EL-EX | F361 | SG1 south gallery | 1 |  |  |  | 2018-10-01 | >8'
200 | Electrical | HQ | Lighting Emergency or Exit | Spitfire | EL-EL-EX | F362 | SG1 south gallery | 1 |  |  |  | 2019-07-01 | >8'
201 | Electrical | HQ | Lighting Emergency or Exit | Spitfire | EL-EL-EX | F363 | SG1 south gallery | 1 |  |  |  | 2019-07-01 | >8'
202 | Electrical | HQ | Lighting Emergency or Exit | Spitfire | EL-EL-EX | F364 | SG1 south gallery | 1 |  |  |  | 2018-10-01 | >8'
203 | Electrical | HQ | Lighting Emergency or Exit | Spitfire | EL-EL-EX | F365 | SG1 south gallery | 1 |  |  |  | 2018-10-01 | >8'
204 | Electrical | HQ | Lighting Emergency or Exit | Exit heritage | EL-EL-EX | F366 | SF2 balcony | 1 |  |  |  | 2020-07-01 | 6'
205 | Electrical | HQ | Lighting Emergency or Exit | Twin 18w non maintained T8 WP | EL-EL-EX | F367 | F66 balcony | 1 |  |  |  | 2018-10-01 | 6'
206 | Electrical | HQ | Lighting Emergency or Exit | Spitfire | EL-EL-EX | F407 | F34 foyer stairs 1 | 1 |  |  |  | 2019-07-01 | >8'
207 | Electrical | HQ | Lighting Emergency or Exit | Twin 18w maintained T8 WP | EL-EL-EX | G083 | Outside | G |  |  |  | ~ 2016 | >8'
208 | Electrical | HQ | Lighting Emergency or Exit | Twin 18w maintained T8 | EL-EL-EX | G084 | G42 stairs | G |  | Stanilite |  | 2019-07-01 | 6'
209 | Electrical | HQ | Lighting Emergency or Exit | Exit | EL-EL-EX | G085 | G42 stairs | G |  | MH bardic |  | ~ 2016 | 6'
210 | Electrical | HQ | Lighting Emergency or Exit | Exit | EL-EL-EX | G086 | G29 loading dock | G |  | Legrand |  | ~ 2016 | 6'
211 | Electrical | HQ | Lighting Emergency or Exit | Twin 18w maintained T8 | EL-EL-EX | G087 | G29 loading dock | G |  | Stanilite |  | 2019-07-01 | 8'
212 | Electrical | HQ | Lighting Emergency or Exit | Twin 18w maintained T8 | EL-EL-EX | G088 | G29 loading dock | G |  | Stanilite |  | 2019-07-01 | 8'
213 | Electrical | HQ | Lighting Emergency or Exit | Exit | EL-EL-EX | G089 | G87 stairs | G |  | Legrand |  | ~ 2016 | 6'
214 | Electrical | HQ | Lighting Emergency or Exit | Twin 18w maintained T8 | EL-EL-EX | G090 | G87 stairs | G |  | Legrand |  | ~ 2016 | 6'
215 | Electrical | HQ | Lighting Emergency or Exit | Spitfire | EL-EL-EX | G091 | G15 Corridor | G |  |  |  | 2018-10-01 | 6'
216 | Electrical | HQ | Lighting Emergency or Exit | Spitfire | EL-EL-EX | G092 | G17 quality checking | G |  |  |  | ~ 2016 | 6'
217 | Electrical | HQ | Lighting Emergency or Exit | Exit blade | EL-EL-EX | G093 | G15 Corridor | G |  |  |  | ~ 2016 | 6'
218 | Electrical | HQ | Lighting Emergency or Exit | Exit blade | EL-EL-EX | G094 | G15 Corridor | G |  | Stanilite |  | ~ 2016 | 6'
219 | Electrical | HQ | Lighting Emergency or Exit | Twin spotlights | EL-EL-EX | G095 | G36 mail room | G |  | Legrand |  | 2019-07-01 | 6'
220 | Electrical | HQ | Lighting Emergency or Exit | Spitfire | EL-EL-EX | G096 | G15 Corridor | G |  |  |  | ~ 2016 | 6'
221 | Electrical | HQ | Lighting Emergency or Exit | Spitfire | EL-EL-EX | G097 | G15 Corridor | G |  |  |  | 2020-07-01 | 6'
222 | Electrical | HQ | Lighting Emergency or Exit | Exit weather/chem/flame resistant | EL-EL-EX | G098 | G22 wet lab | G |  | Clipsal |  | ~ 2016 | 6'
223 | Electrical | HQ | Lighting Emergency or Exit | Exit weather/chem/flame resistant | EL-EL-EX | G099 | G23 environ chamber | G |  | Clipsal |  | ~ 2016 | 6'
224 | Electrical | HQ | Lighting Emergency or Exit | Twin 18w maintained T8 WP | EL-EL-EX | G100 | Outside | G |  |  |  | ~ 2016 | >8'
225 | Electrical | HQ | Lighting Emergency or Exit | Exit | EL-EL-EX | G101 | G40 | G |  | Clipsal |  | 2020-07-01 | 6'
226 | Electrical | HQ | Lighting Emergency or Exit | Exit | EL-EL-EX | G102 | G39 plant room | G |  | Legrand |  | 2020-07-01 | 6'
227 | Electrical | HQ | Lighting Emergency or Exit | Exit blade surface | EL-EL-EX | G103 | G41 plant room | G |  |  |  | ~ 2016 | 6'
228 | Electrical | HQ | Lighting Emergency or Exit | Twin 18w maintained T8 | EL-EL-EX | G104 | G40 stairs | G |  | Legrand |  | 2020-07-01 | 8'
229 | Electrical | HQ | Lighting Emergency or Exit | Exit blade | EL-EL-EX | G105 | G10 corridor | G |  |  |  | ~ 2016 | 6'
230 | Electrical | HQ | Lighting Emergency or Exit | Exit weather/chem/flame resistant | EL-EL-EX | G106 | G37 optical printing | G |  | Clipsal |  | ~ 2016 | 8'
231 | Electrical | HQ | Lighting Emergency or Exit | Exit | EL-EL-EX | G107 | G33 mech workshop | G |  |  |  | ~ 2016 | 6'
232 | Electrical | HQ | Lighting Emergency or Exit | Twin 18w maintained T8 | EL-EL-EX | G108 | G33 mech workshop | G |  |  |  | ~ 2016 | 6'
233 | Electrical | HQ | Lighting Emergency or Exit | Exit blade | EL-EL-EX | G109 | G10 corridor | G |  |  |  | 2020-07-01 | 6'
234 | Electrical | HQ | Lighting Emergency or Exit | twin 18w weather/chem/flame resistant | EL-EL-EX | G110 | G32 film print 1 | G |  | Clipsal |  | 2021-08-01 | 6'
235 | Electrical | HQ | Lighting Emergency or Exit | twin 18w weather/chem/flame resistant | EL-EL-EX | G111 | G31 scanning 1 | G |  | Clipsal |  | 2019-07-01 | 6'
236 | Electrical | HQ | Lighting Emergency or Exit | twin 18w weather/chem/flame resistant | EL-EL-EX | G112 | G26 scanning 2 | G |  | Clipsal |  | 2021-08-01 | 6'
237 | Electrical | HQ | Lighting Emergency or Exit | twin 18w weather/chem/flame resistant | EL-EL-EX | G113 | G27 film print 2 | G |  | Clipsal |  | 2020-07-01 | 6'
238 | Electrical | HQ | Lighting Emergency or Exit | Exit | EL-EL-EX | G114 | G20 rack cleaning/maintenance | G |  | Legrand |  | ~ 2016 | 6'
239 | Electrical | HQ | Lighting Emergency or Exit | Twin 18w maintained T8 | EL-EL-EX | G115 | G20 rack cleaning/maintenance | G |  | Stanilite |  | ~ 2016 | 6'
240 | Electrical | HQ | Lighting Emergency or Exit | Exit blade surface | EL-EL-EX | G116 | G85 dry chem store | G |  |  |  | ~ 2016 | 6'
241 | Electrical | HQ | Lighting Emergency or Exit | Twin 18w weather/chem/flame resistant | EL-EL-EX | G117 | Dry room 1 | G |  | Clipsal |  | 2019-07-01 | 8'
242 | Electrical | HQ | Lighting Emergency or Exit | Twin 18w weather/chem/flame resistant | EL-EL-EX | G118 | Dry room 2 | G |  | Clipsal |  | 2019-07-01 | 8'
243 | Electrical | HQ | Lighting Emergency or Exit | Twin 18w maintained T8 | EL-EL-EX | G119 | G19 processing laboratory | G |  | Clevertronics |  | 2019-07-01 | 8'
244 | Electrical | HQ | Lighting Emergency or Exit | Exit blade surface | EL-EL-EX | G120 | G19 processing laboratory | G |  |  |  | 2019-07-01 | 6'
245 | Electrical | HQ | Lighting Emergency or Exit | Spitfire | EL-EL-EX | G121 | G10 corridor | G |  |  |  | ~ 2016 | 6'
246 | Electrical | HQ | Lighting Emergency or Exit | Spitfire | EL-EL-EX | G122 | G10 corridor | G |  |  |  | ~ 2016 | 6'
247 | Electrical | HQ | Lighting Emergency or Exit | Spitfire | EL-EL-EX | G123 | G09 office | G |  |  |  | ~ 2016 | 8'
248 | Electrical | HQ | Lighting Emergency or Exit | Exit weather/chem/flame resistant | EL-EL-EX | G124 | G05 quality control | G |  | Clipsal |  | 2019-07-01 | 6'
249 | Electrical | HQ | Lighting Emergency or Exit | Exit | EL-EL-EX | G125 | G09 office | G |  | Legrand |  | 2019-07-01 | 6'
250 | Electrical | HQ | Lighting Emergency or Exit | Exit | EL-EL-EX | G126 | G10 corridor | G |  | Legrand |  | 2020-07-01 | 6'
251 | Electrical | HQ | Lighting Emergency or Exit | Spitfire | EL-EL-EX | G127 | G08 analyser | G |  |  |  | ~ 2016 | 6'
252 | Electrical | HQ | Lighting Emergency or Exit | Exit blade | EL-EL-EX | G128 | G04 lobby | G |  |  |  | ~ 2016 | 8'
253 | Electrical | HQ | Lighting Emergency or Exit | Spitfire | EL-EL-EX | G129 | G06 first aid room | G |  |  |  | ~ 2016 | 8'
254 | Electrical | HQ | Lighting Emergency or Exit | Exit blade surface | EL-EL-EX | G130 | G04 lobby | G |  |  |  | ~ 2016 | 8'
255 | Electrical | HQ | Lighting Emergency or Exit | Exit | EL-EL-EX | G131 | G01 foyer | G |  | Legrand |  | ~ 2016 | 8'
256 | Electrical | HQ | Lighting Emergency or Exit | Exit blade | EL-EL-EX | G132 | G01 foyer | G |  |  |  | 2021-08-01 | 8'
257 | Electrical | HQ | Lighting Emergency or Exit | Exit blade | EL-EL-EX | G133 | G02 airlock | G |  | Stanilite |  | ~ 2016 | 8'
258 | Electrical | HQ | Lighting Emergency or Exit | Exit weather/chem/flame resistant | EL-EL-EX | G134 | G43 AVCO work room | G |  |  |  | ~ 2016 | 6'
259 | Electrical | HQ | Lighting Emergency or Exit | Exit blade | EL-EL-EX | G135 | G50 corridor | G |  |  |  | 2021-08-01 | 6'
260 | Electrical | HQ | Lighting Emergency or Exit | Spitfire | EL-EL-EX | G136 | G44 female WC | G |  |  |  | ~ 2016 | 6'
261 | Electrical | HQ | Lighting Emergency or Exit | Spitfire | EL-EL-EX | G137 | G48 male WC | G |  |  |  | ~ 2016 | 6'
262 | Electrical | HQ | Lighting Emergency or Exit | Spitfire | EL-EL-EX | G138 | G49 D'able WC | G |  |  |  | 2019-07-01 | 6'
263 | Electrical | HQ | Lighting Emergency or Exit | Exit blade | EL-EL-EX | G139 | G50 corridor | G |  |  |  | 2019-07-01 | 6'
264 | Electrical | HQ | Lighting Emergency or Exit | Exit blade | EL-EL-EX | G140 | G71 corridor | G |  | Stanilite |  | ~ 2016 | 6'
265 | Electrical | HQ | Lighting Emergency or Exit | Twin 18w weather/chem/flame resistant | EL-EL-EX | G141 | G43 AVCO work room | G |  | Clipsal |  | 2019-07-01 | 6'
266 | Electrical | HQ | Lighting Emergency or Exit | Exit weather/chem/flame resistant | EL-EL-EX | G142 | G43 AVCO work room | G |  | Clipsal |  | ~ 2016 | 6'
267 | Electrical | HQ | Lighting Emergency or Exit | Exit weather/chem/flame resistant | EL-EL-EX | G143 | G43 AVCO work room | G |  | Clipsal |  | ~ 2016 | 6'
268 | Electrical | HQ | Lighting Emergency or Exit | Twin 18w maintained T8 | EL-EL-EX | G144 | G71 corridor | G |  | Legrand |  | ~ 2016 | 6'
269 | Electrical | HQ | Lighting Emergency or Exit | Exit | EL-EL-EX | G145 | G88A corridor | G |  | Legrand |  | ~ 2016 | 6'
270 | Electrical | HQ | Lighting Emergency or Exit | Spitfire | EL-EL-EX | G146 | G88A corridor | G |  |  |  | ~ 2016 | 8'
271 | Electrical | HQ | Lighting Emergency or Exit | Exit blade | EL-EL-EX | G147 | G57 staff room | G |  |  |  | ~ 2016 | 8'
272 | Electrical | HQ | Lighting Emergency or Exit | Exit | EL-EL-EX | G148 | G57 staff room | G |  | Stanilite |  | 2022-02-01 | 8'
273 | Electrical | HQ | Lighting Emergency or Exit | 18w non maintained T8 WP | EL-EL-EX | G149 | Outside | G |  |  |  | 2022-02-01 | 6'
274 | Electrical | HQ | Lighting Emergency or Exit | Exit blade | EL-EL-EX | G150 | G73 corridor | G |  | Stanilite |  | ~ 2016 | 6'
275 | Electrical | HQ | Lighting Emergency or Exit | Exit blade | EL-EL-EX | G151 | G73 corridor | G |  |  |  | 2021-08-01 | 6'
276 | Electrical | HQ | Lighting Emergency or Exit | Exit | EL-EL-EX | G152 | G61 sound lobby | G |  | Stanilite |  | 2021-08-01 | 6'
277 | Electrical | HQ | Lighting Emergency or Exit | Exit | EL-EL-EX | G153 | G61 sound lobby | G |  | Stanilite |  | 2021-08-01 | 6'
278 | Electrical | HQ | Lighting Emergency or Exit | 8w non maintained T5 | EL-EL-EX | G154 | G60 server room | G |  |  |  | 2019-07-01 | 6'
279 | Electrical | HQ | Lighting Emergency or Exit | Spitfire | EL-EL-EX | G155 | G52 sound studio 2 | G |  |  |  | ~ 2016 | 6'
280 | Electrical | HQ | Lighting Emergency or Exit | Spitfire | EL-EL-EX | G156 | G51 sound rec. auditioning meeting | G |  |  |  | ~ 2016 | 6'
281 | Electrical | HQ | Lighting Emergency or Exit | Spitfire | EL-EL-EX | G157 | G63 sound studio 3 | G |  |  |  | ~ 2016 | 6'
282 | Electrical | HQ | Lighting Emergency or Exit | Spitfire | EL-EL-EX | G158 | G63 sound studio 4 | G |  |  |  | ~ 2016 | 6'
283 | Electrical | HQ | Lighting Emergency or Exit | Spitfire | EL-EL-EX | G159 | G64 sound studio 7 | G |  |  |  | ~ 2016 | 6'
284 | Electrical | HQ | Lighting Emergency or Exit | Spitfire | EL-EL-EX | G160 | G65 sound studio 5 | G |  |  |  | 2021-08-01 | 6'
285 | Electrical | HQ | Lighting Emergency or Exit | Spitfire | EL-EL-EX | G161 | G65 sound studio 5 | G |  |  |  | ~ 2016 | 6'
286 | Electrical | HQ | Lighting Emergency or Exit | Spitfire | EL-EL-EX | G162 | G66 sound studio 1 | G |  |  |  | 2019-07-01 | 6'
287 | Electrical | HQ | Lighting Emergency or Exit | Spitfire | EL-EL-EX | G163 | G67 sound studio 6 | G |  |  |  | 2022-02-01 | 6'
288 | Electrical | HQ | Lighting Emergency or Exit | Spitfire | EL-EL-EX | G164 | G73 corridor | G |  |  |  | ~ 2016 | 6'
289 | Electrical | HQ | Lighting Emergency or Exit | Twin 18w weather/chem/flame resistant | EL-EL-EX | G165 | G70 audio disc clean | G |  | Clipsal |  | 2020-07-01 | 6'
290 | Electrical | HQ | Lighting Emergency or Exit | Exit blade | EL-EL-EX | G166 | G73 corridor | G |  | Stanilite |  | ~ 2016 | 6'
291 | Electrical | HQ | Lighting Emergency or Exit | Exit blade | EL-EL-EX | G167 | G73B corridor | G |  |  |  | ~ 2016 | 6'
292 | Electrical | HQ | Lighting Emergency or Exit | Spitfire | EL-EL-EX | G168 | G75 office | G |  |  |  | ~ 2016 | 6'
293 | Electrical | HQ | Lighting Emergency or Exit | Twin 18w weather/chem/flame resistant | EL-EL-EX | G169 | G76 grading 2 | G |  | Clipsal |  | ~ 2016 | 6'
294 | Electrical | HQ | Lighting Emergency or Exit | Twin 18w weather/chem/flame resistant | EL-EL-EX | G170 | G74 grading 1 | G |  | Clipsal |  | 2020-07-01 | 6'
295 | Electrical | HQ | Lighting Emergency or Exit | Spitfire | EL-EL-EX | G171 | G76 office | G |  |  |  | 2019-07-01 | 6'
296 | Electrical | HQ | Lighting Emergency or Exit | Spitfire | EL-EL-EX | G172 | G73B corridor | G |  |  |  | 2019-07-01 | 6'
297 | Electrical | HQ | Lighting Emergency or Exit | Exit | EL-EL-EX | G173 | G73B corridor | G |  | Clipsal |  | 2020-07-01 | 6'
298 | Electrical | HQ | Lighting Emergency or Exit | Twin 18w maintained T8 | EL-EL-EX | G174 | G82 stairs | G |  | MH bardic |  | ~ 2016 | >8'
299 | Electrical | HQ | Lighting Emergency or Exit | Exit blade surface | EL-EL-EX | G175 | G83 plant room | G |  |  |  | ~ 2016 | 6'
300 | Electrical | HQ | Lighting Emergency or Exit | Exit | EL-EL-EX | G176 | G82 stairs | G |  | Clipsal |  | 2021-08-01 | 6'
301 | Electrical | HQ | Lighting Emergency or Exit | Exit blade surface | EL-EL-EX | G177 | G81 plant room | G |  |  |  | ~ 2016 | 6'
302 | Electrical | HQ | Lighting Emergency or Exit | Twin 18w non maintained T8 WP | EL-EL-EX | G178 | Outside | G |  |  |  | ~ 2016 | 6'
303 | Electrical | HQ | Lighting Emergency or Exit | Exit heritage | EL-EL-EX | G179 | Courtyard | G |  |  |  | ~ 2016 | 8'
304 | Electrical | HQ | Lighting Emergency or Exit | Exit | EL-EL-EX | G180 | Courtyard | G |  |  |  | 2019-07-01 | 8'
305 | Electrical | HQ | Lighting Emergency or Exit | Exit | EL-EL-EX | G181 | Courtyard | G |  |  |  | 2019-07-01 | 8'
306 | Electrical | HQ | Lighting Emergency or Exit | Exit | EL-EL-EX | G182 | Courtyard | G |  |  |  | 2019-07-01 | 8'
307 | Electrical | HQ | Lighting Emergency or Exit | Exit heritage | EL-EL-EX | G183 | Courtyard | G |  |  |  | 2021-08-01 | 8'
308 | Electrical | HQ | Lighting Emergency or Exit | Spitfire surface | EL-EL-EX | G184 | Courtyard | G |  |  |  | ~ 2016 | 8'
309 | Electrical | HQ | Lighting Emergency or Exit | Exit | EL-EL-EX | G185 | Courtyard | G |  |  |  | ~ 2016 | 8'
310 | Electrical | HQ | Lighting Emergency or Exit | Spitfire surface | EL-EL-EX | G186 | Courtyard | G |  |  |  | ~ 2016 | 8'
311 | Electrical | HQ | Lighting Emergency or Exit | Spitfire surface | EL-EL-EX | G187 | Courtyard | G |  |  |  | 2021-08-01 | 8'
312 | Electrical | HQ | Lighting Emergency or Exit | Spitfire surface | EL-EL-EX | G188 | SG6 corridor | G |  |  |  | ~ 2016 | 8'
313 | Electrical | HQ | Lighting Emergency or Exit | Exit blackout | EL-EL-EX | G189 | SG6 corridor | G |  |  |  | 2019-07-01 | 6'
314 | Electrical | HQ | Lighting Emergency or Exit | Spitfire | EL-EL-EX | G190 | G57 staff room | G |  |  |  | ~ 2016 | 8'
315 | Electrical | HQ | Lighting Emergency or Exit | Exit blackout | EL-EL-EX | G191 | SG6 corridor | G |  |  |  | 2019-07-01 | 8'
316 | Electrical | HQ | Lighting Emergency or Exit | Exit blackout | EL-EL-EX | G192 | SG6 corridor | G |  |  |  | 2019-07-01 | 6'
317 | Electrical | HQ | Lighting Emergency or Exit | Spitfire black trim | EL-EL-EX | G193 | SG5 corridor | G |  |  |  | 2019-07-01 | 8'
318 | Electrical | HQ | Lighting Emergency or Exit | Spitfire black trim | EL-EL-EX | G194 | SG5 corridor | G |  |  |  | 2019-07-01 | 8'
319 | Electrical | HQ | Lighting Emergency or Exit | Exit blackout | EL-EL-EX | G195 | SG5 corridor | G |  |  |  | 2020-07-01 | 6'
320 | Electrical | HQ | Lighting Emergency or Exit | Exit blackout | EL-EL-EX | G196 | SG5 corridor | G |  |  |  | 2019-07-01 | 6'
321 | Electrical | HQ | Lighting Emergency or Exit | Spitfire black trim | EL-EL-EX | G197 | SG5 corridor | G |  |  |  | 2019-07-01 | 8'
322 | Electrical | HQ | Lighting Emergency or Exit | Exit blackout | EL-EL-EX | G198 | SG5 corridor | G |  |  |  | 2019-07-01 | 8'
323 | Electrical | HQ | Lighting Emergency or Exit | Spitfire black trim | EL-EL-EX | G199 | SG5 corridor | G |  |  |  | ~ 2016 | 6'
324 | Electrical | HQ | Lighting Emergency or Exit | Exit blackout | EL-EL-EX | G200 | SG5 corridor | G |  | Legrand |  | 2019-07-01 | 6'
325 | Electrical | HQ | Lighting Emergency or Exit | Spitfire black trim | EL-EL-EX | G201 | SG5 corridor | G |  |  |  | 2020-07-01 | 6'
326 | Electrical | HQ | Lighting Emergency or Exit | Spitfire surface | EL-EL-EX | G202 | SG4 air plenum / store | G |  | Legrand |  | 2019-07-01 | 8'
327 | Electrical | HQ | Lighting Emergency or Exit | Exit blackout | EL-EL-EX | G203 | SG5 corridor | G |  | Legrand |  | 2019-07-01 | 6'
328 | Electrical | HQ | Lighting Emergency or Exit | Exit blackout | EL-EL-EX | G204 | SG2 Arc cinema | G |  | Legrand |  | 2019-07-01 | 6'
329 | Electrical | HQ | Lighting Emergency or Exit | Spitfire black trim | EL-EL-EX | G205 | SG5 corridor | G |  |  |  | 2019-07-01 | 6'
330 | Electrical | HQ | Lighting Emergency or Exit | Exit blackout | EL-EL-EX | G206 | SG5 corridor | G |  | Legrand |  | ~ 2016 | 6'
331 | Electrical | HQ | Lighting Emergency or Exit | Spitfire black trim | EL-EL-EX | G207 | SG5 corridor | G |  |  |  | ~ 2016 | 6'
332 | Electrical | HQ | Lighting Emergency or Exit | Exit | EL-EL-EX | G208 | SG5 corridor | G |  | Legrand |  | 2022-02-01 | 6'
333 | Electrical | HQ | Lighting Emergency or Exit | Spitfire | EL-EL-EX | G209 | SG31 D'able WC | G |  |  |  | 2019-07-01 | 6'
334 | Electrical | HQ | Lighting Emergency or Exit | Exit heritage | EL-EL-EX | G210 | SG13 corridor | G |  |  |  | 2019-07-01 | 6'
335 | Electrical | HQ | Lighting Emergency or Exit | Twin 36w non maintained T8 WP | EL-EL-EX | G211 | Outside | G |  |  |  | 2019-07-01 | <6
336 | Electrical | HQ | Lighting Emergency or Exit | Twin 18w non maintained T8 WP | EL-EL-EX | G212 | Outside | G |  |  |  | 2019-07-01 | 6'
337 | Electrical | HQ | Lighting Emergency or Exit | Spitfire | EL-EL-EX | G213 | SG7 theartrette | G |  |  |  | ~ 2016 | 6'
338 | Electrical | HQ | Lighting Emergency or Exit | Exit heritage | EL-EL-EX | G214 | SG7 theartrette | G |  |  |  | 2020-07-01 | 6'
339 | Electrical | HQ | Lighting Emergency or Exit | Exit | EL-EL-EX | G215 | SG7 theartrette | G |  | MH bardic |  | 2020-07-01 | 6'
340 | Electrical | HQ | Lighting Emergency or Exit | Spitfire | EL-EL-EX | G216 | SG7 theartrette | G |  |  |  | ~ 2016 | 6'
341 | Electrical | HQ | Lighting Emergency or Exit | Exit | EL-EL-EX | G217 | SG7 theartrette | G |  | MH bardic |  | 2020-07-01 | 6'
342 | Electrical | HQ | Lighting Emergency or Exit | Spitfire | EL-EL-EX | G218 | SG7 theartrette | G |  |  |  | 2021-08-01 | 6'
343 | Electrical | HQ | Lighting Emergency or Exit | Exit | EL-EL-EX | G219 | SG8 entry | G |  | MH bardic |  | ~ 2016 | 6'
344 | Electrical | HQ | Lighting Emergency or Exit | Spitfire | EL-EL-EX | G220 | SG8 entry | G |  |  |  | ~ 2016 | 6'
345 | Electrical | HQ | Lighting Emergency or Exit | Exit | EL-EL-EX | G221 | SG8 entry | G |  | MH bardic |  | ~ 2016 | 6'
346 | Electrical | HQ | Lighting Emergency or Exit | Exit | EL-EL-EX | G222 | SG8 entry | G |  | MH bardic |  | ~ 2016 | 6'
347 | Electrical | HQ | Lighting Emergency or Exit | Spitfire | EL-EL-EX | G223 | SG25 office | G |  |  |  | ~ 2016 | 6'
348 | Electrical | HQ | Lighting Emergency or Exit | Twin 36w maintained T8 | EL-EL-EX | G224 | Stairs | G |  |  |  | 2019-07-01 | >8'
349 | Electrical | HQ | Lighting Emergency or Exit | Spitfire | EL-EL-EX | G225 | SG29 female WC | G |  |  |  | 2020-07-01 | 8'
350 | Electrical | HQ | Lighting Emergency or Exit | Spitfire | EL-EL-EX | G226 | SG28 male WC | G |  |  |  | 2019-07-01 | 8'
351 | Electrical | HQ | Lighting Emergency or Exit | Exit heritage | EL-EL-EX | G227 | SG13 corridor | G |  |  |  | ~ 2016 | 8'
352 | Electrical | HQ | Lighting Emergency or Exit | Spitfire | EL-EL-EX | G228 | SG38 vestibule | G |  |  |  | ~ 2016 | 8'
353 | Electrical | HQ | Lighting Emergency or Exit | Exit heritage | EL-EL-EX | G229 | SG35 entry foyer | G |  |  |  | ~ 2016 | 6'
354 | Electrical | HQ | Lighting Emergency or Exit | Exit heritage | EL-EL-EX | G230 | SG35 entry foyer | G |  |  |  | 2019-07-01 | 6'
355 | Electrical | HQ | Lighting Emergency or Exit | Exit heritage | EL-EL-EX | G231 | SG37 corridor | G |  |  |  | 2020-07-01 | 6'
356 | Electrical | HQ | Lighting Emergency or Exit | Spitfire surface | EL-EL-EX | G232 | SG37 corridor | G |  | Legrand |  | ~ 2016 | 8'
357 | Electrical | HQ | Lighting Emergency or Exit | Spitfire surface | EL-EL-EX | G233 | SG34 cafe | G |  | Legrand |  | 2018-10-01 | 8'
358 | Electrical | HQ | Lighting Emergency or Exit | Exit | EL-EL-EX | G234 | SG34 cafe | G |  | Legrand |  | 2020-07-01 | 8'
359 | Electrical | HQ | Lighting Emergency or Exit | Exit | EL-EL-EX | G235 | SG40 front room | G |  | MH bardic |  | 2019-07-01 | 6'
360 | Electrical | HQ | Lighting Emergency or Exit | Spitfire surface | EL-EL-EX | G236 | SG37 corridor | G |  | Legrand |  | 2019-07-01 | 8'
361 | Electrical | HQ | Lighting Emergency or Exit | Twin 36w maintained T8 | EL-EL-EX | G237 | Stairs | G |  |  |  | 2018-10-01 | >8'
362 | Electrical | HQ | Lighting Emergency or Exit | Exit heritage | EL-EL-EX | G238 | SG45 library | G |  |  |  | 2020-07-01 | 6'
363 | Electrical | HQ | Lighting Emergency or Exit | Spitfire surface | EL-EL-EX | G239 | SG37 corridor | G |  | Legrand |  | ~ 2016 | 8'
364 | Electrical | HQ | Lighting Emergency or Exit | LED weather proof | EL-EL-EX | G240 | SG37 corridor (switchboard ) | G |  | MH bardic |  | 2020-07-01 | 6'
365 | Electrical | HQ | Lighting Emergency or Exit | Exit heritage | EL-EL-EX | G241 | SG37 corridor | G |  |  |  | ~ 2016 | 6'
366 | Electrical | HQ | Lighting Emergency or Exit | Exit heritage | EL-EL-EX | G242 | SG1 south gallery | G |  |  |  | 2019-07-01 | 6'
367 | Electrical | HQ | Lighting Emergency or Exit | Exit heritage | EL-EL-EX | G243 | SG1 south gallery | G |  |  |  | 2021-08-01 | 6'
368 | Electrical | HQ | Lighting Emergency or Exit | Spitfire | EL-EL-EX | G244 | SG1 south gallery | G |  |  |  | ~ 2016 | 6'
369 | Electrical | HQ | Lighting Emergency or Exit | Exit heritage | EL-EL-EX | G245 | SG1 south gallery | G |  |  |  | ~ 2016 | 6'
370 | Electrical | HQ | Lighting Emergency or Exit | Spitfire | EL-EL-EX | G405 | SG9 lift | G |  |  |  | 2019-07-01 | 8'
371 | Electrical | HQ | Lighting Emergency or Exit | Exit | EL-EL-EX | G408 | G61 sound lobby | G |  | Stanilite |  | 2019-07-01 | 6'
372 | Electrical | HQ | Lighting Emergency or Exit | Spitfire | EL-EL-EX | G409 | G10 corridor | G |  |  |  | 2020-10-01 | 6'
373 | Electrical | HQ | Lighting Emergency or Exit | Twin spotlights WP | EL-EL-EX | R368 | Roof | R |  |  |  | 2019-07-01 | >8'
374 | Electrical | HQ | Lighting Emergency or Exit | Twin spotlights WP | EL-EL-EX | R369 | Roof | R |  |  |  | 2019-07-01 | >8'
375 | Electrical | HQ | Lighting Emergency or Exit | Twin spotlights WP | EL-EL-EX | R370 | Roof | R |  |  |  | 2019-07-01 | >8'
376 | Electrical | HQ | Lighting Emergency or Exit | Twin 10w non maintained T8 WP | EL-EL-EX | R371 | Roof | R |  |  |  | 2019-07-01 | <6
377 | Electrical | HQ | Lighting Emergency or Exit | Exit WP | EL-EL-EX | R372 | Roof | R |  |  |  | ~ 2016 | <6
378 | Electrical | HQ | Lighting Emergency or Exit | Twin 10w non maintained T8 WP | EL-EL-EX | R373 | Roof | R |  |  |  | 2019-07-01 | <6
379 | Electrical | HQ | Lighting Emergency or Exit | Twin spotlights | EL-EL-EX | R374 | Roof | R |  | Legrand |  | 2019-07-01 | <6
380 | Electrical | HQ | Lighting Emergency or Exit | Twin spotlights | EL-EL-EX | R375 | Roof | R |  | Legrand |  | 2019-07-01 | <6
381 | Electrical | HQ | Lighting Emergency or Exit | Twin 10w non maintained T8 WP | EL-EL-EX | R376 | Roof | R |  |  |  | 2019-07-01 | <6
382 | Electrical | HQ | Lighting Emergency or Exit | LED maintained weather proof | EL-EL-EX | R377 | Roof | R |  | Clevertronics |  | ~ 2016 | <6
383 | Electrical | HQ | Lighting Emergency or Exit | Twin 10w non maintained T8 WP | EL-EL-EX | R378 | Roof | R |  |  |  | 2021-08-01 | 6'
384 | Electrical | HQ | Lighting Emergency or Exit | Twin spotlights | EL-EL-EX | R379 | Roof | R |  | Legrand |  | 2021-08-01 | <6
385 | Electrical | HQ | Lighting Emergency or Exit | Twin spotlights | EL-EL-EX | R380 | Roof | R |  | Legrand |  | 2021-08-01 | <6
386 | Electrical | HQ | Lighting Emergency or Exit | Twin 18w non maintained T8 | EL-EL-EX | U381 | Undercroft | B |  | Stanilite |  | 2020-10-01 | Restricted Space access
387 | Electrical | HQ | Lighting Emergency or Exit | Exit | EL-EL-EX | U382 | Undercroft | B |  | Stanilite |  | 2020-10-01 | Restricted Space access
388 | Electrical | HQ | Lighting Emergency or Exit | Twin 18w non maintained T8 | EL-EL-EX | U383 | Undercroft | B |  | Stanilite |  | 2020-10-01 | Restricted Space access
389 | Electrical | HQ | Lighting Emergency or Exit | Twin 18w non maintained T8 | EL-EL-EX | U384 | Undercroft | B |  | Stanilite |  | 2020-10-01 | Restricted Space access
390 | Electrical | HQ | Lighting Emergency or Exit | Twin 18w non maintained T8 | EL-EL-EX | U385 | Undercroft | B |  | Stanilite |  | 2020-10-01 | Restricted Space access
391 | Electrical | HQ | Lighting Emergency or Exit | Exit | EL-EL-EX | U386 | Undercroft | B |  | Stanilite |  | 2020-10-01 | Restricted Space access
392 | Electrical | HQ | Lighting Emergency or Exit | Twin 18w non maintained T8 | EL-EL-EX | U387 | Undercroft | B |  |  |  | 2020-10-01 | Restricted Space access
393 | Electrical | HQ | Lighting Emergency or Exit | Twin 18w non maintained T8 | EL-EL-EX | U388 | Undercroft | B |  |  |  | 2020-10-01 | Restricted Space access
394 | Electrical | HQ | Lighting Emergency or Exit | Exit | EL-EL-EX | U389 | Undercroft | B |  |  |  | 2020-10-01 | Restricted Space access
395 | Electrical | HQ | Lighting Emergency or Exit | Twin 18w non maintained T8 | EL-EL-EX | U390 | Undercroft | B |  |  |  | 2020-10-01 | Restricted Space access
396 | Electrical | HQ | Lighting Emergency or Exit | Exit weather proof | EL-EL-EX | U391 | Undercroft | B |  |  |  | 2020-10-01 | Restricted Space access
397 | Electrical | HQ | Lighting Emergency or Exit | Exit weather proof | EL-EL-EX | U392 | Undercroft | B |  |  |  | 2020-10-01 | Restricted Space access
398 | Electrical | HQ | Lighting Emergency or Exit | Twin 18w non maintained T8 WP | EL-EL-EX | U393 | Undercroft | B |  |  |  | 2020-10-01 | Restricted Space access
399 | Electrical | HQ | Lighting Emergency or Exit | Exit weather proof | EL-EL-EX | U394 | Undercroft | B |  |  |  | 2020-10-01 | Restricted Space access
400 | Electrical | HQ | Lighting Emergency or Exit | Exit weather proof | EL-EL-EX | U395 | Undercroft | B |  |  |  | 2020-10-01 | Restricted Space access
401 | Electrical | HQ | Lighting Emergency or Exit | Twin 18w non maintained T8 WP | EL-EL-EX | U396 | Undercroft | B |  |  |  | 2020-10-01 | Restricted Space access
402 | Electrical | HQ | Lighting Emergency or Exit | Exit weather proof | EL-EL-EX | U397 | Undercroft | B |  |  |  | 2020-10-01 | Restricted Space access
403 | Electrical | HQ | Lighting Emergency or Exit | Exit weather proof | EL-EL-EX | U398 | Undercroft | B |  |  |  | 2020-10-01 | Restricted Space access
404 | Electrical | HQ | Lighting Emergency or Exit | Twin 18w non maintained T8 WP | EL-EL-EX | U399 | Undercroft | B |  |  |  | 2020-10-01 | Restricted Space access
405 | Electrical | HQ | Lighting Emergency or Exit | Exit weather proof | EL-EL-EX | U400 | Undercroft | B |  |  |  | 2020-10-01 | Restricted Space access
406 | Electrical | HQ | Lighting Emergency or Exit | Exit weather proof | EL-EL-EX | U401 | Undercroft | B |  |  |  | 2020-10-01 | Restricted Space access
407 | Electrical | HQ | Lighting Emergency or Exit | Twin 18w non maintained T8 WP | EL-EL-EX | U402 | Undercroft | B |  |  |  | 2020-10-01 | Restricted Space access
408 | Electrical | HQ | Lighting Emergency or Exit | Exit weather proof | EL-EL-EX | U403 | Undercroft | B |  |  |  | 2020-10-01 | Restricted Space access
409 | Electrical | HQ | Lighting Emergency or Exit | Exit weather proof | EL-EL-EX | U404 | Undercroft | B |  |  |  | 2020-10-01 | Restricted Space access
410 | Electrical | M1 | Lighting Emergency or Exit | Single 36w T8 | EL-EL-EX | F100 | Cool room 3 upper | 1 |  |  |  | 2022-02-01 | 6'
411 | Electrical | M1 | Lighting Emergency or Exit | Exit | EL-EL-EX | F101 | Cool room 3 upper | 1 |  | Legrand |  | 2020-03-01 | 6'
412 | Electrical | M1 | Lighting Emergency or Exit | Single 36w T8 | EL-EL-EX | F102 | Cool room 6 | 1 |  |  |  | ~ 2016 | 6'
413 | Electrical | M1 | Lighting Emergency or Exit | Single 36w T8 | EL-EL-EX | F103 | Cool room 6 | 1 |  |  |  | ~ 2016 | 6'
414 | Electrical | M1 | Lighting Emergency or Exit | Single 36w T8 | EL-EL-EX | F104 | Cool room 6 | 1 |  |  |  | 2020-03-01 | 6'
415 | Electrical | M1 | Lighting Emergency or Exit | Single 36w T8 | EL-EL-EX | F105 | Cool room 6 | 1 |  |  |  | ~ 2016 | 6'
416 | Electrical | M1 | Lighting Emergency or Exit | Exit | EL-EL-EX | F106 | Cool room 6 | 1 |  | Stanilite |  | ~ 2016 | 6'
417 | Electrical | M1 | Lighting Emergency or Exit | Exit | EL-EL-EX | F107 | Cool room 6 | 1 |  | Legrand |  | 2022-02-01 | 6'
418 | Electrical | M1 | Lighting Emergency or Exit | Single 36w T8 | EL-EL-EX | F108 | Cool room 7 | 1 |  |  |  | ~ 2016 | 6'
419 | Electrical | M1 | Lighting Emergency or Exit | Single 36w T8 | EL-EL-EX | F109 | Cool room 7 | 1 |  |  |  | 2022-02-01 | 6'
420 | Electrical | M1 | Lighting Emergency or Exit | Single 36w T8 | EL-EL-EX | F110 | Cool room 7 | 1 |  |  |  | ~ 2016 | 6'
421 | Electrical | M1 | Lighting Emergency or Exit | Single 36w T8 | EL-EL-EX | F111 | Cool room 7 | 1 |  |  |  | ~ 2016 | 6'
422 | Electrical | M1 | Lighting Emergency or Exit | Exit | EL-EL-EX | F112 | Cool room 7 | 1 |  | Legrand |  | ~ 2016 | 6'
423 | Electrical | M1 | Lighting Emergency or Exit | Exit | EL-EL-EX | F113 | Cool room 7 | 1 |  | Stanilite |  | ~ 2016 | 6'
424 | Electrical | M1 | Lighting Emergency or Exit | Exit | EL-EL-EX | F114 | Hall | 1 |  |  |  | 2020-03-01 | 6'
425 | Electrical | M1 | Lighting Emergency or Exit | Twin 36w T8 | EL-EL-EX | F115 | Hall | 1 |  |  |  | 2020-03-01 | 6'
426 | Electrical | M1 | Lighting Emergency or Exit | Exit | EL-EL-EX | F116 | Hall | 1 |  |  |  | 2020-03-01 | 6'
427 | Electrical | M1 | Lighting Emergency or Exit | Twin 36w T8 | EL-EL-EX | F117 | Front foyer | 1 |  | Legrand |  | 2021-03-01 | 6'
428 | Electrical | M1 | Lighting Emergency or Exit | Exit | EL-EL-EX | F118 | Front foyer | 1 |  | Stanilite |  | ~ 2016 | 6'
429 | Electrical | M1 | Lighting Emergency or Exit | Twin 36w T8 | EL-EL-EX | F119 | Front foyer | 1 |  | Legrand |  | 2021-03-01 | 6'
430 | Electrical | M1 | Lighting Emergency or Exit | Twin 36w T8 | EL-EL-EX | F120 | Front foyer | 1 |  | Legrand |  | 2021-03-01 | 6'
431 | Electrical | M1 | Lighting Emergency or Exit | Twin 36w T8 | EL-EL-EX | F121 | Front foyer | 1 |  | Legrand |  | 2021-03-01 | 6'
432 | Electrical | M1 | Lighting Emergency or Exit | Exit | EL-EL-EX | F122 | Front foyer | 1 |  | Stanilite |  | ~ 2016 | 6'
433 | Electrical | M1 | Lighting Emergency or Exit | Double 36w T8 | EL-EL-EX | F66 | Cool room 9 | 1 |  | Stanilite |  | 2020-03-01 | 6'
434 | Electrical | M1 | Lighting Emergency or Exit | Exit | EL-EL-EX | F67 | Cool room 9 | 1 |  | Stanilite |  | ~ 2016 | 6'
435 | Electrical | M1 | Lighting Emergency or Exit | Exit | EL-EL-EX | F68 | Cool room 8 | 1 |  | Legrand |  | 2020-03-01 | 6'
436 | Electrical | M1 | Lighting Emergency or Exit | Exit | EL-EL-EX | F69 | Dock | 1 |  | Legrand |  | ~ 2016 | 6'
437 | Electrical | M1 | Lighting Emergency or Exit | Double 36w T8 | EL-EL-EX | F70 | Stairs | 1 |  |  |  | ~ 2016 | 6'
438 | Electrical | M1 | Lighting Emergency or Exit | Single 36w T8 | EL-EL-EX | F71 | Cool room 1 upper | 1 |  |  |  | ~ 2016 | 6'
439 | Electrical | M1 | Lighting Emergency or Exit | Single 36w T8 | EL-EL-EX | F72 | Cool room 1 upper | 1 |  |  |  | ~ 2016 | 6'
440 | Electrical | M1 | Lighting Emergency or Exit | Single 36w T8 | EL-EL-EX | F73 | Cool room 1 upper | 1 |  |  |  | ~ 2016 | 6'
441 | Electrical | M1 | Lighting Emergency or Exit | Single 36w T8 | EL-EL-EX | F74 | Cool room 1 upper | 1 |  |  |  | ~ 2016 | 6'
442 | Electrical | M1 | Lighting Emergency or Exit | Exit | EL-EL-EX | F75 | Cool room 1 upper | 1 |  | Legrand |  | ~ 2016 | 6'
443 | Electrical | M1 | Lighting Emergency or Exit | Single 36w T8 | EL-EL-EX | F76 | Cool room 4 upper | 1 |  |  |  | ~ 2016 | 6'
444 | Electrical | M1 | Lighting Emergency or Exit | Single 36w T8 | EL-EL-EX | F77 | Cool room 4 upper | 1 |  |  |  | ~ 2016 | 6'
445 | Electrical | M1 | Lighting Emergency or Exit | Single 36w T8 | EL-EL-EX | F78 | Cool room 4 upper | 1 |  |  |  | ~ 2016 | 6'
446 | Electrical | M1 | Lighting Emergency or Exit | Single 36w T8 | EL-EL-EX | F79 | Cool room 4 upper | 1 |  |  |  | ~ 2016 | 6'
447 | Electrical | M1 | Lighting Emergency or Exit | Single 36w T8 | EL-EL-EX | F80 | Cool room 4 upper | 1 |  |  |  | ~ 2016 | 6'
448 | Electrical | M1 | Lighting Emergency or Exit | Single 36w T8 | EL-EL-EX | F81 | Cool room 4 upper | 1 |  |  |  | ~ 2016 | 6'
449 | Electrical | M1 | Lighting Emergency or Exit | Exit | EL-EL-EX | F82 | Cool room 4 upper | 1 |  | Stanilite |  | ~ 2016 | 6'
450 | Electrical | M1 | Lighting Emergency or Exit | Single 36w T8 | EL-EL-EX | F83 | Cool room 2 upper | 1 |  |  |  | ~ 2016 | 6'
451 | Electrical | M1 | Lighting Emergency or Exit | Single 36w T8 | EL-EL-EX | F84 | Cool room 2 upper | 1 |  |  |  | ~ 2016 | 6'
452 | Electrical | M1 | Lighting Emergency or Exit | Single 36w T8 | EL-EL-EX | F85 | Cool room 2 upper | 1 |  |  |  | 2022-02-01 | 6'
453 | Electrical | M1 | Lighting Emergency or Exit | Single 36w T8 | EL-EL-EX | F86 | Cool room 2 upper | 1 |  |  |  | 2020-03-01 | 6'
454 | Electrical | M1 | Lighting Emergency or Exit | Exit | EL-EL-EX | F87 | Cool room 2 upper | 1 |  | MH bardic |  | 2020-03-01 | 6'
455 | Electrical | M1 | Lighting Emergency or Exit | Single 36w T8 | EL-EL-EX | F88 | Cool room 5 upper | 1 |  |  |  | ~ 2016 | 6'
456 | Electrical | M1 | Lighting Emergency or Exit | Single 36w T8 | EL-EL-EX | F89 | Cool room 5 upper | 1 |  |  |  | 2022-02-01 | 6'
457 | Electrical | M1 | Lighting Emergency or Exit | Single 36w T8 | EL-EL-EX | F90 | Cool room 5 upper | 1 |  |  |  | ~ 2016 | 6'
458 | Electrical | M1 | Lighting Emergency or Exit | Single 36w T8 | EL-EL-EX | F91 | Cool room 5 upper | 1 |  |  |  | ~ 2016 | 6'
459 | Electrical | M1 | Lighting Emergency or Exit | Single 36w T8 | EL-EL-EX | F92 | Cool room 5 upper | 1 |  |  |  | ~ 2016 | 6'
460 | Electrical | M1 | Lighting Emergency or Exit | Single 36w T8 | EL-EL-EX | F93 | Cool room 5 upper | 1 |  |  |  | ~ 2016 | 6'
461 | Electrical | M1 | Lighting Emergency or Exit | Single 36w T8 | EL-EL-EX | F94 | Cool room 5 upper | 1 |  |  |  | ~ 2016 | 6'
462 | Electrical | M1 | Lighting Emergency or Exit | Exit | EL-EL-EX | F95 | Cool room 5 upper | 1 |  | Legrand |  | ~ 2016 | 6'
463 | Electrical | M1 | Lighting Emergency or Exit | Exit | EL-EL-EX | F96 | Cool room 5 upper | 1 |  | Stanilite |  | ~ 2016 | 6'
464 | Electrical | M1 | Lighting Emergency or Exit | Single 36w T8 | EL-EL-EX | F97 | Cool room 3 upper | 1 |  |  |  | ~ 2016 | 6'
465 | Electrical | M1 | Lighting Emergency or Exit | Single 36w T8 | EL-EL-EX | F98 | Cool room 3 upper | 1 |  |  |  | ~ 2016 | 6'
466 | Electrical | M1 | Lighting Emergency or Exit | Single 36w T8 | EL-EL-EX | F99 | Cool room 3 upper | 1 |  |  |  | ~ 2016 | 6'
467 | Electrical | M1 | Lighting Emergency or Exit | Exit | EL-EL-EX | G1 | Entrance foyer | G |  | Legrand |  | ~ 2016 | 6'
468 | Electrical | M1 | Lighting Emergency or Exit | 10w T8 single weather proof | EL-EL-EX | G10 | Cold room 2 | G |  |  |  | 2022-02-01 | 6'
469 | Electrical | M1 | Lighting Emergency or Exit | Exit weather proof | EL-EL-EX | G11 | Cold room 1 | G |  | Legrand |  | 2020-03-01 | 6'
470 | Electrical | M1 | Lighting Emergency or Exit | 10w T8 double weather proof | EL-EL-EX | G12 | Cold room 1 | G |  | MH bardic |  | ~ 2016 | 6'
471 | Electrical | M1 | Lighting Emergency or Exit | LED weather proof | EL-EL-EX | G13 | Cold room 1 | G |  |  |  | 2020-03-01 | 6'
472 | Electrical | M1 | Lighting Emergency or Exit | Exit weather proof | EL-EL-EX | G14 | Cold room 1 | G |  | Ektor |  | 2020-03-01 | 6'
473 | Electrical | M1 | Lighting Emergency or Exit | 10w T8 single weather proof | EL-EL-EX | G15 | Cold room 1 | G |  | Stanilite |  | 2020-03-01 | 6'
474 | Electrical | M1 | Lighting Emergency or Exit | Single 36w T8 | EL-EL-EX | G16 | Cool room 3 lower | G |  | Legrand |  | ~ 2016 | 6'
475 | Electrical | M1 | Lighting Emergency or Exit | Single 36w T8 | EL-EL-EX | G17 | Cool room 3 lower | G |  | Legrand |  | ~ 2016 | 6'
476 | Electrical | M1 | Lighting Emergency or Exit | Single 36w T8 | EL-EL-EX | G18 | Cool room 3 lower | G |  | Legrand |  | ~ 2016 | 6'
477 | Electrical | M1 | Lighting Emergency or Exit | Single 36w T8 | EL-EL-EX | G19 | Cool room 3 lower | G |  | Legrand |  | ~ 2016 | 6'
478 | Electrical | M1 | Lighting Emergency or Exit | Exit | EL-EL-EX | G2 | Entrance foyer | G |  | Stanilite |  | ~ 2016 | 6'
479 | Electrical | M1 | Lighting Emergency or Exit | Exit | EL-EL-EX | G20 | Cool room 3 lower | G |  | Stanilite |  | ~ 2016 | 6'
480 | Electrical | M1 | Lighting Emergency or Exit | Exit weather proof | EL-EL-EX | G21 | Cold room 3 | G |  | Ektor |  | 2020-03-01 | 6'
481 | Electrical | M1 | Lighting Emergency or Exit | 10w T8 double weather proof | EL-EL-EX | G22 | Cold room 3 | G |  | Stanilite |  | 2022-02-01 | 6'
482 | Electrical | M1 | Lighting Emergency or Exit | 10w T8 double weather proof | EL-EL-EX | G23 | Cold room 3 | G |  |  |  | ~ 2016 | 6'
483 | Electrical | M1 | Lighting Emergency or Exit | LED weather proof | EL-EL-EX | G24 | Cold room 3 | G |  |  |  | 2020-03-01 | 6'
484 | Electrical | M1 | Lighting Emergency or Exit | Exit weather proof | EL-EL-EX | G25 | Cold room 3 | G |  | Ektor |  | 2020-03-01 | 6'
485 | Electrical | M1 | Lighting Emergency or Exit | 10w T8 double weather proof | EL-EL-EX | G26 | Cold room 4 | G |  |  |  | 2020-03-01 | 6'
486 | Electrical | M1 | Lighting Emergency or Exit | Exit weather proof | EL-EL-EX | G27 | Cold room 4 | G |  | Ektor |  | 2020-03-01 | 6'
487 | Electrical | M1 | Lighting Emergency or Exit | 10w T8 double weather proof | EL-EL-EX | G28 | Cold room 4 | G |  |  |  | 2020-03-01 | 6'
488 | Electrical | M1 | Lighting Emergency or Exit | Exit weather proof | EL-EL-EX | G29 | Cold room 4 | G |  | Ektor |  | 2020-03-01 | 6'
489 | Electrical | M1 | Lighting Emergency or Exit | Exit | EL-EL-EX | G3 | Hall | G |  | Stanilite |  | 2020-03-01 | 6'
490 | Electrical | M1 | Lighting Emergency or Exit | Single 36w T8 | EL-EL-EX | G30 | Cool room 5 lower | G |  | Legrand |  | ~ 2016 | 6'
491 | Electrical | M1 | Lighting Emergency or Exit | Single 36w T8 | EL-EL-EX | G31 | Cool room 5 lower | G |  | Legrand |  | 2021-03-01 | 6'
492 | Electrical | M1 | Lighting Emergency or Exit | Single 36w T8 | EL-EL-EX | G32 | Cool room 5 lower | G |  | Legrand |  | ~ 2016 | 6'
493 | Electrical | M1 | Lighting Emergency or Exit | Single 36w T8 | EL-EL-EX | G33 | Cool room 5 lower | G |  | Legrand |  | ~ 2016 | 6'
494 | Electrical | M1 | Lighting Emergency or Exit | Single 36w T8 | EL-EL-EX | G34 | Cool room 5 lower | G |  | Legrand |  | ~ 2016 | 6'
495 | Electrical | M1 | Lighting Emergency or Exit | Single 36w T8 | EL-EL-EX | G35 | Cool room 5 lower | G |  | Legrand |  | ~ 2016 | 6'
496 | Electrical | M1 | Lighting Emergency or Exit | Single 36w T8 | EL-EL-EX | G36 | Cool room 5 lower | G |  | Legrand |  | ~ 2016 | 6'
497 | Electrical | M1 | Lighting Emergency or Exit | Exit | EL-EL-EX | G37 | Cool room 5 lower | G |  | Legrand |  | 2021-03-01 | 6'
498 | Electrical | M1 | Lighting Emergency or Exit | Exit | EL-EL-EX | G38 | Cool room 5 lower | G |  | Stanilite |  | ~ 2016 | 6'
499 | Electrical | M1 | Lighting Emergency or Exit | Exit | EL-EL-EX | G39 | Cool room 5 lower | G |  | Stanilite |  | 2020-03-01 | 6'
500 | Electrical | M1 | Lighting Emergency or Exit | 10w T8 single | EL-EL-EX | G4 | Hall | G |  |  |  | 2020-03-01 | 6'
501 | Electrical | M1 | Lighting Emergency or Exit | Single 36w T8 | EL-EL-EX | G40 | Cool room 2 lower | G |  | Legrand |  | ~ 2016 | 6'
502 | Electrical | M1 | Lighting Emergency or Exit | Single 36w T8 | EL-EL-EX | G41 | Cool room 2 lower | G |  | Legrand |  | ~ 2016 | 6'
503 | Electrical | M1 | Lighting Emergency or Exit | Single 36w T8 | EL-EL-EX | G42 | Cool room 2 lower | G |  | Legrand |  | ~ 2016 | 6'
504 | Electrical | M1 | Lighting Emergency or Exit | Single 36w T8 | EL-EL-EX | G43 | Cool room 2 lower | G |  | Legrand |  | ~ 2016 | 6'
505 | Electrical | M1 | Lighting Emergency or Exit | Exit | EL-EL-EX | G44 | Cool room 2 lower | G |  | Legrand |  | ~ 2016 | 6'
506 | Electrical | M1 | Lighting Emergency or Exit | Single 36w T8 | EL-EL-EX | G45 | Cool room 1 lower | G |  | Legrand |  | ~ 2016 | 6'
507 | Electrical | M1 | Lighting Emergency or Exit | Single 36w T8 | EL-EL-EX | G46 | Cool room 1 lower | G |  | Legrand |  | ~ 2016 | 6'
508 | Electrical | M1 | Lighting Emergency or Exit | Single 36w T8 | EL-EL-EX | G47 | Cool room 1 lower | G |  | Legrand |  | ~ 2016 | 6'
509 | Electrical | M1 | Lighting Emergency or Exit | Single 36w T8 | EL-EL-EX | G48 | Cool room 1 lower | G |  | Legrand |  | ~ 2016 | 6'
510 | Electrical | M1 | Lighting Emergency or Exit | Exit | EL-EL-EX | G49 | Cool room 1 lower | G |  | Legrand |  | ~ 2016 | 6'
511 | Electrical | M1 | Lighting Emergency or Exit | Twin 36w T8 maintained | EL-EL-EX | G5 | Hall | G |  | Stanilite |  | 2020-03-01 | 6'
512 | Electrical | M1 | Lighting Emergency or Exit | Exit | EL-EL-EX | G50 | Cool room 4 lower | G |  | Legrand |  | ~ 2016 | 6'
513 | Electrical | M1 | Lighting Emergency or Exit | Single 36w T8 | EL-EL-EX | G51 | Cool room 4 lower | G |  | Legrand |  | ~ 2016 | 6'
514 | Electrical | M1 | Lighting Emergency or Exit | Single 36w T8 | EL-EL-EX | G52 | Cool room 4 lower | G |  | Legrand |  | ~ 2016 | 6'
515 | Electrical | M1 | Lighting Emergency or Exit | Single 36w T8 | EL-EL-EX | G53 | Cool room 4 lower | G |  | Legrand |  | 2021-03-01 | 6'
516 | Electrical | M1 | Lighting Emergency or Exit | Single 36w T8 | EL-EL-EX | G54 | Cool room 4 lower | G |  | Legrand |  | ~ 2016 | 6'
517 | Electrical | M1 | Lighting Emergency or Exit | Single 36w T8 | EL-EL-EX | G55 | Cool room 4 lower | G |  | Legrand |  | ~ 2016 | 6'
518 | Electrical | M1 | Lighting Emergency or Exit | Single 36w T8 | EL-EL-EX | G56 | Cool room 4 lower | G |  | Legrand |  | ~ 2016 | 6'
519 | Electrical | M1 | Lighting Emergency or Exit | Double 36w T8 | EL-EL-EX | G57 | Cool room 12 | G |  | Stanilite |  | ~ 2016 | 6'
520 | Electrical | M1 | Lighting Emergency or Exit | Exit | EL-EL-EX | G58 | Cool room 12 | G |  | Legrand |  | ~ 2016 | 6'
521 | Electrical | M1 | Lighting Emergency or Exit | Exit | EL-EL-EX | G59 | Cool room 11 | G |  | Stanilite |  | ~ 2016 | 6'
522 | Electrical | M1 | Lighting Emergency or Exit | Exit | EL-EL-EX | G6 | Hall | G |  |  |  | 2020-03-01 | 6'
523 | Electrical | M1 | Lighting Emergency or Exit | Exit | EL-EL-EX | G60 | Dock | G |  | Legrand |  | ~ 2016 | 6'
524 | Electrical | M1 | Lighting Emergency or Exit | Exit | EL-EL-EX | G61 | Dock | G |  | Legrand |  | ~ 2016 | 6'
525 | Electrical | M1 | Lighting Emergency or Exit | Exit | EL-EL-EX | G62 | Cool room 10 | G |  | Stanilite |  | ~ 2016 | 6'
526 | Electrical | M1 | Lighting Emergency or Exit | Double 36w T8 | EL-EL-EX | G63 | Cool room 10 | G |  | Legrand |  | ~ 2016 | 6'
527 | Electrical | M1 | Lighting Emergency or Exit | Exit | EL-EL-EX | G64 | Cool room 10 | G |  | Stanilite |  | ~ 2016 | 6'
528 | Electrical | M1 | Lighting Emergency or Exit | Double 36w T8 | EL-EL-EX | G65 | Stairs | G |  | Stanilite |  | ~ 2016 | 6'
529 | Electrical | M1 | Lighting Emergency or Exit | Exit weather proof | EL-EL-EX | G7 | Cold room 2 | G |  | Ektor |  | 2020-03-01 | 6'
530 | Electrical | M1 | Lighting Emergency or Exit | 10w T8 single weather proof | EL-EL-EX | G8 | Cold room 2 | G |  |  |  | 2020-03-01 | 6'
531 | Electrical | M1 | Lighting Emergency or Exit | Exit weather proof | EL-EL-EX | G9 | Cold room 2 | G |  | Ektor |  | 2020-03-01 | 6'
532 | Electrical | M1 | Lighting Emergency or Exit | Exit | EL-EL-EX | P123 | Plant room | 1 | Plantroom | Stanilite |  | ~ 2016 | 6'
533 | Electrical | M1 | Lighting Emergency or Exit | Twin 36w T8 | EL-EL-EX | P124 | Plant room | 1 | Plantroom |  |  | 2020-03-01 | 6'
534 | Electrical | M1 | Lighting Emergency or Exit | Twin 36w T8 | EL-EL-EX | P125 | Plant room | 1 | Plantroom |  |  | 2020-03-01 | 6'
535 | Electrical | M1 | Lighting Emergency or Exit | Twin 36w T8 | EL-EL-EX | P126 | Plant room | 1 | Plantroom |  |  | ~ 2016 | 6'
536 | Electrical | M2 | Lighting Emergency or Exit | Exit | EL-EL-EX | 1 | Storage | G |  |  |  | ~ 2016 | 6'
537 | Electrical | M2 | Lighting Emergency or Exit | Exit | EL-EL-EX | 2 | Storage | G |  |  |  | ~ 2016 | 6'
538 | Electrical | M2 | Lighting Emergency or Exit | Exit | EL-EL-EX | 3 | Storage | G |  |  |  | ~ 2016 | 6'
539 | Electrical | M2 | Lighting Emergency or Exit | Emergency Flood | EL-EL-EX | 4 | Storage | G |  |  |  | ~ 2016 | 6'
540 | Electrical | M2 | Lighting Emergency or Exit | Exit | EL-EL-EX | 5 | Storage | G |  |  |  | ~ 2016 | 6'
541 | Electrical | M2 | Lighting Emergency or Exit | Exit | EL-EL-EX | 6 | Storage | G |  |  |  | 2020-03-01 | 6'
542 | Electrical | M2 | Lighting Emergency or Exit | Emergency Flood | EL-EL-EX | 7 | Storage | G |  |  |  | ~ 2016 | 6'
543 | Electrical | M2 | Lighting Emergency or Exit | Converted Exit | EL-EL-EX | 8 | Storage | G |  | Legrand |  | ~ 2016 | 6'
544 | Electrical | M2 | Lighting Emergency or Exit | Converted Exit | EL-EL-EX | 9 | Storage | G |  | Legrand |  | 2020-03-01 | 6'
545 | Electrical | M2 | Lighting Emergency or Exit | Emergency Flood | EL-EL-EX | 10 | Storage | G |  | Bardic |  | 2020-03-01 | 6'
546 | Electrical | M2 | Lighting Emergency or Exit | Converted Exit | EL-EL-EX | 11 | Office | G |  | Legrand |  | ~ 2016 | 6'
547 | Electrical | M2 | Lighting Emergency or Exit | Emergency Flood | EL-EL-EX | 12 | Storage | G |  | Bardic |  | 2020-03-01 | 6'
548 | Electrical | M2 | Lighting Emergency or Exit | Converted Exit | EL-EL-EX | 13 | Storage | G |  | Legrand |  | ~ 2016 | 6'
549 | Electrical | M4 | Lighting Emergency or Exit | Exit | EL-EL-EX | 1 | Store | G |  |  |  | ~ 2016 | 6'
550 | Electrical | M4 | Lighting Emergency or Exit | Spitfire | EL-EL-EX | 2 | Store | G |  |  |  | ~ 2016 | 6'
551 | Electrical | M4 | Lighting Emergency or Exit | Spitfire | EL-EL-EX | 3 | Store | G |  |  |  | 2019-07-01 | 6'
552 | Electrical | M4 | Lighting Emergency or Exit | Spitfire | EL-EL-EX | 4 | Store | G |  | Legrand |  | ~ 2016 | 6'
553 | Electrical | M4 | Lighting Emergency or Exit | Spitfire | EL-EL-EX | 5 | Store | G |  |  |  | ~ 2016 | 6'
554 | Electrical | M4 | Lighting Emergency or Exit | Exit | EL-EL-EX | 6 | Store | G |  |  |  | 2020-03-01 | 6'
555 | Electrical | M4 | Lighting Emergency or Exit | Spitfire | EL-EL-EX | 7 | Store | G |  | Legrand |  | 2020-03-01 | 6'
556 | Electrical | M4 | Lighting Emergency or Exit | Spitfire | EL-EL-EX | 8 | Store | G |  |  |  | 2020-03-01 | 6'
557 | Electrical | M4 | Lighting Emergency or Exit | Spitfire | EL-EL-EX | 9 | Store | G |  |  |  | ~ 2016 | 6'
558 | Electrical | M4 | Lighting Emergency or Exit | Spitfire | EL-EL-EX | 10 | Store | G |  |  |  | ~ 2016 | 6'
559 | Electrical | M4 | Lighting Emergency or Exit | Spitfire | EL-EL-EX | 11 | Store | G |  |  |  | ~ 2016 | 6'
560 | Electrical | M4 | Lighting Emergency or Exit | Spitfire | EL-EL-EX | 12 | Store | G |  | Legrand |  | 2020-03-01 | 6'
561 | Electrical | M4 | Lighting Emergency or Exit | Spitfire | EL-EL-EX | 13 | Store | G |  | Legrand |  | 2020-03-01 | 6'
562 | Electrical | M4 | Lighting Emergency or Exit | Exit | EL-EL-EX | 14 | Store | G |  | Legrand |  | 2020-03-01 | 6'
563 | Electrical | M4 | Lighting Emergency or Exit | Exit | EL-EL-EX | 15 | Store | G |  | Legrand |  | ~ 2016 | 6'
564 | Electrical | M4 | Lighting Emergency or Exit | Exit | EL-EL-EX | 16 | Store | G |  | Legrand |  | 2020-03-01 | 6'
565 | Electrical | M4 | Lighting Emergency or Exit | 24hr | EL-EL-EX | 17 | Store | G |  | Legrand |  | 2019-07-01 | 6'
566 | Electrical | M4 | Lighting Emergency or Exit | Spitfire | EL-EL-EX | 18 | Store | G |  |  |  | 2020-03-01 | 6'
567 | Electrical | M4 | Lighting Emergency or Exit | Spitfire | EL-EL-EX | 19 | Ladies WC | G |  | Legrand |  | 2019-07-01 | 6'
568 | Electrical | M4 | Lighting Emergency or Exit | Spitfire | EL-EL-EX | 20 | Mens WC | G |  |  |  | 2019-07-01 | 6'
569 | Electrical | M4 | Lighting Emergency or Exit | Exit | EL-EL-EX | 21 | Rear Door Roller | G |  | Legrand |  | 2020-03-01 | 6'
570 | Electrical | M5 | Lighting Emergency or Exit | Spitfire | EL-EL-EX | 1 | Entrance Foyer | G |  | Clevertronics |  | ~ 2016 | 8'
571 | Electrical | M5 | Lighting Emergency or Exit | Exit | EL-EL-EX | 2 | Entrance Foyer | G |  | Clevertronics |  | ~ 2016 | 8'
572 | Electrical | M5 | Lighting Emergency or Exit | Exit | EL-EL-EX | 3 | Entrance Foyer | G |  | Clevertronics |  | ~ 2016 | 8'
573 | Electrical | M5 | Lighting Emergency or Exit | Exit | EL-EL-EX | 4 | Entrance Foyer | G |  | Clevertronics |  | ~ 2016 | 8'
574 | Electrical | M5 | Lighting Emergency or Exit | Spitfire | EL-EL-EX | 5 | Entrance Foyer | G |  | Clevertronics |  | ~ 2016 | 8'
575 | Electrical | M5 | Lighting Emergency or Exit | Spitfire | EL-EL-EX | 6 | Entrance Foyer | G |  | Clevertronics |  | ~ 2016 | 8'
576 | Electrical | M5 | Lighting Emergency or Exit | Spitfire | EL-EL-EX | 7 | M5 011 UPS Rm | G |  | Clevertronics |  | ~ 2016 | 8'
577 | Electrical | M5 | Lighting Emergency or Exit | Spitfire | EL-EL-EX | 8 | M5 012 | G |  | Clevertronics |  | ~ 2016 | 8'
578 | Electrical | M5 | Lighting Emergency or Exit | Spitfire | EL-EL-EX | 9 | M5 010 | G |  | Clevertronics |  | ~ 2016 | 8'
579 | Electrical | M5 | Lighting Emergency or Exit | Exit | EL-EL-EX | 10 | Hall | G |  | Clevertronics |  | ~ 2016 | 8'
580 | Electrical | M5 | Lighting Emergency or Exit | Spitfire | EL-EL-EX | 11 | Hall | G |  | Clevertronics |  | ~ 2016 | 8'
581 | Electrical | M5 | Lighting Emergency or Exit | Spitfire | EL-EL-EX | 12 | Hall | G |  | Clevertronics |  | ~ 2016 | 8'
582 | Electrical | M5 | Lighting Emergency or Exit | Exit | EL-EL-EX | 13 | Hall | G |  | Clevertronics |  | ~ 2016 | 8'
583 | Electrical | M5 | Lighting Emergency or Exit | Spitfire | EL-EL-EX | 14 | Hall | G |  | Clevertronics |  | ~ 2016 | 8'
584 | Electrical | M5 | Lighting Emergency or Exit | Exit | EL-EL-EX | 15 | Hall | G |  | Clevertronics |  | ~ 2016 | 8'
585 | Electrical | M5 | Lighting Emergency or Exit | Spitfire | EL-EL-EX | 16 | Hall | G |  | Clevertronics |  | ~ 2016 | 8'
586 | Electrical | M5 | Lighting Emergency or Exit | Spitfire | EL-EL-EX | 17 | Hall | G |  | Clevertronics |  | ~ 2016 | 8'
587 | Electrical | M5 | Lighting Emergency or Exit | Twin 36w T8 WP | EL-EL-EX | 18 | M5 002 Storage Vault | G |  | Clevertronics |  | ~ 2016 | 8'
588 | Electrical | M5 | Lighting Emergency or Exit | Twin 36w T8 WP | EL-EL-EX | 19 | M5 002 Storage Vault | G |  | Clevertronics |  | 2021-03-01 | 8'
589 | Electrical | M5 | Lighting Emergency or Exit | Twin 36w T8 WP | EL-EL-EX | 20 | M5 002 Storage Vault | G |  | Clevertronics |  | 2020-03-01 | 8'
590 | Electrical | M5 | Lighting Emergency or Exit | Twin 36w T8 WP | EL-EL-EX | 21 | M5 002 Storage Vault | G |  | Clevertronics |  | ~ 2016 | 8'
591 | Electrical | M5 | Lighting Emergency or Exit | Twin 36w T8 WP | EL-EL-EX | 22 | M5 002 Storage Vault | G |  | Clevertronics |  | ~ 2016 | 8'
592 | Electrical | M5 | Lighting Emergency or Exit | Twin 36w T8 WP | EL-EL-EX | 23 | M5 002 Storage Vault | G |  | Clevertronics |  | 2021-03-01 | 8'
593 | Electrical | M5 | Lighting Emergency or Exit | Twin 36w T8 WP | EL-EL-EX | 24 | M5 002 Storage Vault | G |  | Clevertronics |  | ~ 2016 | 8'
594 | Electrical | M5 | Lighting Emergency or Exit | Twin 36w T8 WP | EL-EL-EX | 25 | M5 002 Storage Vault | G |  | Clevertronics |  | ~ 2016 | 8'
595 | Electrical | M5 | Lighting Emergency or Exit | Twin 36w T8 WP | EL-EL-EX | 26 | M5 002 Storage Vault | G |  | Clevertronics |  | 2021-03-01 | 8'
596 | Electrical | M5 | Lighting Emergency or Exit | Twin 36w T8 WP | EL-EL-EX | 27 | M5 002 Storage Vault | G |  | Clevertronics |  | 2021-03-01 | 8'
597 | Electrical | M5 | Lighting Emergency or Exit | Exit | EL-EL-EX | 28 | M5 002 Storage Vault | G |  | Clevertronics |  | ~ 2016 | 6'
598 | Electrical | M5 | Lighting Emergency or Exit | Exit | EL-EL-EX | 29 | M5 004 Storage Vault | G |  | Clevertronics |  | ~ 2016 | 6'
599 | Electrical | M5 | Lighting Emergency or Exit | Twin 36w T8 WP | EL-EL-EX | 30 | M5 004 Storage Vault | G |  | Clevertronics |  | ~ 2016 | 8'
600 | Electrical | M5 | Lighting Emergency or Exit | Twin 36w T8 WP | EL-EL-EX | 31 | M5 004 Storage Vault | G |  | Clevertronics |  | 2020-03-01 | 8'
601 | Electrical | M5 | Lighting Emergency or Exit | Twin 36w T8 WP | EL-EL-EX | 32 | M5 004 Storage Vault | G |  | Clevertronics |  | 2020-03-01 | 8'
602 | Electrical | M5 | Lighting Emergency or Exit | Twin 36w T8 WP | EL-EL-EX | 33 | M5 004 Storage Vault | G |  | Clevertronics |  | ~ 2016 | 8'
603 | Electrical | M5 | Lighting Emergency or Exit | Twin 36w T8 WP | EL-EL-EX | 34 | M5 004 Storage Vault | G |  | Clevertronics |  | 2021-03-01 | 8'
604 | Electrical | M5 | Lighting Emergency or Exit | Twin 36w T8 WP | EL-EL-EX | 35 | M5 004 Storage Vault | G |  | Clevertronics |  | 2021-03-01 | 8'
605 | Electrical | M5 | Lighting Emergency or Exit | Twin 36w T8 WP | EL-EL-EX | 36 | M5 001 Storage Vault | G |  | Clevertronics |  | ~ 2016 | 8'
606 | Electrical | M5 | Lighting Emergency or Exit | Twin 36w T8 WP | EL-EL-EX | 37 | M5 001 Storage Vault | G |  | Clevertronics |  | ~ 2016 | 8'
607 | Electrical | M5 | Lighting Emergency or Exit | Twin 36w T8 WP | EL-EL-EX | 38 | M5 001 Storage Vault | G |  | Clevertronics |  | ~ 2016 | 8'
608 | Electrical | M5 | Lighting Emergency or Exit | Twin 36w T8 WP | EL-EL-EX | 39 | M5 001 Storage Vault | G |  | Clevertronics |  | ~ 2016 | 8'
609 | Electrical | M5 | Lighting Emergency or Exit | Twin 36w T8 WP | EL-EL-EX | 40 | M5 001 Storage Vault | G |  | Clevertronics |  | 2021-03-01 | 8'
610 | Electrical | M5 | Lighting Emergency or Exit | Twin 36w T8 WP | EL-EL-EX | 41 | M5 001 Storage Vault | G |  | Clevertronics |  | ~ 2016 | 8'
611 | Electrical | M5 | Lighting Emergency or Exit | Twin 36w T8 WP | EL-EL-EX | 42 | M5 001 Storage Vault | G |  | Clevertronics |  | 2021-03-01 | 8'
612 | Electrical | M5 | Lighting Emergency or Exit | Exit WP | EL-EL-EX | 43 | M5 001 Storage Vault | G |  | Clevertronics |  | ~ 2016 | 6'
613 | Electrical | M5 | Lighting Emergency or Exit | Exit WP | EL-EL-EX | 44 | M5 003 Storage Vault | G |  | Clevertronics |  | ~ 2016 | 6'
614 | Electrical | M5 | Lighting Emergency or Exit | Twin 36w T8 WP | EL-EL-EX | 45 | M5 003 Storage Vault | G |  | Clevertronics |  | ~ 2016 | 8'
615 | Electrical | M5 | Lighting Emergency or Exit | Twin 36w T8 WP | EL-EL-EX | 46 | M5 003 Storage Vault | G |  | Clevertronics |  | 2022-02-01 | 8'
616 | Electrical | M5 | Lighting Emergency or Exit | Twin 36w T8 WP | EL-EL-EX | 47 | M5 003 Storage Vault | G |  | Clevertronics |  | ~ 2016 | 8'
617 | Electrical | M5 | Lighting Emergency or Exit | Twin 36w T8 WP | EL-EL-EX | 48 | M5 003 Storage Vault | G |  | Clevertronics |  | 2020-03-01 | 8'
618 | Electrical | M5 | Lighting Emergency or Exit | Twin 36w T8 WP | EL-EL-EX | 49 | M5 003 Storage Vault | G |  | Clevertronics |  | ~ 2016 | 8'
619 | Electrical | M5 | Lighting Emergency or Exit | Twin 36w T8 WP | EL-EL-EX | 50 | M5 003 Storage Vault | G |  | Clevertronics |  | ~ 2016 | 8'
620 | Electrical | M5 | Lighting Emergency or Exit | Twin 36w T8 WP | EL-EL-EX | 51 | M5 003 Storage Vault | G |  | Clevertronics |  | ~ 2016 | 8'
621 | Electrical | M5 | Lighting Emergency or Exit | Twin 36w T8 WP | EL-EL-EX | 52 | M5 003 Storage Vault | G |  | Clevertronics |  | ~ 2016 | 8'
622 | Electrical | M5 | Lighting Emergency or Exit | Twin 36w T8 WP | EL-EL-EX | 53 | M5 003 Storage Vault | G |  | Clevertronics |  | 2021-03-01 | 8'
623 | Electrical | M5 | Lighting Emergency or Exit | Spitfire | EL-EL-EX | 54 | M5 005 Storage Vault | G |  | Clevertronics |  | 2021-03-01 | 8'
624 | Electrical | M5 | Lighting Emergency or Exit | Spitfire | EL-EL-EX | 55 | M5 005 Storage Vault | G |  | Clevertronics |  | 2021-03-01 | 8'
625 | Electrical | M5 | Lighting Emergency or Exit | Single 36w T8 | EL-EL-EX | 56 | M5 013 Cleaners Rm | G |  | Clevertronics |  | ~ 2016 | 6'
626 | Electrical | M5 | Lighting Emergency or Exit | Spitfire | EL-EL-EX | 57 | Female shower | G |  | Clevertronics |  | ~ 2016 | 6'
627 | Electrical | M5 | Lighting Emergency or Exit | Spitfire | EL-EL-EX | 58 | Female toilet | G |  | Clevertronics |  | ~ 2016 | 6'
628 | Electrical | M5 | Lighting Emergency or Exit | Spitfire | EL-EL-EX | 59 | Male toilet | G |  | Clevertronics |  | ~ 2016 | 6'
629 | Electrical | M5 | Lighting Emergency or Exit | Spitfire | EL-EL-EX | 60 | Male shower | G |  | Clevertronics |  | ~ 2016 | 6'
630 | Electrical | M5 | Lighting Emergency or Exit | Exit | EL-EL-EX | 61 | Docks | G |  | Clevertronics |  | ~ 2016 | 8'
631 | Electrical | M5 | Lighting Emergency or Exit | Spitfire | EL-EL-EX | 62 | Docks | G |  | Clevertronics |  | ~ 2016 | >8'
632 | Electrical | M5 | Lighting Emergency or Exit | Single 36w T8 | EL-EL-EX | 63 | First aid Rm | G |  | Clevertronics |  | 2020-03-01 | 6'
633 | Electrical | M5 | Lighting Emergency or Exit | Single 36w T8 | EL-EL-EX | 64 | Above Vaults | 1 | Plantroom | Clevertronics |  | ~ 2016 | 4'
634 | Electrical | M5 | Lighting Emergency or Exit | Single 36w T8 | EL-EL-EX | 65 | Above Vaults | 1 | Plantroom | Clevertronics |  | ~ 2016 | 4'
635 | Electrical | M5 | Lighting Emergency or Exit | Single 36w T8 | EL-EL-EX | 66 | Above Vaults | 1 | Plantroom | Clevertronics |  | ~ 2016 | 4'
636 | Electrical | M5 | Lighting Emergency or Exit | Single 36w T8 | EL-EL-EX | 67 | Above Vaults | 1 | Plantroom | Clevertronics |  | ~ 2016 | 4'
637 | Electrical | M5 | Lighting Emergency or Exit | Single 36w T8 | EL-EL-EX | 68 | Above Vaults | 1 | Plantroom | Clevertronics |  | ~ 2016 | 4'
638 | Electrical | M5 | Lighting Emergency or Exit | Single 36w T8 | EL-EL-EX | 69 | Above Vaults | 1 | Plantroom | Clevertronics |  | 2021-03-01 | 4'
639 | Electrical | M5 | Lighting Emergency or Exit | Single 36w T8 | EL-EL-EX | 70 | Above Vaults | 1 | Plantroom | Clevertronics |  | 2021-03-01 | 4'
640 | Electrical | M5 | Lighting Emergency or Exit | Single 36w T8 | EL-EL-EX | 71 | Above Vaults | 1 | Plantroom | Clevertronics |  | ~ 2016 | 4'
641 | Electrical | M5 | Lighting Emergency or Exit | Single 36w T8 | EL-EL-EX | 72 | Above Vaults | 1 | Plantroom | Clevertronics |  | ~ 2016 | 4'
642 | Electrical | M5 | Lighting Emergency or Exit | Single 36w T8 | EL-EL-EX | 73 | Above Vaults | 1 | Plantroom | Clevertronics |  | 2020-03-01 | 4'
643 | Electrical | M5 | Lighting Emergency or Exit | Single 36w T8 | EL-EL-EX | 74 | Above Vaults | 1 | Plantroom | Clevertronics |  | ~ 2016 | 4'
644 | Electrical | MA | Lighting Emergency or Exit | Exit | EL-EL-EX | 1 | Office | G |  |  |  | 2020-03-01 | 6'
645 | Electrical | MA | Lighting Emergency or Exit | Exit | EL-EL-EX | 2 | Tea Rm | G |  |  |  | 2020-03-01 | 6'
646 | Electrical | MA | Lighting Emergency or Exit | Exit | EL-EL-EX | 3 | Office | G |  |  |  | ~ 2016 | 6'
647 | Electrical | MA | Lighting Emergency or Exit | Exit | EL-EL-EX | 4 | Office | G |  |  |  | ~ 2016 | 6'
648 | Electrical | MA | Lighting Emergency or Exit | 36w Twin Flourescent | EL-EL-EX | 5 | Warehouse | G |  |  |  | 2021-03-01 | >8'
649 | Electrical | MA | Lighting Emergency or Exit | 36w Twin Flourescent | EL-EL-EX | 6 | Warehouse | G |  |  |  | 2021-03-01 | >8'
650 | Electrical | MA | Lighting Emergency or Exit | Exit | EL-EL-EX | 7 | Warehouse | G |  |  |  | ~ 2016 | 6'
651 | Electrical | MA | Lighting Emergency or Exit | 36w Twin Flourescent | EL-EL-EX | 8 | Warehouse | G |  |  |  | 2022-02-01 | >8'
652 | Electrical | MA | Lighting Emergency or Exit | 36w Twin Flourescent | EL-EL-EX | 9 | Warehouse | G |  |  |  | 2020-03-01 | >8'
653 | Electrical | MA | Lighting Emergency or Exit | 36w twin Fluorescent | EL-EL-EX | 10 | Warehouse | G |  |  |  | 2021-03-01 | >8'
654 | Electrical | MA | Lighting Emergency or Exit | Exit | EL-EL-EX | 11 | Warehouse | G |  |  |  | ~ 2016 | 6'
655 | Electrical | MA | Lighting Emergency or Exit | Exit | EL-EL-EX | 12 | Isolation Vault | G |  |  |  | ~ 2016 | 6'
656 | Electrical | MA | Lighting Emergency or Exit | Exit | EL-EL-EX | 13 | Isolation Vault | G |  |  |  | ~ 2016 | 6'
657 | Electrical | MA | Lighting Emergency or Exit | spitfire | EL-EL-EX | 14 | Warehouse sorting Rm | G |  |  |  | ~ 2016 | 6'
658 | Electrical | MA | Lighting Emergency or Exit | Exit | EL-EL-EX | 15 | Warehouse sorting Rm | G |  |  |  | ~ 2016 | 6'
659 | Electrical | MA | Lighting Emergency or Exit | Exit | EL-EL-EX | 16 | Warehouse sorting Rm | G |  |  |  | ~ 2016 | 6'
660 | Electrical | MA | Lighting Emergency or Exit | spitfire | EL-EL-EX | 17 | Warehouse sorting Rm | G |  |  |  | ~ 2016 | 6'
661 | Electrical | MA | Lighting Emergency or Exit | Exit | EL-EL-EX | 18 | Assessment Area | G |  |  |  | ~ 2016 | 6'
662 | Electrical | MA | Lighting Emergency or Exit | spitfire | EL-EL-EX | 19 | Assessment Area | G |  |  |  | ~ 2016 | 6'
663 | Electrical | MN | Lighting Emergency or Exit | Exit | EL-EL-EX | 1 | Hall | G |  |  |  | ~ 2016 | 6'
664 | Electrical | MN | Lighting Emergency or Exit | Twin 36w T8 Maintained | EL-EL-EX | 2 | Hall | G |  |  |  | ~ 2016 | 6'
665 | Electrical | MN | Lighting Emergency or Exit | Exit | EL-EL-EX | 3 | Hall | G |  |  |  | ~ 2016 | 6'
666 | Electrical | MN | Lighting Emergency or Exit | Exit | EL-EL-EX | 4 | Hall | G |  |  |  | ~ 2016 | 6'
667 | Electrical | HQ-Res | Lighting Emergency or Exit | Exit | EL-EL-EX | R1 | Front door | G |  |  |  | ~ 2016 | 6'
668 | Electrical | HQ-Res | Lighting Emergency or Exit | Exit | EL-EL-EX | R2 | Back door | G |  |  |  | ~ 2016 | 6'
669 | Electrical | HQ-Res | Lighting Emergency or Exit | Exit | EL-EL-EX | R3 | Stair landing | 1 |  |  |  | ~ 2016 | 6'
670 | Electrical | HQ-Res | Lighting Emergency or Exit | spitfire | EL-EL-EX | R4 | Front door | G |  |  |  | ~ 2016 | 6'

## Emergency Lights - Summary
Emergency Lights | Premises
Last Updated | HQ | HQ-Res | M1 | M2 | M4 | M5 | MA | MN | Grand Total
~ 2016 | 176 | 4 | 82 | 9 | 8 | 54 | 12 | 4 | 349
2018-10-01 | 12 | [7 empty] | 12
2019-07-01 | 107 |  |  |  | 4 |  |  |  | 111
2020-03-01 |  |  | 30 | 4 | 9 | 6 | 3 |  | 52
2020-07-01 | 52 | [7 empty] | 52
2020-10-01 | 25 | [7 empty] | 25
2021-03-01 |  |  | 7 |  |  | 13 | 3 |  | 23
2021-08-01 | 24 | [7 empty] | 24
2022-02-01 | 13 |  | 7 |  |  | 1 | 1 |  | 22
Grand Total | 409 | 4 | 126 | 13 | 21 | 74 | 19 | 4 | 670
Note: Next Emergency Light Test scheduled for March 2022

## Test & Tag 2021 Summary
Equipment Type | HQ | M1 | M2 | M4 | M5 | MA | Total
3 Phase Equipment | 4 |  |  |  |  | 1 | 5
AC Adaptor | 337 | 4 | 1 | 4 |  | 5 | 351
Airconditioner | 5 | 3 |  |  |  |  | 8
Amplifier | 1 | [5 empty] | 1
Battery Charger | 19 |  |  |  |  | 6 | 25
Blower/Vac | 2 | 5 |  |  |  |  | 7
Coffee Grinder | [5 empty] | 1 | 1
Coffee Machine | 2 |  |  |  |  | 1 | 3
Computer | 51 | [5 empty] | 51
Computer Monitor | 171 |  |  |  |  | 5 | 176
Dishwasher | 7 |  |  |  |  | 1 | 8
Drill Press | 2 | [5 empty] | 2
DVD Player | 3 | [5 empty] | 3
Electric Knife | [5 empty] | 1 | 1
Electric Stove | 1 | [5 empty] | 1
Electric Table | 150 | [5 empty] | 150
Electrical Equipment | 1 | [5 empty] | 1
Exhaust Fan | [5 empty] | 20 | 20
Extension Lead | 148 | 1 | 1 | 1 | 1 | 9 | 161
Fan | 5 |  |  |  |  | 1 | 6
Fan Heater | 1 | [5 empty] | 1
Fan Pedestal | 4 |  |  |  |  | 2 | 6
Freezer | [5 empty] | 2 | 2
Glue Gun | 2 | 1 |  |  |  |  | 3
Grill | [5 empty] | 1 | 1
Grinder | 2 | [5 empty] | 2
Hair Dryer | 2 | [5 empty] | 2
Hand Dryer | 2 | [5 empty] | 2
Heat Gun | 3 | [5 empty] | 3
Heater | 7 | 1 |  |  |  | 3 | 11
IEC Power Cord | 569 |  | 2 |  |  | 10 | 581
Iron | 3 | [5 empty] | 3
Kettle | 3 | [5 empty] | 3
Laminator | 3 |  |  |  |  | 1 | 4
Lamp | 80 |  | 1 |  |  | 7 | 88
Laptop Battery Charger | 88 |  |  |  |  | 1 | 89
Lifter | 1 | [5 empty] | 1
Light Box | 1 | [5 empty] | 1
Microscope | 4 | [5 empty] | 4
Microwave Oven | 9 |  |  |  |  | 2 | 11
Microwave Oven Radiation | 9 |  |  |  |  | 2 | 11
Mixer | [5 empty] | 1 | 1
Oven | 1 | [5 empty] | 1
Power Board | 422 | 2 | 3 | 1 |  | 25 | 453
Power Supply | 708 | 7 | 3 | 1 | 1 | 35 | 755
Printer | 10 |  |  |  |  | 1 | 11
Projector | 1 | [5 empty] | 1
Pump | 6 | [5 empty] | 6
Radio | 7 | 1 |  |  |  | 1 | 9
Rangehood | 2 | [5 empty] | 2
Refrigerator | 16 |  | 1 |  |  | 1 | 18
Router | 1 | [5 empty] | 1
Sandwich Maker | 4 |  |  |  |  | 1 | 5
Shredding Machine | 1 |  |  |  |  | 1 | 2
Smart Board | 11 |  |  |  |  | 1 | 12
Soldering Iron | 1 | [5 empty] | 1
Speaker | 14 | [5 empty] | 14
Steam Cleaner | 1 | [5 empty] | 1
Television | 14 |  |  |  |  | 1 | 15
Toaster | 5 |  |  |  |  | 2 | 7
Transformer | 6 | [5 empty] | 6
Urn | 3 | [5 empty] | 3
Vacuum Cleaner | 14 | 1 |  |  | 2 | 4 | 21
Zip Hot Water | 6 |  | 1 |  |  | 1 | 8
Total | 2956 | 26 | 13 | 7 | 4 | 157 | 3163
Note: Next Annual Tag & Test due in July 2022 - first month of new contract