## Index
The Superpower Institute
A Green Iron Plan for Australia: Securing prosperity in a decarbonising world
2025-05-01
Model Inputs Data Pack
This data pack is intended to assist reproducibility of model outputs. Weather and price sensitivity spreadsheets have not been included in this sheet but can be easily reproduced by varying the hourlyDataSource input with the location and year of interest documented below. Refer to Model Input Supplementary Material for inputs with [Calc], [Multiple sources], or [Explainer] in description.
Main inputs
Tab | Description
L | Values reported in 'M' underpin base case model outputs. Where varied to 'M' figures, 'L' and 'H' represent our 5th and 95th percentile estimates, respectively.
M
H
sensitivityComp_L | Compilation of sensitivities on variables of interest. Context on these variables provided in the main report.
sensitivityComp_M
sensitivityComp_H
FOAK_L | First-of-a-kind estimates are run by varying the 'sticker price' (i.e., upfront cost) of relevant items, as well as additional risk factored in through uplifted wacc figures.
FOAK_M
FOAK_H
Weather and electricity price data
Tab | Component | Source
eyre2023, eyre2022, eyre2021 | Hourly solar and wind capacity factors | ISP trace data: REZ S5. ISP Trace Parser used to unpack data. Input year varies with reference year.
| Emissions | Electricity Maps: Direct emissions.
| Hourly average RRP | SA NEM data.
glad2023, glad2022, glad2021 | Hourly solar and wind capacity factors | ISP trace data: REZ S5. ISP Trace Parser used to unpack data. Input year varies with reference year.
| Emissions | Electricity Maps: Direct emissions.
| Hourly average RRP | QLD NEM data.
pilb2019 | Hourly solar and wind capacity factors | Renewables.ninja: Marble Bar. Input: {{"capacity": "1" "system_loss": "0.1" "tracking": "1" "tilt": "35" "azim": "180"}} Single-tracking azimuth, south-facing
gera2019 | Hourly solar and wind capacity factors | Renewables.ninja: Mullewa. Input: {{"capacity": "1" "system_loss": "0.1" "tracking": "1" "tilt": "35" "azim": "180"}} Single-tracking azimuth, south-facing
| Emissions | Open Electricity API
| Hourly average RRP | WEM data.
kwin2019 | Hourly solar and wind capacity factors | Renewables.ninja: Narrogin. Input: {{"capacity": "1" "system_loss": "0.1" "tracking": "1" "tilt": "35" "azim": "180"}} Single-tracking azimuth, south-facing
| Emissions | Open Electricity API
| Hourly average RRP | WEM data.
leigh2023 | Hourly solar and wind capacity factors | ISP trace data: REZ S5. ISP Trace Parser used to unpack data. Input year varies with reference year.
| Emissions | Electricity Maps: Direct emissions.
| Hourly average RRP | SA NEM data.

## L
item | unit | category | comments | eyre_inflex | eyre_flex | pilb_inflex | pilb_flex | gera_inflex | gera_flex | geraMag_inflex | geraMag_flex | kwin_inflex | kwin_flex | glad_inflex | glad_flex | pilb_inflex_h2Swap | pilb_flex_h2Swap | midn_inflex_h2Swap | midn_flex_h2Swap | Reference(s)
electricityGridNetworkDailyCharge | A$/day | gridElec | 0 | 0 | 0 | 1 | 1 | 0 | 0 | 0 | 0 | 0 | 0 | 0 | 0 | 1 | 1 | 0 | 0 | 0
electricityGridNetworkVariableCharge | A$/kWh | gridElec | Electranet, Powerlink, and Western Power pricing schedules for high voltage industrial loads were considered as inputs here but ultimately it was decided to assume values based on consultation and general calculations given complexity and opacity of charging structures. The network charge also accounts for an insignificant portion of overall project costs since majority of energy used is generated BTM. L/M/H values are $10/MWh, $22/MWh, and $35/MWh. | 0.01 | 0.01 | 1 | 1 | 0.01 | 0.01 | 0.01 | 0.01 | 0.01 | 0.01 | 0.01 | 0.01 | 1 | 1 | 0.01 | 0.01 | 0
electricityGridPeakStart | hour of day | gridElec | 0 | 17 | 17 | 1 | 1 | 17 | 17 | 17 | 17 | 17 | 17 | 17 | 17 | 1 | 1 | 17 | 17 | 0
electricityGridPeakFinish | hour of day | gridElec | 0 | 21 | 21 | 1 | 1 | 21 | 21 | 21 | 21 | 21 | 21 | 21 | 21 | 1 | 1 | 21 | 21 | 0
electricityGridKvaOffPeakDailyCharge | A$/kVA/day | gridElec | 0 | 0 | 0 | 0 | 0 | 0 | 0 | 0 | 0 | 0 | 0 | 0 | 0 | 0 | 0 | 0 | 0 | 0
electricityGridKvaPeakDailyCharge | A$/kVA/day | gridElec | 0 | 0 | 0 | 0 | 0 | 0 | 0 | 0 | 0 | 0 | 0 | 0 | 0 | 0 | 0 | 0 | 0 | 0
electricityGridPowerFactor | None | gridElec | Assumed | 0.9 | 0.9 | 0.9 | 0.9 | 0.9 | 0.9 | 0.9 | 0.9 | 0.9 | 0.9 | 0.9 | 0.9 | 0.9 | 0.9 | 0.9 | 0.9 | 0
electricityGridCapacity | MW | gridElec | Optimised | 270 | 270 | 0 | 0 | 270 | 270 | 270 | 270 | 270 | 270 | 270 | 270 | 0 | 0 | 270 | 270 | 0
electricityGridTransmissionDistance | km | gridTrans | Assume that green iron plant plugs directly into transmission network with no additional transmission required. Little to no impact on LCOI. | 0 | 0 | 0 | 0 | 0 | 0 | 0 | 0 | 0 | 0 | 0 | 0 | 0 | 0 | 0 | 0 | 0
electricityGridTransmissionUnitCapex | mA$/(km GW) | gridTrans | CAPEX for 330 kV single circuit transmission line (1200 MVA each). Levelised by 1200MVA = 1.08GW transmission capacity (assuming 90% power factor). Inflated to 2023AU$. L/H = -/+ 10%. | 1.4668 | 1.4668 | 1.4668 | 1.4668 | 1.4668 | 1.4668 | 1.4668 | 1.4668 | 1.4668 | 1.4668 | 1.4668 | 1.4668 | 1.4668 | 1.4668 | 1.4668 | 1.4668 | https://www.infrastructureaustralia.gov.au/sites/default/files/2021-10/Supporting%20Appendices%20-%20Infrastructure%20Market%20Capacity.pdf, p. 71
electricityGridTransmissionLife | years | gridTrans | Based on Electranet asset life span outcomes. | 55 | 55 | 55 | 55 | 55 | 55 | 55 | 55 | 55 | 55 | 55 | 55 | 55 | 55 | 55 | 55 | https://www.aer.gov.au/system/files/Appendix%20E%20-%20Asset%20Management%20Strategy.pdf, p. 4
electricityGridTransmissionCapacity | MW | gridTrans | Optimised | 0 | 0 | 0 | 0 | 0 | 0 | 0 | 0 | 0 | 0 | 0 | 0 | 0 | 0 | 0 | 0 | 0
electricityGridExportCapacity | MW | gridTrans | Optimised | 1500 | 1500 | 0 | 0 | 1500 | 1500 | 1500 | 1500 | 1500 | 1500 | 1500 | 1500 | 1500 | 1500 | 1500 | 1500 | 0
electricitySolarPvCapacity | MW | solarPV | Optimised | 1341 | 1341 | 1341 | 1341 | 1 | 1 | 1 | 1 | 1 | 1 | 1 | 1 | 1 | 1 | 1341 | 1341 | 0
electricitySolarPvLife | years | solarPV | Based on Aurecon figures. | 40 | 40 | 40 | 40 | 40 | 40 | 40 | 40 | 40 | 40 | 40 | 40 | 40 | 40 | 40 | 40 | https://aemo.com.au/-/media/files/major-publications/isp/2025/aurecon-2024-energy-technology-costs-and-technical-parameter-review.pdf?la=en, p. 173
electricitySolarPvUnitCapex | mA$/MW | solarPV | Based on GenCost 2024-25 figures. Low: Global NZE by 2050 Mid: Global NZE post 2050 High: Current policy | 1.141 | 1.141 | 1.141 | 1.141 | 1.141 | 1.141 | 1.141 | 1.141 | 1.141 | 1.141 | 1.141 | 1.141 | 1.141 | 1.141 | 1.141 | 1.141 | https://www.csiro.au/-/media/Energy/GenCost/GenCost2024-25ConsultDraft_20241205.pdf, p. 75
electricitySolarPvLossFactor | %(fraction) | solarPV | DC-AC inverter conversion losses | 0.03 | 0.03 | 0.03 | 0.03 | 0.03 | 0.03 | 0.03 | 0.03 | 0.03 | 0.03 | 0.03 | 0.03 | 0.03 | 0.03 | 0.03 | 0.03 | https://www.mdpi.com/2227-9717/8/10/1225#:~:text=All%20the%20energy%20losses%20that,ranges%20from%2095%20to%2098%25.
electricitySolarPvUnitOpex | mA$/ MW | solarPV | Based on implied opex as percentage of capex from 2024 Aurecon figures. L/H -/+ 10%. | 0.01 | 0.01 | 0.01 | 0.01 | 0.01 | 0.01 | 0.01 | 0.01 | 0.01 | 0.01 | 0.01 | 0.01 | 0.01 | 0.01 | 0.01 | 0.01 | https://aemo.com.au/-/media/files/major-publications/isp/2025/aurecon-2024-energy-technology-costs-and-technical-parameter-review.pdf?la=en, p. 35
electricityWindTurbinesUnitCapex | mA$/MW | wind | Based on GenCost 2024-25 figures. Low: Global NZE by 2050 Mid: Global NZE post 2050 High: Current policy | 2.491 | 2.491 | 2.491 | 2.491 | 2.491 | 2.491 | 2.491 | 2.491 | 2.491 | 2.491 | 2.491 | 2.491 | 2.491 | 2.491 | 2.491 | 2.491 | https://www.csiro.au/-/media/Energy/GenCost/GenCost2024-25ConsultDraft_20241205.pdf, p. 84
electricityWindTurbinesLife | years | wind | Based on Aurecon figures. L/H = +/- 10% | 27.5 | 27.5 | 27.5 | 27.5 | 27.5 | 27.5 | 27.5 | 27.5 | 27.5 | 27.5 | 27.5 | 27.5 | 27.5 | 27.5 | 27.5 | 27.5 | https://aemo.com.au/-/media/files/major-publications/isp/2025/aurecon-2024-energy-technology-costs-and-technical-parameter-review.pdf?la=en, p. 173
electricityWindTurbinesCapacity | MW | wind | Optimised | 2462 | 2462 | 2462 | 2462 | 1 | 1 | 1 | 1 | 1 | 1 | 1 | 1 | 1 | 1 | 2462 | 2462 | 0
electricityWindTurbinesLossFactor | %(fraction) | wind | DC-AC inverter conversion losses. | 0.03 | 0.03 | 0.03 | 0.03 | 0.03 | 0.03 | 0.03 | 0.03 | 0.03 | 0.03 | 0.03 | 0.03 | 0.03 | 0.03 | 0.03 | 0.03 | https://www.mdpi.com/2227-9717/8/10/1225#:~:text=All%20the%20energy%20losses%20that,ranges%20from%2095%20to%2098%25.
electricityWindTurbinesUnitOpex | mA$/ MW | wind | Based on implied opex as percentage of capex from 2024 Aurecon figures. L/H -/+ 10%. | 0.025 | 0.025 | 0.025 | 0.025 | 0.025 | 0.025 | 0.025 | 0.025 | 0.025 | 0.025 | 0.025 | 0.025 | 0.025 | 0.025 | 0.025 | 0.025 | 0
electricityBtmTransmissionDistance | km | transBTM | General assumption that some BTM transmission will be required to connect energy generating and using areas of the plant. Assumes 50km of base transmission required to connect plant, with additional required for Geraldton, Kwinana and Gladstone scenarios to connect to energy generating assets. Additional is based on distance between proposed plant location and centroid of associated REZ + 20% (km). | 100 | 100 | 100 | 100 | 100 | 100 | 100 | 100 | 100 | 100 | 100 | 100 | 100 | 100 | 100 | 100 | 0
electricityBtmTransmissionUnitCapex | mA$/(km GW) | transBTM | CAPEX for 330 kV single circuit transmission line (1200 MVA each). Levelised by 1.2GW transmission capacity. Includes cost of overhead. Inflated to 2023AU$. L/H -5%/+20% | 1.4668 | 1.4668 | 1.4668 | 1.4668 | 1.4668 | 1.4668 | 1.4668 | 1.4668 | 1.4668 | 1.4668 | 1.4668 | 1.4668 | 1.4668 | 1.4668 | 1.4668 | 1.4668 | https://www.infrastructureaustralia.gov.au/sites/default/files/2021-10/Supporting%20Appendices%20-%20Infrastructure%20Market%20Capacity.pdf p. 71
electricityBtmTransmissionLife | years | transBTM | Based on Electranet asset life span outcomes. | 50 | 50 | 50 | 50 | 50 | 50 | 50 | 50 | 50 | 50 | 50 | 50 | 50 | 50 | 50 | 50 | https://www.aer.gov.au/system/files/AER%20-%20Attachment%205%20-%20Regulatory%20depreciation%20-%20October%202017.pdf, p. 5-6
electricityBtmTransmissionCapacity | MW | transBTM | Optimised | 1000 | 1000 | 1000 | 1000 | 1 | 1 | 1 | 1 | 1 | 1 | 1 | 1 | 1 | 1 | 1000 | 1000 | 0
electricityBtmTransmissionLossFactor | %(fraction)/ 100 km | transBTM | See reference. | 0.005 | 0.005 | 0.005 | 0.005 | 0.005 | 0.005 | 0.005 | 0.005 | 0.005 | 0.005 | 0.005 | 0.005 | 0.005 | 0.005 | 0.005 | 0.005 | https://www.nationalgrid.com/sites/default/files/documents/13784-High%20Voltage%20Direct%20Current%20Electricity%20%E2%80%93%20technical%20information.pdf, p. 7
electricityBtmTransmissionUseGrid | None | transBTM | FALSE: do not use transmission grid TRUE: use transmission grid | FALSE | FALSE | FALSE | FALSE | FALSE | FALSE | FALSE | FALSE | FALSE | FALSE | FALSE | FALSE | FALSE | FALSE | FALSE | FALSE | 0
electricityStorePercentHour0 | % (fraction) | battery | Assumed | 0.5 | 0.5 | 0.5 | 0.5 | 0.5 | 0.5 | 0.5 | 0.5 | 0.5 | 0.5 | 0.5 | 0.5 | 0.5 | 0.5 | 0.5 | 0.5 | 0
electricityStoreMaxChargeRate | % (fraction) | battery | Implied by 8-hour storage. | 0.125 | 0.125 | 0.125 | 0.125 | 0.125 | 0.125 | 0.125 | 0.125 | 0.125 | 0.125 | 0.125 | 0.125 | 0.125 | 0.125 | 0.125 | 0.125 | 0
electricityStoreRtEfficiency | None | battery | Assumed | 0.9 | 0.9 | 0.9 | 0.9 | 0.9 | 0.9 | 0.9 | 0.9 | 0.9 | 0.9 | 0.9 | 0.9 | 0.9 | 0.9 | 0.9 | 0.9 | https://www.nrel.gov/docs/fy23osti/85332.pdf, p. 8
electricityStoreUnitCapex | mA$/MWh | battery | 8-hour total (battery + BOP) based on GenCost 2024-25 figures. Low: Global NZE by 2050 Mid: Global NZE post 2050 High: Current policy | 0.225 | 0.225 | 0.225 | 0.225 | 0.225 | 0.225 | 0.225 | 0.225 | 0.225 | 0.225 | 0.225 | 0.225 | 0.225 | 0.225 | 0.225 | 0.225 | https://www.csiro.au/-/media/Energy/GenCost/GenCost2024-25ConsultDraft_20241205.pdf, p. 78
electricityStoreLife | years | battery | Based on Aurecon 20-year useful life assumption and adjusted for 60% degredation. L/H +/- 20%. | 18.984 | 18.984 | 18.984 | 18.984 | 18.984 | 18.984 | 18.984 | 18.984 | 18.984 | 18.984 | 18.984 | 18.984 | 18.984 | 18.984 | 18.984 | 18.984 | https://aemo.com.au/-/media/files/major-publications/isp/2025/aurecon-2024-energy-technology-costs-and-technical-parameter-review.pdf?la=en, p. 174
electricityStoreCapacity | MWh | battery | Optimised | 289 | 289 | 289 | 289 | 1 | 1 | 1 | 1 | 1 | 1 | 1 | 1 | 1 | 1 | 289 | 289 | 0
electricityStoreMaxDepthOfDischarge | %(fraction) | battery | A GenCost assumption based on maintaining health of battery. | 0.85 | 0.85 | 0.85 | 0.85 | 0.85 | 0.85 | 0.85 | 0.85 | 0.85 | 0.85 | 0.85 | 0.85 | 0.85 | 0.85 | 0.85 | 0.85 | https://publications.csiro.au/publications/publication/PIcsiro:EP2024-2021, p. 37
electricityStoreUnitOpex |  | battery | Based on implied opex as percentage of capex from 2024 Aurecon figures. L/H -/+ 10%. | 0.0020495 | 0.0020495 | 0.0020495 | 0.0020495 | 0.0020495 | 0.0020495 | 0.0020495 | 0.0020495 | 0.0020495 | 0.0020495 | 0.0020495 | 0.0020495 | 0.0020495 | 0.0020495 | 0.0020495 | 0.0020495 | 0
electricityDistributeUnitCapex | mA$/MW | elecDist | Based on 1GW green hydrogen plant design. Scaled up to 1.5/2/2.5GW capacity for L/M/H, given historic model runs and energy requirements. Unit includes: HV electrical system, four state-of-the-art 380/66kV 300MVA transformers with open-air switchgear, 66/1.5kV transformers equipped with gas-insulated switchgear. | 0.2331 | 0.2331 | 0.2331 | 0.2331 | 0.2331 | 0.2331 | 0.2331 | 0.2331 | 0.2331 | 0.2331 | 0.2331 | 0.2331 | 0.2331 | 0.2331 | 0.2331 | 0.2331 | https://ispt.eu/media/Public-report-gigawatt-advanced-green-electrolyser-design.pdf, p. 15, 31.
electricityDistributeLife | years | elecDist | Assumed | 45 | 45 | 45 | 45 | 45 | 45 | 45 | 45 | 45 | 45 | 45 | 45 | 45 | 45 | 45 | 45 | 0
naturalGasToElectricity | GJ/MWh | gasTurbine | Static heat rate for generic new entrant OCGT | 8.1101 | 8.1101 | 8.1101 | 8.1101 | 8.1101 | 8.1101 | 8.1101 | 8.1101 | 8.1101 | 8.1101 | 8.1101 | 8.1101 | 8.1101 | 8.1101 | 8.1101 | 8.1101 | https://aemo.com.au/-/media/files/stakeholder_consultation/consultations/nsp_consultations/2020/aemo-heat-rate-data.pdf?la=en
naturalGasToEmissions | GJ/tCO2e | gasTurbine | Inverse calculation from DCCEEW Scope 1 emissions (Table 5). | 19.61 | 19.61 | 19.61 | 19.61 | 19.61 | 19.61 | 19.61 | 19.61 | 19.61 | 19.61 | 19.61 | 19.61 | 19.61 | 19.61 | 19.61 | 19.61 | https://www.dcceew.gov.au/sites/default/files/documents/national-greenhouse-account-factors-2023.pdf, p. 16
electricityGasTurbinesUnitCapex | mA$/MW | gasTurbine | Based on GenCost 2024-25 figures for open cycle gas turbines. | 1.302 | 1.302 | 1.302 | 1.302 | 1.302 | 1.302 | 1.302 | 1.302 | 1.302 | 1.302 | 1.302 | 1.302 | 1.302 | 1.302 | 1.302 | 1.302 | https://www.csiro.au/-/media/Energy/GenCost/GenCost2024-25ConsultDraft_20241205.pdf (Global NZE post 2050 policies scenario), p. 83
electricityGasTurbinesLife | years | gasTurbine | 0 | 30 | 30 | 30 | 30 | 30 | 30 | 30 | 30 | 30 | 30 | 30 | 30 | 30 | 30 | 30 | 30 | https://aemo.com.au/-/media/files/major-publications/isp/2025/aurecon-2024-energy-technology-costs-and-technical-parameter-review.pdf?la=en, p. 62
naturalGasConnectionCapacity | GJ/ hr | gasTurbine | Toggled | 0 | 0 | 0 | 0 | 0 | 0 | 0 | 0 | 0 | 0 | 0 | 0 | 0 | 0 | 0 | 0 | 0
electricityGasTurbinesCapacity | MW | gasTurbine | Not included in base cases | 0 | 0 | 0 | 0 | 0 | 0 | 0 | 0 | 0 | 0 | 0 | 0 | 0 | 0 | 0 | 0 | 0
electricityGasTurbinesUnitOpex |  | gasTurbine | Based on implied opex as percentage of capex from 2024 Aurecon figures. L/H -/+ 10%. | 0.027822 | 0.027822 | 0.027822 | 0.027822 | 0.027822 | 0.027822 | 0.027822 | 0.027822 | 0.027822 | 0.027822 | 0.027822 | 0.027822 | 0.027822 | 0.027822 | 0.027822 | 0.027822 | 0
electricityToWater | MWh/t | desalPlant | 0 | 0.0033 | 0.0033 | 0.0033 | 0.0033 | 0.0033 | 0.0033 | 0.0033 | 0.0033 | 0.0033 | 0.0033 | 0.0033 | 0.0033 | 0.0033 | 0.0033 | 0.0033 | 0.0033 | https://www.mdpi.com/2073-4441/16/15/2140,
waterProduceLife | years | desalPlant | Assumed | 25 | 25 | 25 | 25 | 25 | 25 | 25 | 25 | 25 | 25 | 25 | 25 | 25 | 25 | 25 | 25 | https://watereuse.org/wp-content/uploads/2015/10/Intake_White_Paper.pdf, p. 11
waterProduceUnitCapex | mA$/tph | desalPlant | Convert $40,000/ML to mA$/tph. Deduct product storage and distribution (10% of 80% construction cost). | 0.0233 | 0.0233 | 0.0233 | 0.0233 | 0.0233 | 0.0233 | 0.0233 | 0.0233 | 0.0233 | 0.0233 | 0.0233 | 0.0233 | 0.0233 | 0.0233 | 0.0233 | 0.0233 | https://aemo.com.au/-/media/files/major-publications/isp/2025/aurecon-2024-energy-technology-costs-and-technical-parameter-review.pdf?la=en, p. 132
waterProduceUnitOpex |  | desalPlant | Based on implied opex as percentage of capex from 2024 Aurecon figures. L/H -/+ 10%. | 0.00033057 | 0.00033057 | 0.00033057 | 0.00033057 | 0.00033057 | 0.00033057 | 0.00033057 | 0.00033057 | 0.00033057 | 0.00033057 | 0.00033057 | 0.00033057 | 0.00033057 | 0.00033057 | 0.00033057 | 0.00033057 | 0
waterStorePercentHour0 | % (fraction) | waterStore | Assumed | 0.5 | 0.5 | 0.5 | 0.5 | 0.5 | 0.5 | 0.5 | 0.5 | 0.5 | 0.5 | 0.5 | 0.5 | 0.5 | 0.5 | 0.5 | 0.5 | 0
waterStoreUnitCapex | mA$/t | waterStore | Aurecon assume 5% CAPEX of waterProduceUnitCapex. Doubled to ensure suitable storage (i.e., ~15,000ML) | 0.0054 | 0.0054 | 0.0054 | 0.0054 | 0.0054 | 0.0054 | 0.0054 | 0.0054 | 0.0054 | 0.0054 | 0.0054 | 0.0054 | 0.0054 | 0.0054 | 0.0054 | 0.0054 | https://aemo.com.au/-/media/files/major-publications/isp/2025/aurecon-2024-energy-technology-costs-and-technical-parameter-review.pdf?la=en, p. 132
waterStoreLife | years | waterStore | Assumed | 30 | 30 | 30 | 30 | 30 | 30 | 30 | 30 | 30 | 30 | 30 | 30 | 30 | 30 | 30 | 30 | 0
waterDistributeUnitCapex | mA$/tph | waterDist | Aurecon assume 5% CAPEX of waterProduceUnitCapex. | 0.01 | 0.01 | 0.01 | 0.01 | 0.01 | 0.01 | 0.01 | 0.01 | 0.01 | 0.01 | 0.01 | 0.01 | 0.01 | 0.01 | 0.01 | 0.01 | https://aemo.com.au/-/media/files/major-publications/isp/2025/aurecon-2024-energy-technology-costs-and-technical-parameter-review.pdf?la=en, p. 132
waterDistributeLife | years | waterDist | Assumed | 30 | 30 | 30 | 30 | 30 | 30 | 30 | 30 | 30 | 30 | 30 | 30 | 30 | 30 | 30 | 30 | 0
electricityToH2 | MWh/t H2 | electrolysis | [Multiple sources]. Low is IRENA 2020 lower bound figure for PEM efficiency; qualitatively defended as more likely than DOE target (46Mwh/tH2) given current political environment. High is Aurecon PEM efficiency assumption, considered as commercially viable for construction by 2024. Middle represents average. Also note that "the thermodynamic efficiency limit for electrolysis is 40 kWh/kgH2... The CSIRO concluded that "it is generally considered that efficiencies better than 45 kWh/kg are unlikely to be achieved". | 50 | 50 | 50 | 50 | 50 | 50 | 50 | 50 | 50 | 50 | 50 | 50 | 50 | 50 | 50 | 50 | 0
waterToH2 | t water/t H2 | electrolysis | 9kg water/kg H2 is the theoretical requirement for electrolysis. Total system requirements and cooling tower require additional. | 9 | 9 | 9 | 9 | 9 | 9 | 9 | 9 | 9 | 9 | 9 | 9 | 9 | 9 | 9 | 9 | https://www.dcceew.gov.au/sites/default/files/documents/national-hydrogen-infrastructure-assessment-final-report.pdf (p. B-4), https://www.netzeroaustralia.net.au/wp-content/uploads/2023/04/Net-Zero-Australia-Methods-Assumptions-Scenarios-Sensitivities.pdf (p. 122)
h2ProduceUnitCapex | mA$/tph | electrolysis | [Calc]. Based on GenCost 2024-25 GenCost figures, which featured a significant increase in electrolyser costs compared to previous editions. Calculations assume HHV (39kWh/kgH2), and 285.8kJ energy to split H2 from H2O. Mid AUD/kW from GenCost 2024-25 is varied by efficiency assumptions used in this report (i.e., 50/55/60) to produce L/M/H cost estimates while maintaining internal consistency. | 103.65 | 103.65 | 103.65 | 103.65 | 103.65 | 103.65 | 103.65 | 103.65 | 103.65 | 103.65 | 103.65 | 103.65 | 103.65 | 103.65 | 103.65 | 103.65 | https://www.csiro.au/en/news/All/News/2024/December/GenCost-2024-25-Draft-Report-released-for-consultation p. 85
h2ProduceLife | years | electrolysis | 80,000 hours at 90% annual capacity | 12 | 12 | 12 | 12 | 12 | 12 | 12 | 12 | 12 | 12 | 12 | 12 | 12 | 12 | 12 | 12 | https://www.energymining.sa.gov.au/__data/assets/pdf_file/0011/1006985/66ed5bccec444ce135c4d0697da4f4450da87002.pdf, p. 7; https://www.netzeroaustralia.net.au/wp-content/uploads/2023/04/Net-Zero-Australia-Methods-Assumptions-Scenarios-Sensitivities.pdf, p. 122.
h2ProduceCapacity | tph | electrolysis | Optimised | 25.675 | 25.675 | 25.675 | 25.675 | 1 | 1 | 1 | 1 | 1 | 1 | 1 | 1 | 1 | 1 | 25.675 | 25.675 | 0
h2EmissionsIntensityLimit | t CO2e/ t H2 | electrolysis | To receive the HTPI, a kilogram of hydrogen must have "a production emissions intensity that is less than or equal to 0.6 kilograms of carbon dioxide per 1 kilogram of hydrogen" | 0.6 | 0.6 | 0.6 | 0.6 | 0.6 | 0.6 | 0.6 | 0.6 | 0.6 | 0.6 | 0.6 | 0.6 | 0.6 | 0.6 | 0.6 | 0.6 | https://parlinfo.aph.gov.au/parlInfo/search/display/display.w3p;db=LEGISLATION;id=legislation%2Fbills%2Fr7297_aspassed%2F0001;query=Id%3A%22legislation%2Fbills%2Fr7297_aspassed%2F0000%22
h2ProduceUnitOpex |  | electrolysis | Based on implied opex as percentage of capex from 2024 Aurecon figures. L/H -/+ 10%. | 2.0369 | 2.0369 | 2.0369 | 2.0369 | 2.0369 | 2.0369 | 2.0369 | 2.0369 | 2.0369 | 2.0369 | 2.0369 | 2.0369 | 2.0369 | 2.0369 | 2.0369 | 2.0369 | 0
h2StorePercentHour0 | % (fraction) | storeH2 | Assumed | 0.5 | 0.5 | 0.5 | 0.5 | 0.5 | 0.5 | 0.5 | 0.5 | 0.5 | 0.5 | 0.5 | 0.5 | 0.5 | 0.5 | 0.5 | 0.5 | 0
h2StoreMaxChargeRate | % (fraction) | storeH2 | Assumed. Not constraining charge or discharge. | 1 | 1 | 1 | 1 | 1 | 1 | 1 | 1 | 1 | 1 | 1 | 1 | 1 | 1 | 1 | 1 | 0
h2StoreUnitCapex | mA$/t | storeH2 | [Multiple sources]. Low is based on DNV 700 bar compression storage figure with conversion of 131GJ/tH2. Middle and high are from 2018 CSIRO Hydrogen Roadmap. Figures are based on 150 and 350 bar compression, respectively, and include tank, compressor, associated infrastructure, and installation costs. Figures have been inflated to AUD2024. | 1.86 | 1.86 | 1.86 | 1.86 | 1.86 | 1.86 | 1.86 | 1.86 | 1.86 | 1.86 | 1.86 | 1.86 | 1.86 | 1.86 | 1.86 | 1.86 | https://www.nrel.gov/docs/fy14osti/58564.pdf; https://apps.dtic.mil/sti/tr/pdf/AD1053240.pdf, p. 13; https://www.sciencedirect.com/science/article/pii/S0360319921005838, p. 15678
h2StoreUnitOpex | mA$/t | storeH2 | ~2% CAPEX, as per reference: opex / CAPEX 150 bar case. | 0.039651 | 0.039651 | 0.039651 | 0.039651 | 0.039651 | 0.039651 | 0.039651 | 0.039651 | 0.039651 | 0.039651 | 0.039651 | 0.039651 | 0.039651 | 0.039651 | 0.039651 | 0.039651 | https://www.csiro.au/-/media/Do-Business/Files/Futures/18-00314_EN_NationalHydrogenRoadmap_WEB_180823.pdf, p. 84
h2StoreLife | years | storeH2 | Low from Net Zero. High from IRENA. Middle takes average | 40 | 40 | 40 | 40 | 40 | 40 | 40 | 40 | 40 | 40 | 40 | 40 | 40 | 40 | 40 | 40 | https://www.netzeroaustralia.net.au/wp-content/uploads/2023/04/Net-Zero-Australia-Methods-Assumptions-Scenarios-Sensitivities.pdf, p. 127; https://www.irena.org/-/media/Files/IRENA/Agency/Publication/2021/May/IRENA_Green_Hydrogen_Supply_2021, p. 18
h2StoreCapacity | t | storeH2 | Optimised | 250 | 250 | 250 | 250 | 1 | 1 | 1 | 1 | 1 | 1 | 1 | 1 | 1 | 1 | 250 | 250 | 0
h2DistributeUnitCapex | mA$/tph | distH2 | [Calc]. Assumed 5km of distribution pipe. L/H = -/+ 10%. | 0.40062 | 0.40062 | 0.40062 | 0.40062 | 0.40062 | 0.40062 | 0.40062 | 0.40062 | 0.40062 | 0.40062 | 0.40062 | 0.40062 | 0.40062 | 0.40062 | 0.40062 | 0.40062 | https://iea.blob.core.windows.net/assets/36017d2f-747b-4993-b06d-33209fe143fa/GHR24AssumptionsAnnex.pdf, p. 8
h2DistributeLife | years | distH2 | 0 | 50 | 50 | 50 | 50 | 50 | 50 | 50 | 50 | 50 | 50 | 50 | 50 | 50 | 50 | 50 | 50 | https://transitionaccelerator.ca/wp-content/uploads/2023/06/The-Techno-Economics-of-Hydrogen-Pipelines-v2.pdf, p. 20; https://iea.blob.core.windows.net/assets/36017d2f-747b-4993-b06d-33209fe143fa/GHR24AssumptionsAnnex.pdf, p. 8
ironOreEmissionsIntensity | tCO2e/t iron ore | ironOre | Assumed. Not including mining or transport emissions. | 0 | 0 | 0 | 0 | 0 | 0 | 0 | 0 | 0 | 0 | 0 | 0 | 0 | 0 | 0 | 0 | 0
ironOreUnitCost | A$/t | ironOre | [Calc]. 2030 price forecast, China CFR. WA: 2030 price forecast, China CFR. Average of 62 and 58% fines. In 2024AUD. SA: Adjusted based on price forecast of 65% Fe sinter fines. In 2024AUD. Includes transport and handling costs for respective ports where relevant to the envisaged scenario. Capesize for Gladstone and Handysize for Kwinana. | 138.3635 | 138.3635 | 94.5456 | 94.5456 | 94.5456 | 94.5456 | 142.7804 | 142.7804 | 107.0463 | 107.0463 | 112.2634 | 112.2634 | 94.5456 | 94.5456 | 94.5456 | 94.5456 | 0
naturalGasUnitCost | A$/GJ | Natural_gas | [Calc]. Industrial gas price forecasts for 2030 by state from 2024 ACIL Allen (supporting material for AEMO 2025 Gas Statement of Opportunities). Pipeline costs from various sources as they relate to the location of proposed green iron plants. | 10.9482 | 10.9482 | 7.5421 | 7.5421 | 7.4407 | 7.4407 | 7.4407 | 7.4407 | 7.8379 | 7.8379 | 10.6459 | 10.6459 | 7.5421 | 7.5421 | 10.9482 | 10.9482 | https://aemo.com.au/energy-systems/gas/gas-forecasting-and-planning/gas-statement-of-opportunities-gsoo
electricityToIronPreP | MWh/t Pre-processed iron | preProcessing | [Multiple sources]. Referenced value is for electricity consumption only (i.e., excludes heating). Does not vary by ore type. | 0.02125 | 0 | 0.02125 | 0 | 0.02125 | 0 | 0.02125 | 0 | 0.02125 | 0 | 0.02125 | 0 | 0.02125 | 0 | 0.02125 | 0 | https://eippcb.jrc.ec.europa.eu/sites/default/files/2019-11/IS_Adopted_03_2012.pdf, p.188
h2ToIronPreP | t H2/t Pre-processed iron | preProcessing | No hydrogen involved in pelletization. Natural gas is used for ore heating. | 0 | 0 | 0 | 0 | 0 | 0 | 0 | 0 | 0 | 0 | 0 | 0 | 0 | 0 | 0 | 0 | 0
waterToIronPreP | t water/t Pre-processed iron | preProcessing | NA | 0 | 0 | 0 | 0 | 0 | 0 | 0 | 0 | 0 | 0 | 0 | 0 | 0 | 0 | 0 | 0 | 0
ironOreToIronPreP | t iron ore/t Pre-processed iron | preProcessing | [Calc]. [Explainer]. Where relevant to the technology route, concentrated fine required for one ton of pellets. It is assumed that five per cent of moisture is lost in the process. L/H = -/+ 10%. | 1.0526 | 1 | 1.0526 | 1 | 1.0526 | 1 | 1.0526 | 1 | 1.0526 | 1 | 1.0526 | 1 | 1.0526 | 1 | 1.0526 | 1 | 0
naturalGasToIronPreP | GJ/t Pre-processed iron | preProcessing | [Multiple sources]. Natural gas used for heating the ore. Differences between SA and Pilbara derived from varying heating requirements of magnetite and hematite. | 0.3195 | 0 | 1.059 | 0 | 1.059 | 0 | 1.059 | 0 | 1.059 | 0 | 1.059 | 0 | 1.059 | 0 | 1.059 | 0 | https://publications.jrc.ec.europa.eu/repository/bitstream/JRC129297/JRC129297_01.pdf, p. 30; https://rmi.org/insight/green-iron-corridors/, p. 31
ironPrePProduceUnitCapex | mA$/tph | preProcessing | Convert RMI figure to mA$/tph. Capex of pelletisation plant. Not required in Zesty process. | 0.5408 | 0 | 2.95 | 0 | 2.95 | 0 | 2.95 | 0 | 2.95 | 0 | 2.95 | 0 | 2.95 | 0 | 2.95 | 0 | https://rmi.org/insight/green-iron-corridors/, p. 31
ironPrePProduceLife | years | preProcessing | 0 | 30 | 30 | 30 | 30 | 30 | 30 | 30 | 30 | 30 | 30 | 30 | 30 | 30 | 30 | 30 | 30 | https://www.sciencedirect.com/science/article/pii/S0959652618326301, p. 739
electricityToIronRaw | MWh/t Raw iron | HBI | [Calcs]. For Midrex: ore and reducing gas heating with 90% efficiency, plus non-heating electrical requirements for auxilliary equipment. Zesty electricity requirements excluding hydrogen production. | 1.183 | 0.9 | 1.183 | 0.9 | 1.183 | 0.9 | 1.183 | 0.9 | 1.183 | 0.9 | 1.183 | 0.9 | 1.183 | 0.9 | 1.183 | 0.9 | 0
h2ToIronRaw | t H2/t Raw iron | HBI | MIDREX H2-DRI figure for 100% H2 reductant. Stoichiometric lower bound is 54kg/tDRI but difficult to meet due to process inefficiencies. Upper bound reported as high as 76kg/tDRI. Zesty assumption as per techincal report. | 0.054 | 0.054 | 0.054 | 0.054 | 0.054 | 0.054 | 0.054 | 0.054 | 0.054 | 0.054 | 0.054 | 0.054 | 0.054 | 0.054 | 0.054 | 0.054 | https://www.primetals.com/fileadmin/user_upload/landing_pages/2021/Green_Steel/Publications/downloads/AISTech_2021_MIDREX_H2_Final.pdf, p. 5; https://climateenergyfinance.org/wp-content/uploads/2024/11/CEF_Green-Metal-Statecraft_FINAL.pdf, p. 73; https://arena.gov.au/assets/2023/09/Calix-Zesty-Tech-Zero-Emissions-Iron-and-Steel-Pre-Feed-Report-Demo.pdf, p. 12.
waterToIronRaw | t water/t Raw iron | HBI | Not an input for Zesty technology. | 1.2 | 0 | 1.2 | 0 | 1.2 | 0 | 1.2 | 0 | 1.2 | 0 | 1.2 | 0 | 1.2 | 0 | 1.2 | 0 | https://www.aist.org/AIST/aist/AIST/Conferences_Exhibitions/Training_Seminars/Scrap%20Files/28-Gordon.pdf; https://www.primetals.com/fileadmin/user_upload/landing_pages/2021/Green_Steel/Publications/downloads/AISTech_2021_MIDREX_H2_Final.pdf
ironPrePToIronRaw | t Pre-processed iron/t Raw iron | HBI | [Calc]. [Explainer]. Differences are driven by metallisation rates of Midrex (assumed 94%) and Zesty (assumed 95%) technologies, as well as Fe content of Pilbara and Eyre Peninsula pellets. L/H = -/+ 10%. | 1.3998 | 1.3778 | 1.3727 | 1.4222 | 1.3727 | 1.4222 | 1.3598 | 1.3384 | 1.3727 | 1.4222 | 1.3727 | 1.4222 | 1.3727 | 1.4222 | 1.3727 | 1.4222 | 0
naturalGasToIronRawHeating | GJ/t Raw iron | HBI | No gas used for heating. | 0 | 0 | 0 | 0 | 0 | 0 | 0 | 0 | 0 | 0 | 0 | 0 | 0 | 0 | 0 | 0 | 0
naturalGasToIronRawReducing | GJ/t Raw iron | HBI | Not included in base cases. Note that there is 2.3GJ/tDRI involved in heating that is excluded from this figure as heating is done electrically in all cases. | 7.2 | 7.2 | 7.2 | 7.2 | 7.2 | 7.2 | 7.2 | 7.2 | 7.2 | 7.2 | 7.2 | 7.2 | 7.2 | 7.2 | 7.2 | 7.2 | https://www.aist.org/AIST/aist/AIST/Conferences_Exhibitions/Training_Seminars/Scrap%20Files/28-Gordon.pdf, s. 25. Elliot, Richard: https://m.ecic-icsti.register-me.org/programs/proceedings#107, p. 4
ironRawToWater | t Raw iron/t water | HBI | NA | 1.7 | 1.7 | 1.7 | 1.7 | 1.7 | 1.7 | 1.7 | 1.7 | 1.7 | 1.7 | 1.7 | 1.7 | 1.7 | 1.7 | 1.7 | 1.7 | 0
ironRawProduceUnitCapex | mA$/tph | HBI | [Multiple sources]. [Explainer]. In lieu of commercial scale plant CAPEX estimates for Zesty, a 20 per cent increase has been applied to the Midrex estimate for M. | 4.9056 | 5.4111 | 4.9056 | 5.4111 | 4.9056 | 5.4111 | 4.9056 | 5.4111 | 4.9056 | 5.4111 | 4.9056 | 5.4111 | 4.9056 | 5.4111 | 4.9056 | 5.4111 | 0
ironRawProduceLife | years | HBI | L/H = +/- 10% | 27.5 | 27.5 | 27.5 | 27.5 | 27.5 | 27.5 | 27.5 | 27.5 | 27.5 | 27.5 | 27.5 | 27.5 | 27.5 | 27.5 | 27.5 | 27.5 | https://iea.blob.core.windows.net/assets/eb0c8ec1-3665-4959-97d0-187ceca189a8/Iron_and_Steel_Technology_Roadmap.pdf, p. 108
ironRawProduceUnitOpex | mA$/tph Raw iron | HBI | Based on US$12.93 inflated from US2015 to AUD2024 figure from Duke University report. | 0.19511 | 0.19511 | 0.19511 | 0.19511 | 0.19511 | 0.19511 | 0.19511 | 0.19511 | 0.19511 | 0.19511 | 0.19511 | 0.19511 | 0.19511 | 0.19511 | 0.19511 | 0.19511 | Midrex O&M: https://dukespace.lib.duke.edu/server/api/core/bitstreams/19daa588-bc17-4bc8-8acc-a3b3b2e6ff91/content, p. 19-20; inflated using https://www.bls.gov/data/inflation_calculator.htm
electricityToIronPostP | MWh/t Post-processed iron | postProcessing | Briquetting required for Eyre Peninsula. Smelting required for Pilbara. | 0.01 | 0.01 | 0.5344 | 0.5344 | 0.5344 | 0.5344 | 0.5344 | 0.5344 | 0.5344 | 0.5344 | 0.5344 | 0.5344 | 0.5344 | 0.5344 | 0.5344 | 0.5344 | Briquetting: https://rmi.org/insight/green-iron-corridors/, p. 31. Smelting: https://www.sustainableironmaking.com.au/wp-content/uploads/2023/03/4.-Sara-Paymooni.pdf, p. 20
h2ToIronPostP | t H2/t Post-processed iron | postProcessing | No H2 required for smelting or briquetting. | 0 | 0 | 0 | 0 | 0 | 0 | 0 | 0 | 0 | 0 | 0 | 0 | 0 | 0 | 0 | 0 | 0
waterToIronPostP | t water/t Post-processed iron | postProcessing | Small amounts of water required for ESF cooling. | 0 | 0 | 0 | 0 | 0 | 0 | 0 | 0 | 0 | 0 | 0 | 0 | 0 | 0 | 0 | 0 | https://www.sustainableironmaking.com.au/wp-content/uploads/2023/03/4.-Sara-Paymooni.pdf
ironRawToIronPostP | t Raw iron/t Post-processed iron | postProcessing | [Calc]. [Explainer]. Requirements to realise Fe content in benchmark product. L/H = -/+ 10%. | 1 | 1 | 1.0109 | 1.0239 | 1.0109 | 1.0239 | 1 | 1 | 1.0109 | 1.0239 | 1.0109 | 1.0239 | 1.0109 | 1.0239 | 1.0109 | 1.0239 | 0
naturalGasToIronPostP | GJ/t Post-processed iron | postProcessing | No natural gas used in post-processing. | 0 | 0 | 0 | 0 | 0 | 0 | 0 | 0 | 0 | 0 | 0 | 0 | 0 | 0 | 0 | 0 | 0
ironPostPProduceUnitCapex | mA$/tph | postProcessing | Convert RMI ESF figure to mA$/tph. Briquetting for Eyre scenarios and ESF for other. | 0.1 | 0.1 | 3.0675 | 3.0675 | 3.0675 | 3.0675 | 0.1 | 0.1 | 3.0675 | 3.0675 | 3.0675 | 3.0675 | 3.0675 | 3.0675 | 3.0675 | 3.0675 | https://rmi.org/insight/green-iron-corridors/, p. 31
ironPostPProduceLife | years | postProcessing | Assumed | 30 | 30 | 30 | 30 | 30 | 30 | 30 | 30 | 30 | 30 | 30 | 30 | 30 | 30 | 30 | 30 | 0
ironDistributeUnitCapex | A$/ tph | ironGeneral | NA | 0 | 0 | 0 | 0 | 0 | 0 | 0 | 0 | 0 | 0 | 0 | 0 | 0 | 0 | 0 | 0 | 0
ironMarketEmissionsIntensity | tCO2e/t iron | ironGeneral | 0 | 1.8 | 1.8 | 1.8 | 1.8 | 1.8 | 1.8 | 1.8 | 1.8 | 1.8 | 1.8 | 1.8 | 1.8 | 1.8 | 1.8 | 1.8 | 1.8 | 0
ironProduceCapacity | tph | ironGeneral | Optimised | 285 | 285 | 285 | 285 | 285 | 285 | 285 | 285 | 285 | 285 | 285 | 285 | 285 | 285 | 285 | 285 | 0
ironEmissionsIntensityLimit | tCO2e/t iron | ironGeneral | Limits production to avoid exceeding this limit. Set to 10 as a very high number we don't ever hit. The H2 emissions intensity constraint is the one that impacts first (which is based on HPTI requirements) | 10 | 10 | 10 | 10 | 10 | 10 | 10 | 10 | 10 | 10 | 10 | 10 | 10 | 10 | 10 | 10 | 0
ironMarketValue | A$/kg | ironGeneral | Used as indicative price of HBI to determine sell-back strategy. | 0.6728 | 0.6728 | 0.6728 | 0.6728 | 0.6728 | 0.6728 | 0.6728 | 0.6728 | 0.6728 | 0.6728 | 0.6728 | 0.6728 | 0.6728 | 0.6728 | 0.6728 | 0.6728 | 0
ironTargetAnnualSupply | None | ironGeneral | Assumed | 2500 | 2500 | 2500 | 2500 | 2500 | 2500 | 2500 | 2500 | 2500 | 2500 | 2500 | 2500 | 2500 | 2500 | 2500 | 2500 | 0
ironDistributeLife | years | ironGeneral | Assumed | 30 | 30 | 30 | 30 | 30 | 30 | 30 | 30 | 30 | 30 | 30 | 30 | 30 | 30 | 30 | 30 | 0
portCapex | mA$ | port | NA | 0 | 0 | 0 | 0 | 0 | 0 | 0 | 0 | 0 | 0 | 0 | 0 | 0 | 0 | 0 | 0 | 0
perServiceCharge | / service | port | NA | 40 | 40 | 40 | 40 | 40 | 40 | 40 | 40 | 40 | 40 | 40 | 40 | 40 | 40 | 40 | 40 | 0
roadLife | years | road | NA | 40 | 40 | 40 | 40 | 40 | 40 | 40 | 40 | 40 | 40 | 40 | 40 | 40 | 40 | 40 | 40 | 0
roadDistance | km | road | NA | 0 | 0 | 0 | 0 | 0 | 0 | 0 | 0 | 0 | 0 | 0 | 0 | 0 | 0 | 0 | 0 | 0
roadUnitCapex | mA$/km | road | BITRE figure inflated to 2023AU$ | 5.7283 | 5.7283 | 5.7283 | 5.7283 | 5.7283 | 5.7283 | 5.7283 | 5.7283 | 5.7283 | 5.7283 | 5.7283 | 5.7283 | 5.7283 | 5.7283 | 5.7283 | 5.7283 | https://infrastructuredeliverymodels.gihub.org/case-studies/bitre-road-construction-cost-and-infrastructure-procurement-benchmarking
h2TaxCredit | A$/kg | economic | 0 | 0 | 0 | 0 | 0 | 0 | 0 | 0 | 0 | 0 | 0 | 0 | 0 | 0 | 0 | 0 | 0 | 0
carbonPrice | A$/tCO2e | economic | 0 | 0 | 0 | 0 | 0 | 0 | 0 | 0 | 0 | 0 | 0 | 0 | 0 | 0 | 0 | 0 | 0 | 0
capexCostsFactor | None | economic | [Calc]. [Explainer]. Location cost factors are comprised of equipment costs, installation costs, fuel connection costs, cost of land and development, and O&M costs. GHD provides a summary of the variation across locations for each of the above components. AEMO’s location factors are taken from the GHD report from 2018 with adjustments applied based on regional development studies and feedback. AEMO’s breakdown of component costs was used for our calculations. To increase accuracy, we split the cost factor for renewables (large scale solar, wind, and batteries) and other facilities, as the proportions of the cost breakdown are different for renewables compared with standard industrial generation plants. | 1.03 | 1.03 | 1.31 | 1.31 | 1.19 | 1.19 | 1.19 | 1.19 | 1.07 | 1.07 | 1.06 | 1.06 | 1.31 | 1.31 | 1.03 | 1.03 | 0
capexCostsFactorRE |  | economic | [Calc]. [Explainer]. Same exercise as in capexCostsFactor but this time splits for RE technologies are taken at face value. | 1.03 | 1.03 | 1.29 | 1.29 | 1.18 | 1.18 | 1.18 | 1.18 | 1.06 | 1.06 | 1.05 | 1.05 | 1.29 | 1.29 | 1.03 | 1.03 | 0
opexFactor | % (fraction) | economic | Base model assumption | 0.015 | 0.015 | 0.015 | 0.015 | 0.015 | 0.015 | 0.015 | 0.015 | 0.015 | 0.015 | 0.015 | 0.015 | 0.015 | 0.015 | 0.015 | 0.015 | 0
wacc | % (fraction) | economic | As per bi-annual IPART WACC February 2025 update. Middle reflects long-term post-tax real WACC, low reflects lower bound post-tax real WACC, and high reflects middle 10% market risk premium (upgraded from market rate of 6.25%). | 0.036 | 0.036 | 0.036 | 0.036 | 0.036 | 0.036 | 0.036 | 0.036 | 0.036 | 0.036 | 0.036 | 0.036 | 0.036 | 0.036 | 0.036 | 0.036 | https://www.ipart.nsw.gov.au/Home/Industries/Special-Reviews/Regulatory-policy/Market-Update
waccRenewables | % (fraction) | economic | As per bi-annual IPART WACC February 2025 update. Middle reflects long-term post-tax real WACC, low reflects lower bound post-tax real WACC, and high reflects middle 10% market risk premium (upgraded from market rate of 6.25%). | 0.036 | 0.036 | 0.036 | 0.036 | 0.036 | 0.036 | 0.036 | 0.036 | 0.036 | 0.036 | 0.036 | 0.036 | 0.036 | 0.036 | 0.036 | 0.036 | https://www.ipart.nsw.gov.au/Home/Industries/Special-Reviews/Regulatory-policy/Market-Update
discountRate | %(fraction) | economic | Not used. | 0.0434 | 0.0434 | 0.0434 | 0.0434 | 0.0434 | 0.0434 | 0.0434 | 0.0434 | 0.0434 | 0.0434 | 0.0434 | 0.0434 | 0.0434 | 0.0434 | 0.0434 | 0.0434 | 0
simLength | hours | economic | One-year in length | 8760 | 8760 | 8760 | 8760 | 8760 | 8760 | 8760 | 8760 | 8760 | 8760 | 8760 | 8760 | 8760 | 8760 | 8760 | 8760 | 0
npvPeriod | years | economic | Assumed | 10 | 10 | 10 | 10 | 10 | 10 | 10 | 10 | 10 | 10 | 10 | 10 | 10 | 10 | 10 | 10 | 0
electricityGridEconomicExportToggle | None | toggle | 0 | FALSE | TRUE | FALSE | FALSE | FALSE | TRUE | FALSE | TRUE | FALSE | TRUE | FALSE | TRUE | FALSE | FALSE | FALSE | TRUE | 0
electricityGridCurtailedExportToggle | None | toggle | 0 | TRUE | TRUE | FALSE | FALSE | TRUE | TRUE | TRUE | TRUE | TRUE | TRUE | TRUE | TRUE | FALSE | FALSE | TRUE | TRUE | 0
hourlyDataSource | None | misc | [Calcs]. The model draws on hourly weather, price and emissions data. | eyre2023 | eyre2023 | pilb2019 | pilb2019 | gera2019 | gera2019 | gera2019 | gera2019 | kwin2019 | kwin2019 | glad2023 | glad2023 | pilb2019 | pilb2019 | leigh2023 | leigh2023 | 0

## M
item | unit | category | comments | eyre_inflex | eyre_flex | pilb_inflex | pilb_flex | gera_inflex | gera_flex | geraMag_inflex | geraMag_flex | kwin_inflex | kwin_flex | glad_inflex | glad_flex | pilb_inflex_h2Swap | pilb_flex_h2Swap | leigh_inflex_h2Swap | leigh_flex_h2Swap | Reference(s)
electricityGridNetworkDailyCharge | A$/day | gridElec |  | 0 | 0 | 1 | 1 | 0 | 0 | 0 | 0 | 0 | 0 | 0 | 0 | 1 | 1 | 0 | 0
electricityGridNetworkVariableCharge | A$/kWh | gridElec | Electranet, Powerlink, and Western Power pricing schedules for high voltage industrial loads were considered as inputs here but ultimately it was decided to assume values based on consultation and general calculations given complexity and opacity of charging structures. The network charge also accounts for an insignificant portion of overall project costs since majority of energy used is generated BTM. L/M/H values are $10/MWh, $22/MWh, and $35/MWh. | 0.022 | 0.022 | 1 | 1 | 0.022 | 0.022 | 0.022 | 0.022 | 0.022 | 0.022 | 0.022 | 0.022 | 1 | 1 | 0.022 | 0.022
electricityGridPeakStart | hour of day | gridElec |  | 17 | 17 | 1 | 1 | 17 | 17 | 17 | 17 | 17 | 17 | 17 | 17 | 1 | 1 | 17 | 17
electricityGridPeakFinish | hour of day | gridElec |  | 21 | 21 | 1 | 1 | 21 | 21 | 21 | 21 | 21 | 21 | 21 | 21 | 1 | 1 | 21 | 21
electricityGridKvaOffPeakDailyCharge | A$/kVA/day | gridElec |  | 0 | 0 | 0 | 0 | 0 | 0 | 0 | 0 | 0 | 0 | 0 | 0 | 0 | 0 | 0 | 0
electricityGridKvaPeakDailyCharge | A$/kVA/day | gridElec |  | 0 | 0 | 0 | 0 | 0 | 0 | 0 | 0 | 0 | 0 | 0 | 0 | 0 | 0 | 0 | 0
electricityGridPowerFactor | None | gridElec | Assumed | 0.9 | 0.9 | 0.9 | 0.9 | 0.9 | 0.9 | 0.9 | 0.9 | 0.9 | 0.9 | 0.9 | 0.9 | 0.9 | 0.9 | 0.9 | 0.9
electricityGridCapacity | MW | gridElec | Optimised | 2500 | 2500 | 0 | 0 | 2500 | 2500 | 2500 | 2500 | 2500 | 2500 | 2500 | 2500 | 0 | 0 | 2500 | 2500
electricityGridTransmissionDistance | km | gridTrans | Assume that green iron plant plugs directly into transmission network with no additional transmission required. Little to no impact on LCOI. | 0 | 0 | 0 | 0 | 0 | 0 | 0 | 0 | 0 | 0 | 0 | 0 | 0 | 0 | 0 | 0
electricityGridTransmissionUnitCapex | mA$/(km GW) | gridTrans | CAPEX for 330 kV single circuit transmission line (1200 MVA each). Levelised by 1200MVA = 1.08GW transmission capacity (assuming 90% power factor). Inflated to 2023AU$. L/H = -/+ 10%. | 1.6298 | 1.6298 | 1.6298 | 1.6298 | 1.6298 | 1.6298 | 1.6298 | 1.6298 | 1.6298 | 1.6298 | 1.6298 | 1.6298 | 1.6298 | 1.6298 | 1.6298 | 1.6298 | https://www.infrastructureaustralia.gov.au/sites/default/files/2021-10/Supporting%20Appendices%20-%20Infrastructure%20Market%20Capacity.pdf, p. 71
electricityGridTransmissionLife | years | gridTrans | Based on Electranet asset life span outcomes. | 48.1 | 48.1 | 48.1 | 48.1 | 48.1 | 48.1 | 48.1 | 48.1 | 48.1 | 48.1 | 48.1 | 48.1 | 48.1 | 48.1 | 48.1 | 48.1 | https://www.aer.gov.au/system/files/Appendix%20E%20-%20Asset%20Management%20Strategy.pdf, p. 4
electricityGridTransmissionCapacity | MW | gridTrans | Optimised | 0 | 0 | 0 | 0 | 0 | 0 | 0 | 0 | 0 | 0 | 0 | 0 | 0 | 0 | 0 | 0
electricityGridExportCapacity | MW | gridTrans | Optimised | 2500 | 2500 | 0 | 0 | 2500 | 2500 | 2500 | 2500 | 2500 | 2500 | 2500 | 2500 | 2500 | 2500 | 2500 | 2500
electricitySolarPvCapacity | MW | solarPV | Optimised | 2500 | 2500 | 2500 | 2500 | 2500 | 2500 | 2500 | 2500 | 2500 | 2500 | 2500 | 2500 | 1 | 1 | 2500 | 2500
electricitySolarPvLife | years | solarPV | Based on Aurecon figures. | 30 | 30 | 30 | 30 | 30 | 30 | 30 | 30 | 30 | 30 | 30 | 30 | 30 | 30 | 30 | 30 | https://aemo.com.au/-/media/files/major-publications/isp/2025/aurecon-2024-energy-technology-costs-and-technical-parameter-review.pdf?la=en, p. 173
electricitySolarPvUnitCapex | mA$/MW | solarPV | Based on GenCost 2024-25 figures. Low: Global NZE by 2050 Mid: Global NZE post 2050 High: Current policy | 1.183 | 1.183 | 1.183 | 1.183 | 1.183 | 1.183 | 1.183 | 1.183 | 1.183 | 1.183 | 1.183 | 1.183 | 1.183 | 1.183 | 1.183 | 1.183 | https://www.csiro.au/-/media/Energy/GenCost/GenCost2024-25ConsultDraft_20241205.pdf, p. 76
electricitySolarPvLossFactor | %(fraction) | solarPV | DC-AC inverter conversion losses | 0.05 | 0.05 | 0.05 | 0.05 | 0.05 | 0.05 | 0.05 | 0.05 | 0.05 | 0.05 | 0.05 | 0.05 | 0.05 | 0.05 | 0.05 | 0.05 | https://www.mdpi.com/2227-9717/8/10/1225#:~:text=All%20the%20energy%20losses%20that,ranges%20from%2095%20to%2098%25.
electricitySolarPvUnitOpex | mA$/ MW | solarPV | Based on implied opex as percentage of capex from 2024 Aurecon figures. L/H -/+ 10%. | 0.012344 | 0.012344 | 0.012344 | 0.012344 | 0.012344 | 0.012344 | 0.012344 | 0.012344 | 0.012344 | 0.012344 | 0.012344 | 0.012344 | 0.012344 | 0.012344 | 0.012344 | 0.012344 | https://aemo.com.au/-/media/files/major-publications/isp/2025/aurecon-2024-energy-technology-costs-and-technical-parameter-review.pdf?la=en, p. 35
electricityWindTurbinesUnitCapex | mA$/MW | wind | Based on GenCost 2024-25 figures. Low: Global NZE by 2050 Mid: Global NZE post 2050 High: Current policy | 2.533 | 2.533 | 2.533 | 2.533 | 2.533 | 2.533 | 2.533 | 2.533 | 2.533 | 2.533 | 2.533 | 2.533 | 2.533 | 2.533 | 2.533 | 2.533 | https://www.csiro.au/-/media/Energy/GenCost/GenCost2024-25ConsultDraft_20241205.pdf, p. 84
electricityWindTurbinesLife | years | wind | Based on Aurecon figures. L/H = +/- 10% | 25 | 25 | 25 | 25 | 25 | 25 | 25 | 25 | 25 | 25 | 25 | 25 | 25 | 25 | 25 | 25 | https://aemo.com.au/-/media/files/major-publications/isp/2025/aurecon-2024-energy-technology-costs-and-technical-parameter-review.pdf?la=en, p. 173
electricityWindTurbinesCapacity | MW | wind | Optimised | 2500 | 2500 | 2765 | 2765 | 2500 | 2500 | 2500 | 2500 | 2500 | 2500 | 2500 | 2500 | 2500 | 2500 | 2500 | 2500
electricityWindTurbinesLossFactor | %(fraction) | wind | DC-AC inverter conversion losses. | 0.05 | 0.05 | 0.05 | 0.05 | 0.05 | 0.05 | 0.05 | 0.05 | 0.05 | 0.05 | 0.05 | 0.05 | 0.05 | 0.05 | 0.05 | 0.05 | https://www.mdpi.com/2227-9717/8/10/1225#:~:text=All%20the%20energy%20losses%20that,ranges%20from%2095%20to%2098%25.
electricityWindTurbinesUnitOpex | mA$/ MW | wind | Based on implied opex as percentage of capex from 2024 Aurecon figures. L/H -/+ 10%. | 0.023254 | 0.023254 | 0.023254 | 0.023254 | 0.023254 | 0.023254 | 0.023254 | 0.023254 | 0.023254 | 0.023254 | 0.023254 | 0.023254 | 0.023254 | 0.023254 | 0.023254 | 0.023254
electricityBtmTransmissionDistance | km | transBTM | General assumption that some BTM transmission will be required to connect energy generating and using areas of the plant. Assumes 50km of base transmission required to connect plant, with additional required for Geraldton, Kwinana and Gladstone scenarios to connect to energy generating assets. Additional is based on distance between proposed plant location and centroid of associated REZ + 20% (km). | 50 | 50 | 50 | 50 | 168.8 | 168.8 | 168.8 | 168.8 | 272 | 272 | 152 | 152 | 50 | 50 | 50 | 50
electricityBtmTransmissionUnitCapex | mA$/(km GW) | transBTM | CAPEX for 330 kV single circuit transmission line (1200 MVA each). Levelised by 1.2GW transmission capacity. Includes cost of overhead. Inflated to 2023AU$. L/H -5%/+20% | 1.6298 | 1.6298 | 1.6298 | 1.6298 | 1.6298 | 1.6298 | 1.6298 | 1.6298 | 1.6298 | 1.6298 | 1.6298 | 1.6298 | 1.6298 | 1.6298 | 1.6298 | 1.6298 | https://www.infrastructureaustralia.gov.au/sites/default/files/2021-10/Supporting%20Appendices%20-%20Infrastructure%20Market%20Capacity.pdf p. 71
electricityBtmTransmissionLife | years | transBTM | Based on Electranet asset life span outcomes. | 48.1 | 48.1 | 48.1 | 48.1 | 48.1 | 48.1 | 48.1 | 48.1 | 48.1 | 48.1 | 48.1 | 48.1 | 48.1 | 48.1 | 48.1 | 48.1 | https://www.aer.gov.au/system/files/AER%20-%20Attachment%205%20-%20Regulatory%20depreciation%20-%20October%202017.pdf, p. 5-6
electricityBtmTransmissionCapacity | MW | transBTM | Optimised | 2500 | 2500 | 2500 | 2500 | 2500 | 2500 | 2500 | 2500 | 2500 | 2500 | 2500 | 2500 | 2500 | 2500 | 2500 | 2500
electricityBtmTransmissionLossFactor | %(fraction)/ 100 km | transBTM | See reference. | 0.01 | 0.01 | 0.01 | 0.01 | 0.01 | 0.01 | 0.01 | 0.01 | 0.01 | 0.01 | 0.01 | 0.01 | 0.01 | 0.01 | 0.01 | 0.01 | https://www.nationalgrid.com/sites/default/files/documents/13784-High%20Voltage%20Direct%20Current%20Electricity%20%E2%80%93%20technical%20information.pdf, p. 7
electricityBtmTransmissionUseGrid | None | transBTM | FALSE: do not use transmission grid TRUE: use transmission grid | FALSE | FALSE | FALSE | FALSE | FALSE | FALSE | FALSE | FALSE | FALSE | FALSE | FALSE | FALSE | FALSE | FALSE | FALSE | FALSE
electricityStorePercentHour0 | % (fraction) | battery | Assumed | 0.5 | 0.5 | 0.5 | 0.5 | 0.5 | 0.5 | 0.5 | 0.5 | 0.5 | 0.5 | 0.5 | 0.5 | 0.5 | 0.5 | 0.5 | 0.5
electricityStoreMaxChargeRate | % (fraction) | battery | Implied by 8-hour storage. | 0.125 | 0.125 | 0.125 | 0.125 | 0.125 | 0.125 | 0.125 | 0.125 | 0.125 | 0.125 | 0.125 | 0.125 | 0.125 | 0.125 | 0.125 | 0.125
electricityStoreRtEfficiency | % (fraction) | battery | Assumed | 0.85 | 0.85 | 0.85 | 0.85 | 0.85 | 0.85 | 0.85 | 0.85 | 0.85 | 0.85 | 0.85 | 0.85 | 0.85 | 0.85 | 0.85 | 0.85 | https://www.nrel.gov/docs/fy23osti/85332.pdf, p. 8
electricityStoreUnitCapex | mA$/MWh | battery | 8-hour total (battery + BOP) based on GenCost 2024-25 figures. Low: Global NZE by 2050 Mid: Global NZE post 2050 High: Current policy | 0.263 | 0.263 | 0.263 | 0.263 | 0.263 | 0.263 | 0.263 | 0.263 | 0.263 | 0.263 | 0.263 | 0.263 | 0.263 | 0.263 | 0.263 | 0.263 | https://www.csiro.au/-/media/Energy/GenCost/GenCost2024-25ConsultDraft_20241205.pdf, p. 78
electricityStoreLife | years | battery | Based on Aurecon 20-year useful life assumption and adjusted for 60% degredation. L/H +/- 20%. | 15.82 | 15.82 | 15.82 | 15.82 | 15.82 | 15.82 | 15.82 | 15.82 | 15.82 | 15.82 | 15.82 | 15.82 | 15.82 | 15.82 | 15.82 | 15.82 | https://aemo.com.au/-/media/files/major-publications/isp/2025/aurecon-2024-energy-technology-costs-and-technical-parameter-review.pdf?la=en, p. 174
electricityStoreCapacity | MWh | battery | Optimised | 500 | 500 | 500 | 500 | 500 | 500 | 500 | 500 | 500 | 500 | 500 | 500 | 500 | 500 | 500 | 500
electricityStoreMaxDepthOfDischarge | %(fraction) | battery | A GenCost assumption based on maintaining health of battery. | 0.8 | 0.8 | 0.8 | 0.8 | 0.8 | 0.8 | 0.8 | 0.8 | 0.8 | 0.8 | 0.8 | 0.8 | 0.8 | 0.8 | 0.8 | 0.8 | https://publications.csiro.au/publications/publication/PIcsiro:EP2024-2021, p. 37
electricityStoreUnitOpex | mA$/ MW | battery | Based on implied opex as percentage of capex from 2024 Aurecon figures. L/H -/+ 10%. | 0.0022773 | 0.0022773 | 0.0022773 | 0.0022773 | 0.0022773 | 0.0022773 | 0.0022773 | 0.0022773 | 0.0022773 | 0.0022773 | 0.0022773 | 0.0022773 | 0.0022773 | 0.0022773 | 0.0022773 | 0.0022773
electricityDistributeUnitCapex | mA$/MW | elecDist | Based on 1GW green hydrogen plant design. Scaled up to 1.5/2/2.5GW capacity for L/M/H, given historic model runs and energy requirements. Unit includes: HV electrical system, four state-of-the-art 380/66kV 300MVA transformers with open-air switchgear, 66/1.5kV transformers equipped with gas-insulated switchgear. | 0.259 | 0.259 | 0.259 | 0.259 | 0.259 | 0.259 | 0.259 | 0.259 | 0.259 | 0.259 | 0.259 | 0.259 | 0.259 | 0.259 | 0.259 | 0.259 | https://ispt.eu/media/Public-report-gigawatt-advanced-green-electrolyser-design.pdf, p. 15, 31.
electricityDistributeLife | years | elecDist | Assumed | 40 | 40 | 40 | 40 | 40 | 40 | 40 | 40 | 40 | 40 | 40 | 40 | 40 | 40 | 40 | 40
naturalGasToElectricity | GJ/MWh | gasTurbine | Static heat rate for generic new entrant OCGT | 11.75 | 11.75 | 11.75 | 11.75 | 11.75 | 11.75 | 11.75 | 11.75 | 11.75 | 11.75 | 11.75 | 11.75 | 11.75 | 11.75 | 11.75 | 11.75 | https://aemo.com.au/-/media/files/stakeholder_consultation/consultations/nsp_consultations/2020/aemo-heat-rate-data.pdf?la=en
naturalGasToEmissions | GJ/tCO2e | gasTurbine | Inverse calculation from DCCEEW Scope 1 emissions (Table 5). | 19.61 | 19.61 | 19.61 | 19.61 | 19.61 | 19.61 | 19.61 | 19.61 | 19.61 | 19.61 | 19.61 | 19.61 | 19.61 | 19.61 | 19.61 | 19.61 | https://www.dcceew.gov.au/sites/default/files/documents/national-greenhouse-account-factors-2023.pdf, p. 16
electricityGasTurbinesUnitCapex | mA$/MW | gasTurbine | Based on GenCost 2024-25 figures for open cycle gas turbines. | 1.302 | 1.302 | 1.302 | 1.302 | 1.302 | 1.302 | 1.302 | 1.302 | 1.302 | 1.302 | 1.302 | 1.302 | 1.302 | 1.302 | 1.302 | 1.302 | https://www.csiro.au/-/media/Energy/GenCost/GenCost2024-25ConsultDraft_20241205.pdf (Global NZE post 2050 policies scenario), p. 83
electricityGasTurbinesLife | years | gasTurbine |  | 25 | 25 | 25 | 25 | 25 | 25 | 25 | 25 | 25 | 25 | 25 | 25 | 25 | 25 | 25 | 25 | https://aemo.com.au/-/media/files/major-publications/isp/2025/aurecon-2024-energy-technology-costs-and-technical-parameter-review.pdf?la=en, p. 62
naturalGasConnectionCapacity | GJ/ hr | gasTurbine | Toggled | 0 | 0 | 0 | 0 | 0 | 0 | 0 | 0 | 0 | 0 | 0 | 0 | 0 | 0 | 0 | 0
electricityGasTurbinesCapacity | MW | gasTurbine | Not included in base cases | 0 | 0 | 0 | 0 | 0 | 0 | 0 | 0 | 0 | 0 | 0 | 0 | 0 | 0 | 0 | 0
electricityGasTurbinesUnitOpex | mA$/MW | gasTurbine | Based on implied opex as percentage of capex from 2024 Aurecon figures. L/H -/+ 10%. | 0.030913 | 0.030913 | 0.030913 | 0.030913 | 0.030913 | 0.030913 | 0.030913 | 0.030913 | 0.030913 | 0.030913 | 0.030913 | 0.030913 | 0.030913 | 0.030913 | 0.030913 | 0.030913
electricityToWater | MWh/t | desalPlant |  | 0.0035 | 0.0035 | 0.0035 | 0.0035 | 0.0035 | 0.0035 | 0.0035 | 0.0035 | 0.0035 | 0.0035 | 0.0035 | 0.0035 | 0.0035 | 0.0035 | 0.0035 | 0.0035 | https://www.mdpi.com/2073-4441/16/15/2140,
waterProduceLife | years | desalPlant | Assumed | 27.5 | 27.5 | 27.5 | 27.5 | 27.5 | 27.5 | 27.5 | 27.5 | 27.5 | 27.5 | 27.5 | 27.5 | 27.5 | 27.5 | 27.5 | 27.5 | https://watereuse.org/wp-content/uploads/2015/10/Intake_White_Paper.pdf, p. 11
waterProduceUnitCapex | mA$/tph | desalPlant | Convert $40,000/ML to mA$/tph. Deduct product storage and distribution (10% of 80% construction cost). | 0.018836 | 0.018836 | 0.018836 | 0.018836 | 0.018836 | 0.018836 | 0.018836 | 0.018836 | 0.018836 | 0.018836 | 0.018836 | 0.018836 | 0.018836 | 0.018836 | 0.018836 | 0.018836 | https://aemo.com.au/-/media/files/major-publications/isp/2025/aurecon-2024-energy-technology-costs-and-technical-parameter-review.pdf?la=en, p. 132
waterProduceUnitOpex | mA$/tph | desalPlant | Based on implied opex as percentage of capex from 2024 Aurecon figures. L/H -/+ 10%. | 0.00036729 | 0.00036729 | 0.00036729 | 0.00036729 | 0.00036729 | 0.00036729 | 0.00036729 | 0.00036729 | 0.00036729 | 0.00036729 | 0.00036729 | 0.00036729 | 0.00036729 | 0.00036729 | 0.00036729 | 0.00036729
waterStorePercentHour0 | % (fraction) | waterStore | Assumed | 0.5 | 0.5 | 0.5 | 0.5 | 0.5 | 0.5 | 0.5 | 0.5 | 0.5 | 0.5 | 0.5 | 0.5 | 0.5 | 0.5 | 0.5 | 0.5
waterStoreUnitCapex | mA$/t | waterStore | Aurecon assume 5% CAPEX of waterProduceUnitCapex. Doubled to ensure suitable storage (i.e., ~15,000ML) | 0.0018836 | 0.0018836 | 0.0018836 | 0.0018836 | 0.0018836 | 0.0018836 | 0.0018836 | 0.0018836 | 0.0018836 | 0.0018836 | 0.0018836 | 0.0018836 | 0.0018836 | 0.0018836 | 0.0018836 | 0.0018836 | https://aemo.com.au/-/media/files/major-publications/isp/2025/aurecon-2024-energy-technology-costs-and-technical-parameter-review.pdf?la=en, p. 132
waterStoreLife | years | waterStore | Assumed | 30 | 30 | 30 | 30 | 30 | 30 | 30 | 30 | 30 | 30 | 30 | 30 | 30 | 30 | 30 | 30
waterDistributeUnitCapex | mA$/tph | waterDist | Aurecon assume 5% CAPEX of waterProduceUnitCapex. | 0.00094178 | 0.00094178 | 0.00094178 | 0.00094178 | 0.00094178 | 0.00094178 | 0.00094178 | 0.00094178 | 0.00094178 | 0.00094178 | 0.00094178 | 0.00094178 | 0.00094178 | 0.00094178 | 0.00094178 | 0.00094178 | https://aemo.com.au/-/media/files/major-publications/isp/2025/aurecon-2024-energy-technology-costs-and-technical-parameter-review.pdf?la=en, p. 132
waterDistributeLife | years | waterDist | Assumed | 30 | 30 | 30 | 30 | 30 | 30 | 30 | 30 | 30 | 30 | 30 | 30 | 30 | 30 | 30 | 30
electricityToH2 | MWh/t H2 | electrolysis | [Multiple sources]. Low is IRENA 2020 lower bound figure for PEM efficiency; qualitatively defended as more likely than DOE target (46Mwh/tH2) given current political environment. High is Aurecon PEM efficiency assumption, considered as commercially viable for construction by 2024. Middle represents average. Also note that "the thermodynamic efficiency limit for electrolysis is 40 kWh/kgH2... The CSIRO concluded that "it is generally considered that efficiencies better than 45 kWh/kg are unlikely to be achieved". | 55 | 55 | 55 | 55 | 55 | 55 | 55 | 55 | 55 | 55 | 55 | 55 | 55 | 55 | 55 | 55
waterToH2 | t water/t H2 | electrolysis | 9kg water/kg H2 is the theoretical requirement for electrolysis. Total system requirements and cooling tower require additional. | 31.5 | 31.5 | 31.5 | 31.5 | 31.5 | 31.5 | 31.5 | 31.5 | 31.5 | 31.5 | 31.5 | 31.5 | 31.5 | 31.5 | 31.5 | 31.5 | https://www.dcceew.gov.au/sites/default/files/documents/national-hydrogen-infrastructure-assessment-final-report.pdf (p. B-4), https://www.netzeroaustralia.net.au/wp-content/uploads/2023/04/Net-Zero-Australia-Methods-Assumptions-Scenarios-Sensitivities.pdf (p. 122)
h2ProduceUnitCapex | mA$/tph | electrolysis | [Calc]. Based on GenCost 2024-25 GenCost figures, which featured a significant increase in electrolyser costs compared to previous editions. Calculations assume HHV (39kWh/kgH2), and 285.8kJ energy to split H2 from H2O. Mid AUD/kW from GenCost 2024-25 is varied by efficiency assumptions used in this report (i.e., 50/55/60) to produce L/M/H cost estimates while maintaining internal consistency. | 114.02 | 114.02 | 114.02 | 114.02 | 114.02 | 114.02 | 114.02 | 114.02 | 114.02 | 114.02 | 114.02 | 114.02 | 114.02 | 114.02 | 114.02 | 114.02 | https://www.csiro.au/en/news/All/News/2024/December/GenCost-2024-25-Draft-Report-released-for-consultation p. 85
h2ProduceLife | years | electrolysis | 80,000 hours at 90% annual capacity | 10 | 10 | 10 | 10 | 10 | 10 | 10 | 10 | 10 | 10 | 10 | 10 | 10 | 10 | 10 | 10 | https://www.energymining.sa.gov.au/__data/assets/pdf_file/0011/1006985/66ed5bccec444ce135c4d0697da4f4450da87002.pdf, p. 7; https://www.netzeroaustralia.net.au/wp-content/uploads/2023/04/Net-Zero-Australia-Methods-Assumptions-Scenarios-Sensitivities.pdf, p. 122.
h2ProduceCapacity | tph | electrolysis | Optimised | 25 | 25 | 25 | 25 | 25 | 25 | 25 | 25 | 25 | 25 | 25 | 25 | 25 | 25 | 25 | 25
h2EmissionsIntensityLimit | t CO2e/ t H2 | electrolysis | To receive the HTPI, a kilogram of hydrogen must have "a production emissions intensity that is less than or equal to 0.6 kilograms of carbon dioxide per 1 kilogram of hydrogen" | 0.6 | 0.6 | 0.6 | 0.6 | 0.6 | 0.6 | 0.6 | 0.6 | 0.6 | 0.6 | 0.6 | 0.6 | 0.6 | 0.6 | 0.6 | 0.6 | https://parlinfo.aph.gov.au/parlInfo/search/display/display.w3p;db=LEGISLATION;id=legislation%2Fbills%2Fr7297_aspassed%2F0001;query=Id%3A%22legislation%2Fbills%2Fr7297_aspassed%2F0000%22
h2ProduceUnitOpex | mA$/tph | electrolysis | Based on implied opex as percentage of capex from 2024 Aurecon figures. L/H -/+ 10%. | 2.2632 | 2.2632 | 2.2632 | 2.2632 | 2.2632 | 2.2632 | 2.2632 | 2.2632 | 2.2632 | 2.2632 | 2.2632 | 2.2632 | 2.2632 | 2.2632 | 2.2632 | 2.2632
h2StorePercentHour0 | % (fraction) | storeH2 | Assumed | 0.5 | 0.5 | 0.5 | 0.5 | 0.5 | 0.5 | 0.5 | 0.5 | 0.5 | 0.5 | 0.5 | 0.5 | 0.5 | 0.5 | 0.5 | 0.5
h2StoreMaxChargeRate | % (fraction) | storeH2 | Assumed. Not constraining charge or discharge. | 1 | 1 | 1 | 1 | 1 | 1 | 1 | 1 | 1 | 1 | 1 | 1 | 1 | 1 | 1 | 1
h2StoreUnitCapex | mA$/t | storeH2 | [Multiple sources]. Low is based on DNV 700 bar compression storage figure with conversion of 131GJ/tH2. Middle and high are from 2018 CSIRO Hydrogen Roadmap. Figures are based on 150 and 350 bar compression, respectively, and include tank, compressor, associated infrastructure, and installation costs. Figures have been inflated to AUD2024. | 2.19 | 2.19 | 2.19 | 2.19 | 2.19 | 2.19 | 2.19 | 2.19 | 2.19 | 2.19 | 2.19 | 2.19 | 2.19 | 2.19 | 2.19 | 2.19 | https://www.nrel.gov/docs/fy14osti/58564.pdf; https://apps.dtic.mil/sti/tr/pdf/AD1053240.pdf, p. 13; https://www.sciencedirect.com/science/article/pii/S0360319921005838, p. 15678
h2StoreUnitOpex | mA$/t | storeH2 | ~2% CAPEX, as per reference: opex / CAPEX 150 bar case. | 0.046686 | 0.046686 | 0.046686 | 0.046686 | 0.046686 | 0.046686 | 0.046686 | 0.046686 | 0.046686 | 0.046686 | 0.046686 | 0.046686 | 0.046686 | 0.046686 | 0.046686 | 0.046686 | https://www.csiro.au/-/media/Do-Business/Files/Futures/18-00314_EN_NationalHydrogenRoadmap_WEB_180823.pdf, p. 84
h2StoreLife | years | storeH2 | Low from Net Zero. High from IRENA. Middle takes average | 35 | 35 | 35 | 35 | 35 | 35 | 35 | 35 | 35 | 35 | 35 | 35 | 35 | 35 | 35 | 35 | https://www.netzeroaustralia.net.au/wp-content/uploads/2023/04/Net-Zero-Australia-Methods-Assumptions-Scenarios-Sensitivities.pdf, p. 127; https://www.irena.org/-/media/Files/IRENA/Agency/Publication/2021/May/IRENA_Green_Hydrogen_Supply_2021, p. 18
h2StoreCapacity | t | storeH2 | Optimised | 500 | 500 | 500 | 500 | 500 | 500 | 500 | 500 | 500 | 500 | 500 | 500 | 500 | 500 | 500 | 500
h2DistributeUnitCapex | mA$/tph | distH2 | [Calc]. Assumed 5km of distribution pipe. L/H = -/+ 10%. | 0.44514 | 0.44514 | 0.44514 | 0.44514 | 0.44514 | 0.44514 | 0.44514 | 0.44514 | 0.44514 | 0.44514 | 0.44514 | 0.44514 | 0.44514 | 0.44514 | 0.44514 | 0.44514 | https://iea.blob.core.windows.net/assets/36017d2f-747b-4993-b06d-33209fe143fa/GHR24AssumptionsAnnex.pdf, p. 8
h2DistributeLife | years | distH2 |  | 42 | 42 | 42 | 42 | 42 | 42 | 42 | 42 | 42 | 42 | 42 | 42 | 42 | 42 | 42 | 42 | https://transitionaccelerator.ca/wp-content/uploads/2023/06/The-Techno-Economics-of-Hydrogen-Pipelines-v2.pdf, p. 20; https://iea.blob.core.windows.net/assets/36017d2f-747b-4993-b06d-33209fe143fa/GHR24AssumptionsAnnex.pdf, p. 8
ironOreEmissionsIntensity | tCO2e/t iron ore | ironOre | Assumed. Not including mining or transport emissions. | 0 | 0 | 0 | 0 | 0 | 0 | 0 | 0 | 0 | 0 | 0 | 0 | 0 | 0 | 0 | 0
ironOreUnitCost | A$/t | ironOre | [Calc]. 2030 price forecast, China CFR. WA: 2030 price forecast, China CFR. Average of 62 and 58% fines. In 2024AUD. SA: Adjusted based on price forecast of 65% Fe sinter fines. In 2024AUD. Includes transport and handling costs for respective ports where relevant to the envisaged scenario. Capesize for Gladstone and Handysize for Kwinana. | 153.7372 | 153.7372 | 105.0507 | 105.0507 | 105.0507 | 105.0507 | 158.6449 | 158.6449 | 118.9403 | 118.9403 | 124.7372 | 124.7372 | 105.0507 | 105.0507 | 105.0507 | 105.0507
naturalGasUnitCost | A$/GJ | Natural_gas | [Calc]. Industrial gas price forecasts for 2030 by state from 2024 ACIL Allen (supporting material for AEMO 2025 Gas Statement of Opportunities). Pipeline costs from various sources as they relate to the location of proposed green iron plants. | 12.8882 | 12.8882 | 9.1521 | 9.1521 | 9.0507 | 9.0507 | 9.0507 | 9.0507 | 9.4479 | 9.4479 | 13.4159 | 13.4159 | 9.1521 | 9.1521 | 12.8882 | 12.8882 | https://aemo.com.au/energy-systems/gas/gas-forecasting-and-planning/gas-statement-of-opportunities-gsoo
electricityToIronPreP | MWh/t Pre-processed iron | preProcessing | [Multiple sources]. Referenced value is for electricity consumption only (i.e., excludes heating). Does not vary by ore type. | 0.033713 | 0 | 0.033713 | 0 | 0.033713 | 0 | 0.033713 | 0 | 0.033713 | 0 | 0.033713 | 0 | 0.033713 | 0 | 0.033713 | 0 | https://eippcb.jrc.ec.europa.eu/sites/default/files/2019-11/IS_Adopted_03_2012.pdf, p.188
h2ToIronPreP | t H2/t Pre-processed iron | preProcessing | No hydrogen involved in pelletization. Natural gas is used for ore heating. | 0 | 0 | 0 | 0 | 0 | 0 | 0 | 0 | 0 | 0 | 0 | 0 | 0 | 0 | 0 | 0
waterToIronPreP | t water/t Pre-processed iron | preProcessing | NA | 0 | 0 | 0 | 0 | 0 | 0 | 0 | 0 | 0 | 0 | 0 | 0 | 0 | 0 | 0 | 0
ironOreToIronPreP | t iron ore/t Pre-processed iron | preProcessing | [Calc]. [Explainer]. Where relevant to the technology route, concentrated fine required for one ton of pellets. It is assumed that five per cent of moisture is lost in the process. L/H = -/+ 10%. | 1.0526 | 1 | 1.0526 | 1 | 1.0526 | 1 | 1.0526 | 1 | 1.0526 | 1 | 1.0526 | 1 | 1.0526 | 1 | 1.0526 | 1
naturalGasToIronPreP | GJ/t Pre-processed iron | preProcessing | [Multiple sources]. Natural gas used for heating the ore. Differences between SA and Pilbara derived from varying heating requirements of magnetite and hematite. | 0.426 | 0 | 1.065 | 0 | 1.065 | 0 | 0.426 | 0 | 1.065 | 0 | 1.065 | 0 | 1.065 | 0 | 1.065 | 0 | https://publications.jrc.ec.europa.eu/repository/bitstream/JRC129297/JRC129297_01.pdf, p. 30; https://rmi.org/insight/green-iron-corridors/, p. 31
ironPrePProduceUnitCapex | mA$/tph | preProcessing | Convert RMI figure to mA$/tph. Capex of pelletisation plant. Not required in Zesty process. | 2.642 | 0 | 2.642 | 0 | 2.642 | 0 | 2.642 | 0 | 2.642 | 0 | 2.642 | 0 | 2.642 | 0 | 2.642 | 0 | https://rmi.org/insight/green-iron-corridors/, p. 31
ironPrePProduceLife | years | preProcessing |  | 25 | 25 | 25 | 25 | 25 | 25 | 25 | 25 | 25 | 25 | 25 | 25 | 25 | 25 | 25 | 25 | https://www.sciencedirect.com/science/article/pii/S0959652618326301, p. 739
electricityToIronRaw | MWh/t Raw iron | HBI | [Calcs]. For Midrex: ore and reducing gas heating with 90% efficiency, plus non-heating electrical requirements for auxilliary equipment. Zesty electricity requirements excluding hydrogen production. | 1.3016 | 1.1 | 1.3016 | 1.1 | 1.3016 | 1.1 | 1.3016 | 1.1 | 1.3016 | 1.1 | 1.3016 | 1.1 | 1.3016 | 1.1 | 1.3016 | 1.1
h2ToIronRaw | t H2/t Raw iron | HBI | MIDREX H2-DRI figure for 100% H2 reductant. Stoichiometric lower bound is 54kg/tDRI but difficult to meet due to process inefficiencies. Upper bound reported as high as 76kg/tDRI. Zesty assumption as per techincal report. | 0.054 | 0.054 | 0.054 | 0.054 | 0.054 | 0.054 | 0.054 | 0.054 | 0.054 | 0.054 | 0.054 | 0.054 | 0.054 | 0.054 | 0.054 | 0.054 | https://www.primetals.com/fileadmin/user_upload/landing_pages/2021/Green_Steel/Publications/downloads/AISTech_2021_MIDREX_H2_Final.pdf, p. 5; https://climateenergyfinance.org/wp-content/uploads/2024/11/CEF_Green-Metal-Statecraft_FINAL.pdf, p. 73; https://arena.gov.au/assets/2023/09/Calix-Zesty-Tech-Zero-Emissions-Iron-and-Steel-Pre-Feed-Report-Demo.pdf, p. 12.
waterToIronRaw | t water/t Raw iron | HBI | Not an input for Zesty technology. | 1.25 | 0 | 1.25 | 0 | 1.25 | 0 | 1.25 | 0 | 1.25 | 0 | 1.25 | 0 | 1.25 | 0 | 1.25 | 0 | https://www.aist.org/AIST/aist/AIST/Conferences_Exhibitions/Training_Seminars/Scrap%20Files/28-Gordon.pdf; https://www.primetals.com/fileadmin/user_upload/landing_pages/2021/Green_Steel/Publications/downloads/AISTech_2021_MIDREX_H2_Final.pdf
ironPrePToIronRaw | t Pre-processed iron/t Raw iron | HBI | [Calc]. [Explainer]. Differences are driven by metallisation rates of Midrex (assumed 94%) and Zesty (assumed 95%) technologies, as well as Fe content of Pilbara and Eyre Peninsula pellets. L/H = -/+ 10%. | 1.3998 | 1.3778 | 1.3727 | 1.4222 | 1.3727 | 1.4222 | 1.3598 | 1.3384 | 1.3727 | 1.4222 | 1.3727 | 1.4222 | 1.3727 | 1.4222 | 1.3727 | 1.4222
naturalGasToIronRawHeating | GJ/t Raw iron | HBI | No gas used for heating. | 0 | 0 | 0 | 0 | 0 | 0 | 0 | 0 | 0 | 0 | 0 | 0 | 0 | 0 | 0 | 0
naturalGasToIronRawReducing | GJ/t Raw iron | HBI | Not included in base cases. Note that there is 2.3GJ/tDRI involved in heating that is excluded from this figure as heating is done electrically in all cases. | 7.7 | 7.7 | 7.7 | 7.7 | 7.7 | 7.7 | 7.7 | 7.7 | 7.7 | 7.7 | 7.7 | 7.7 | 7.7 | 7.7 | 7.7 | 7.7 | https://www.aist.org/AIST/aist/AIST/Conferences_Exhibitions/Training_Seminars/Scrap%20Files/28-Gordon.pdf, s. 25. Elliot, Richard: https://m.ecic-icsti.register-me.org/programs/proceedings#107, p. 4
ironRawToWater | t Raw iron/t water | HBI | NA | 0 | 0 | 0 | 0 | 0 | 0 | 0 | 0 | 0 | 0 | 0 | 0 | 0 | 0 | 0 | 0
ironRawProduceUnitCapex | mA$/tph | HBI | [Multiple sources]. [Explainer]. In lieu of commercial scale plant CAPEX estimates for Zesty, a 20 per cent increase has been applied to the Midrex estimate for M. | 5.4111 | 6.4933 | 5.4111 | 6.4933 | 5.4111 | 6.4933 | 5.4111 | 6.4933 | 5.4111 | 6.4933 | 5.4111 | 6.4933 | 5.4111 | 6.4933 | 5.4111 | 6.4933
ironRawProduceLife | years | HBI | L/H = +/- 10% | 25 | 25 | 25 | 25 | 25 | 25 | 25 | 25 | 25 | 25 | 25 | 25 | 25 | 25 | 25 | 25 | https://iea.blob.core.windows.net/assets/eb0c8ec1-3665-4959-97d0-187ceca189a8/Iron_and_Steel_Technology_Roadmap.pdf, p. 108
ironRawProduceUnitOpex | mA$/tph Raw iron | HBI | Based on US$12.93 inflated from US2015 to AUD2024 figure from Duke University report. | 0.21679 | 0.21679 | 0.21679 | 0.21679 | 0.21679 | 0.21679 | 0.21679 | 0.21679 | 0.21679 | 0.21679 | 0.21679 | 0.21679 | 0.21679 | 0.21679 | 0.21679 | 0.21679 | Midrex O&M: https://dukespace.lib.duke.edu/server/api/core/bitstreams/19daa588-bc17-4bc8-8acc-a3b3b2e6ff91/content, p. 19-20; inflated using https://www.bls.gov/data/inflation_calculator.htm
electricityToIronPostP | MWh/t Post-processed iron | postProcessing | Briquetting required for Eyre Peninsula. Smelting required for Pilbara. | 0.01 | 0.01 | 0.6679 | 0.6679 | 0.6679 | 0.6679 | 0.01 | 0.01 | 0.6679 | 0.6679 | 0.6679 | 0.6679 | 0.6679 | 0.6679 | 0.6679 | 0.6679 | Briquetting: https://rmi.org/insight/green-iron-corridors/, p. 31. Smelting: https://www.sustainableironmaking.com.au/wp-content/uploads/2023/03/4.-Sara-Paymooni.pdf, p. 20
h2ToIronPostP | t H2/t Post-processed iron | postProcessing | No H2 required for smelting or briquetting. | 0 | 0 | 0 | 0 | 0 | 0 | 0 | 0 | 0 | 0 | 0 | 0 | 0 | 0 | 0 | 0
waterToIronPostP | t water/t Post-processed iron | postProcessing | Small amounts of water required for ESF cooling. | 0 | 0 | 0 | 0 | 0 | 0 | 0 | 0 | 0 | 0 | 0 | 0 | 0 | 0 | 0 | 0 | https://www.sustainableironmaking.com.au/wp-content/uploads/2023/03/4.-Sara-Paymooni.pdf
ironRawToIronPostP | t Raw iron/t Post-processed iron | postProcessing | [Calc]. [Explainer]. Requirements to realise Fe content in benchmark product. L/H = -/+ 10%. | 1 | 1 | 1.0109 | 1.0239 | 1.0109 | 1.0239 | 1 | 1 | 1.0109 | 1.0239 | 1.0109 | 1.0239 | 1.0109 | 1.0239 | 1.0109 | 1.0239
naturalGasToIronPostP | GJ/t Post-processed iron | postProcessing | No natural gas used in post-processing. | 0 | 0 | 0 | 0 | 0 | 0 | 0 | 0 | 0 | 0 | 0 | 0 | 0 | 0 | 0 | 0
ironPostPProduceUnitCapex | mA$/tph | postProcessing | Convert RMI ESF figure to mA$/tph. Briquetting for Eyre scenarios and ESF for other. | 0.1 | 0.1 | 3.8344 | 3.8344 | 3.8344 | 3.8344 | 0.1 | 0.1 | 3.8344 | 3.8344 | 3.8344 | 3.8344 | 3.8344 | 3.8344 | 3.8344 | 3.8344 | https://rmi.org/insight/green-iron-corridors/, p. 31
ironPostPProduceLife | years | postProcessing | Assumed | 25 | 25 | 25 | 25 | 25 | 25 | 25 | 25 | 25 | 25 | 25 | 25 | 25 | 25 | 25 | 25
ironDistributeUnitCapex | A$/ tph | ironGeneral | NA | 0 | 0 | 0 | 0 | 0 | 0 | 0 | 0 | 0 | 0 | 0 | 0 | 0 | 0 | 0 | 0
ironMarketEmissionsIntensity | tCO2e/t iron | ironGeneral |  | 1.8 | 1.8 | 1.8 | 1.8 | 1.8 | 1.8 | 1.8 | 1.8 | 1.8 | 1.8 | 1.8 | 1.8 | 1.8 | 1.8 | 1.8 | 1.8
ironProduceCapacity | tph | ironGeneral | Optimised | 285 | 285 | 285 | 285 | 285 | 285 | 285 | 285 | 285 | 285 | 285 | 285 | 285 | 285 | 285 | 285
ironEmissionsIntensityLimit | tCO2e/t iron | ironGeneral | Limits production to avoid exceeding this limit. Set to 10 as a very high number we don't ever hit. The H2 emissions intensity constraint is the one that impacts first (which is based on HPTI requirements) | 10 | 10 | 10 | 10 | 10 | 10 | 10 | 10 | 10 | 10 | 10 | 10 | 10 | 10 | 10 | 10
ironMarketValue | A$/kg | ironGeneral | Used as indicative price of HBI to determine sell-back strategy. | 0.665 | 0.665 | 0.665 | 0.665 | 0.665 | 0.665 | 0.665 | 0.665 | 0.665 | 0.665 | 0.665 | 0.665 | 0.665 | 0.665 | 0.665 | 0.665
ironTargetAnnualSupply | None | ironGeneral | Assumed | 2500 | 2500 | 2500 | 2500 | 2500 | 2500 | 2500 | 2500 | 2500 | 2500 | 2500 | 2500 | 2500 | 2500 | 2500 | 2500
ironDistributeLife | years | ironGeneral | Assumed | 25 | 25 | 25 | 25 | 25 | 25 | 25 | 25 | 25 | 25 | 25 | 25 | 25 | 25 | 25 | 25
portCapex | mA$ | port | NA | 0 | 0 | 0 | 0 | 0 | 0 | 0 | 0 | 0 | 0 | 0 | 0 | 0 | 0 | 0 | 0
portLife | years | port | NA | 40 | 40 | 40 | 40 | 40 | 40 | 40 | 40 | 40 | 40 | 40 | 40 | 40 | 40 | 40 | 40
roadLife | years | road | NA | 40 | 40 | 40 | 40 | 40 | 40 | 40 | 40 | 40 | 40 | 40 | 40 | 40 | 40 | 40 | 40
roadDistance | km | road | NA | 0 | 0 | 0 | 0 | 0 | 0 | 0 | 0 | 0 | 0 | 0 | 0 | 0 | 0 | 0 | 0
roadUnitCapex | mA$/km | road | BITRE figure inflated to 2023AU$ | 6.3648 | 6.3648 | 6.3648 | 6.3648 | 6.3648 | 6.3648 | 6.3648 | 6.3648 | 6.3648 | 6.3648 | 6.3648 | 6.3648 | 6.3648 | 6.3648 | 6.3648 | 6.3648 | https://infrastructuredeliverymodels.gihub.org/case-studies/bitre-road-construction-cost-and-infrastructure-procurement-benchmarking
h2TaxCredit | A$/kg | economic |  | 0 | 0 | 0 | 0 | 0 | 0 | 0 | 0 | 0 | 0 | 0 | 0 | 0 | 0 | 0 | 0
carbonPrice | A$/tCO2e | economic |  | 0 | 0 | 0 | 0 | 0 | 0 | 0 | 0 | 0 | 0 | 0 | 0 | 0 | 0 | 0 | 0
capexCostsFactor | Multiplier | economic | [Calc]. [Explainer]. Location cost factors are comprised of equipment costs, installation costs, fuel connection costs, cost of land and development, and O&M costs. GHD provides a summary of the variation across locations for each of the above components. AEMO’s location factors are taken from the GHD report from 2018 with adjustments applied based on regional development studies and feedback. AEMO’s breakdown of component costs was used for our calculations. To increase accuracy, we split the cost factor for renewables (large scale solar, wind, and batteries) and other facilities, as the proportions of the cost breakdown are different for renewables compared with standard industrial generation plants. | 1.08 | 1.08 | 1.36 | 1.36 | 1.24 | 1.24 | 1.24 | 1.24 | 1.12 | 1.12 | 1.11 | 1.11 | 1.36 | 1.36 | 1.08 | 1.08
capexCostsFactorRE |  | economic | [Calc]. [Explainer]. Same exercise as in capexCostsFactor but this time splits for RE technologies are taken at face value. | 1.08 | 1.08 | 1.34 | 1.34 | 1.23 | 1.23 | 1.23 | 1.23 | 1.11 | 1.11 | 1.1 | 1.1 | 1.34 | 1.34 | 1.08 | 1.08
opexFactor | % (fraction) | economic | Base model assumption | 0.03 | 0.03 | 0.03 | 0.03 | 0.03 | 0.03 | 0.03 | 0.03 | 0.03 | 0.03 | 0.03 | 0.03 | 0.03 | 0.03 | 0.03 | 0.03
wacc | % (fraction) | economic | As per bi-annual IPART WACC February 2025 update. Middle reflects long-term post-tax real WACC, low reflects lower bound post-tax real WACC, and high reflects middle 10% market risk premium (upgraded from market rate of 6.25%). | 0.045 | 0.045 | 0.045 | 0.045 | 0.045 | 0.045 | 0.045 | 0.045 | 0.045 | 0.045 | 0.045 | 0.045 | 0.045 | 0.045 | 0.045 | 0.045 | https://www.ipart.nsw.gov.au/Home/Industries/Special-Reviews/Regulatory-policy/Market-Update
waccRenewables | % (fraction) | economic | As per bi-annual IPART WACC February 2025 update. Middle reflects long-term post-tax real WACC, low reflects lower bound post-tax real WACC, and high reflects middle 10% market risk premium (upgraded from market rate of 6.25%). | 0.045 | 0.045 | 0.045 | 0.045 | 0.045 | 0.045 | 0.045 | 0.045 | 0.045 | 0.045 | 0.045 | 0.045 | 0.045 | 0.045 | 0.045 | 0.045 | https://www.ipart.nsw.gov.au/Home/Industries/Special-Reviews/Regulatory-policy/Market-Update
discountRate | %(fraction) | economic | Not used. | 0.07 | 0.07 | 0.07 | 0.07 | 0.07 | 0.07 | 0.07 | 0.07 | 0.07 | 0.07 | 0.07 | 0.07 | 0.07 | 0.07 | 0.07 | 0.07
simLength | hours | economic | One-year in length | 8760 | 8760 | 8760 | 8760 | 8760 | 8760 | 8760 | 8760 | 8760 | 8760 | 8760 | 8760 | 8760 | 8760 | 8760 | 8760
npvPeriod | years | economic | Assumed | 10 | 10 | 10 | 10 | 10 | 10 | 10 | 10 | 10 | 10 | 10 | 10 | 10 | 10 | 10 | 10
electricityGridEconomicExportToggle | None | toggle |  | FALSE | TRUE | FALSE | FALSE | FALSE | TRUE | FALSE | TRUE | FALSE | TRUE | FALSE | TRUE | FALSE | FALSE | FALSE | TRUE
electricityGridCurtailedExportToggle | None | toggle |  | TRUE | TRUE | FALSE | FALSE | TRUE | TRUE | TRUE | TRUE | TRUE | TRUE | TRUE | TRUE | FALSE | FALSE | TRUE | TRUE
hourlyDataSource | None | misc | [Calcs]. The model draws on hourly weather, price and emissions data. | eyre2023 | eyre2023 | pilb2019 | pilb2019 | gera2019 | gera2019 | gera2019 | gera2019 | kwin2019 | kwin2019 | glad2023 | glad2023 | pilb2019 | pilb2019 | leigh2023 | leigh2023

## H
item | unit | category | comments | eyre_inflex | eyre_flex | pilb_inflex | pilb_flex | gera_inflex | gera_flex | geraMag_inflex | geraMag_flex | kwin_inflex | kwin_flex | glad_inflex | glad_flex | pilb_inflex_h2Swap | pilb_flex_h2Swap | midn_inflex_h2Swap | midn_flex_h2Swap | Reference(s)
electricityGridNetworkDailyCharge | A$/day | gridElec | 0 | 0 | 0 | 1 | 1 | 0 | 0 | 0 | 0 | 0 | 0 | 0 | 0 | 1 | 1 | 0 | 0 | 0
electricityGridNetworkVariableCharge | A$/kWh | gridElec | Electranet, Powerlink, and Western Power pricing schedules for high voltage industrial loads were considered as inputs here but ultimately it was decided to assume values based on consultation and general calculations given complexity and opacity of charging structures. The network charge also accounts for an insignificant portion of overall project costs since majority of energy used is generated BTM. L/M/H values are $10/MWh, $22/MWh, and $35/MWh. | 0.035 | 0.035 | 1 | 1 | 0.035 | 0.035 | 0.035 | 0.035 | 0.035 | 0.035 | 0.035 | 0.035 | 1 | 1 | 0.035 | 0.035 | 0
electricityGridPeakStart | hour of day | gridElec | 0 | 17 | 17 | 1 | 1 | 17 | 17 | 17 | 17 | 17 | 17 | 17 | 17 | 1 | 1 | 17 | 17 | 0
electricityGridPeakFinish | hour of day | gridElec | 0 | 21 | 21 | 1 | 1 | 21 | 21 | 21 | 21 | 21 | 21 | 21 | 21 | 1 | 1 | 21 | 21 | 0
electricityGridKvaOffPeakDailyCharge | A$/kVA/day | gridElec | 0 | 0 | 0 | 0 | 0 | 0 | 0 | 0 | 0 | 0 | 0 | 0 | 0 | 0 | 0 | 0 | 0 | 0
electricityGridKvaPeakDailyCharge | A$/kVA/day | gridElec | 0 | 0 | 0 | 0 | 0 | 0 | 0 | 0 | 0 | 0 | 0 | 0 | 0 | 0 | 0 | 0 | 0 | 0
electricityGridPowerFactor | None | gridElec | Assumed | 0.9 | 0.9 | 0.9 | 0.9 | 0.9 | 0.9 | 0.9 | 0.9 | 0.9 | 0.9 | 0.9 | 0.9 | 0.9 | 0.9 | 0.9 | 0.9 | 0
electricityGridCapacity | MW | gridElec | Optimised | 270 | 270 | 0 | 0 | 270 | 270 | 270 | 270 | 270 | 270 | 270 | 270 | 0 | 0 | 270 | 270 | 0
electricityGridTransmissionDistance | km | gridTrans | Assume that green iron plant plugs directly into transmission network with no additional transmission required. Little to no impact on LCOI. | 0 | 0 | 0 | 0 | 0 | 0 | 0 | 0 | 0 | 0 | 0 | 0 | 0 | 0 | 0 | 0 | 0
electricityGridTransmissionUnitCapex | mA$/(km GW) | gridTrans | CAPEX for 330 kV single circuit transmission line (1200 MVA each). Levelised by 1200MVA = 1.08GW transmission capacity (assuming 90% power factor). Inflated to 2023AU$. L/H = -/+ 10%. | 1.7928 | 1.7928 | 1.7928 | 1.7928 | 1.7928 | 1.7928 | 1.7928 | 1.7928 | 1.7928 | 1.7928 | 1.7928 | 1.7928 | 1.7928 | 1.7928 | 1.7928 | 1.7928 | https://www.infrastructureaustralia.gov.au/sites/default/files/2021-10/Supporting%20Appendices%20-%20Infrastructure%20Market%20Capacity.pdf, p. 71
electricityGridTransmissionLife | years | gridTrans | Based on Electranet asset life span outcomes. | 40 | 40 | 40 | 40 | 40 | 40 | 40 | 40 | 40 | 40 | 40 | 40 | 40 | 40 | 40 | 40 | https://www.aer.gov.au/system/files/Appendix%20E%20-%20Asset%20Management%20Strategy.pdf, p. 4
electricityGridTransmissionCapacity | MW | gridTrans | Optimised | 0 | 0 | 0 | 0 | 0 | 0 | 0 | 0 | 0 | 0 | 0 | 0 | 0 | 0 | 0 | 0 | 0
electricityGridExportCapacity | MW | gridTrans | Optimised | 1500 | 1500 | 1 | 1 | 1500 | 1500 | 1500 | 1500 | 1500 | 1500 | 1500 | 1500 | 1500 | 1500 | 1500 | 1500 | 0
electricitySolarPvCapacity | MW | solarPV | Optimised | 1341 | 1341 | 1341 | 1341 | 1 | 1 | 1 | 1 | 1 | 1 | 1 | 1 | 1 | 1 | 1341 | 1341 | 0
electricitySolarPvLife | years | solarPV | Based on Aurecon figures. | 25 | 25 | 25 | 25 | 25 | 25 | 25 | 25 | 25 | 25 | 25 | 25 | 25 | 25 | 25 | 25 | https://aemo.com.au/-/media/files/major-publications/isp/2025/aurecon-2024-energy-technology-costs-and-technical-parameter-review.pdf?la=en, p. 173
electricitySolarPvUnitCapex | mA$/MW | solarPV | Based on GenCost 2024-25 figures. Low: Global NZE by 2050 Mid: Global NZE post 2050 High: Current policy | 1.224 | 1.224 | 1.224 | 1.224 | 1.224 | 1.224 | 1.224 | 1.224 | 1.224 | 1.224 | 1.224 | 1.224 | 1.224 | 1.224 | 1.224 | 1.224 | https://www.csiro.au/-/media/Energy/GenCost/GenCost2024-25ConsultDraft_20241205.pdf, p. 76
electricitySolarPvLossFactor | %(fraction) | solarPV | DC-AC inverter conversion losses | 0.07 | 0.07 | 0.07 | 0.07 | 0.07 | 0.07 | 0.07 | 0.07 | 0.07 | 0.07 | 0.07 | 0.07 | 0.07 | 0.07 | 0.07 | 0.07 | https://www.csiro.au/-/media/Energy/GenCost/GenCost2024-25ConsultDraft_20241205.pdf, p. 74
electricitySolarPvUnitOpex | mA$/ MW | solarPV | Based on implied opex as percentage of capex from 2024 Aurecon figures. L/H -/+ 10%. | 0.013579 | 0.013579 | 0.013579 | 0.013579 | 0.013579 | 0.013579 | 0.013579 | 0.013579 | 0.013579 | 0.013579 | 0.013579 | 0.013579 | 0.013579 | 0.013579 | 0.013579 | 0.013579 | https://aemo.com.au/-/media/files/major-publications/isp/2025/aurecon-2024-energy-technology-costs-and-technical-parameter-review.pdf?la=en, p. 35
electricityWindTurbinesUnitCapex | mA$/MW | wind | Based on GenCost 2024-25 figures. Low: Global NZE by 2050 Mid: Global NZE post 2050 High: Current policy | 2.603 | 2.603 | 2.603 | 2.603 | 2.603 | 2.603 | 2.603 | 2.603 | 2.603 | 2.603 | 2.603 | 2.603 | 2.603 | 2.603 | 2.603 | 2.603 | https://www.csiro.au/-/media/Energy/GenCost/GenCost2024-25ConsultDraft_20241205.pdf, p. 84
electricityWindTurbinesLife | years | wind | Based on Aurecon figures. L/H = +/- 10% | 22.5 | 22.5 | 22.5 | 22.5 | 22.5 | 22.5 | 22.5 | 22.5 | 22.5 | 22.5 | 22.5 | 22.5 | 22.5 | 22.5 | 22.5 | 22.5 | https://aemo.com.au/-/media/files/major-publications/isp/2025/aurecon-2024-energy-technology-costs-and-technical-parameter-review.pdf?la=en, p. 173
electricityWindTurbinesCapacity | MW | wind | Optimised | 2462 | 2462 | 2462 | 2462 | 1 | 1 | 1 | 1 | 1 | 1 | 1 | 1 | 1 | 1 | 2462 | 2462 | 0
electricityWindTurbinesLossFactor | %(fraction) | wind | DC-AC inverter conversion losses. | 0.07 | 0.07 | 0.07 | 0.07 | 0.07 | 0.07 | 0.07 | 0.07 | 0.07 | 0.07 | 0.07 | 0.07 | 0.07 | 0.07 | 0.07 | 0.07 | https://www.mdpi.com/2227-9717/8/10/1225#:~:text=All%20the%20energy%20losses%20that,ranges%20from%2095%20to%2098%25.
electricityWindTurbinesUnitOpex | mA$/ MW | wind | Based on implied opex as percentage of capex from 2024 Aurecon figures. L/H -/+ 10%. | 0.025579 | 0.025579 | 0.025579 | 0.025579 | 0.025579 | 0.025579 | 0.025579 | 0.025579 | 0.025579 | 0.025579 | 0.025579 | 0.025579 | 0.025579 | 0.025579 | 0.025579 | 0.025579 | 0
electricityBtmTransmissionDistance | km | transBTM | General assumption that some BTM transmission will be required to connect energy generating and using areas of the plant. Assumes 50km of base transmission required to connect plant, with additional required for Geraldton, Kwinana and Gladstone scenarios to connect to energy generating assets. Additional is based on distance between proposed plant location and centroid of associated REZ + 20% (km). | 100 | 100 | 100 | 100 | 100 | 100 | 100 | 100 | 100 | 100 | 100 | 100 | 100 | 100 | 100 | 100 | 0
electricityBtmTransmissionUnitCapex | mA$/(km GW) | transBTM | CAPEX for 330 kV single circuit transmission line (1200 MVA each). Levelised by 1.2GW transmission capacity. Includes cost of overhead. Inflated to 2023AU$. L/H -5%/+20% | 1.9557 | 1.9557 | 1.9557 | 1.9557 | 1.9557 | 1.9557 | 1.9557 | 1.9557 | 1.9557 | 1.9557 | 1.9557 | 1.9557 | 1.9557 | 1.9557 | 1.9557 | 1.9557 | https://www.infrastructureaustralia.gov.au/sites/default/files/2021-10/Supporting%20Appendices%20-%20Infrastructure%20Market%20Capacity.pdf p. 71
electricityBtmTransmissionLife | years | transBTM | Based on Electranet asset life span outcomes. | 43.1 | 43.1 | 43.1 | 43.1 | 43.1 | 43.1 | 43.1 | 43.1 | 43.1 | 43.1 | 43.1 | 43.1 | 43.1 | 43.1 | 43.1 | 43.1 | https://www.aer.gov.au/system/files/AER%20-%20Attachment%205%20-%20Regulatory%20depreciation%20-%20October%202017.pdf, p. 5-6
electricityBtmTransmissionCapacity | MW | transBTM | Optimised | 1000 | 1000 | 1000 | 1000 | 1 | 1 | 1 | 1 | 1 | 1 | 1 | 1 | 1 | 1 | 1000 | 1000 | 0
electricityBtmTransmissionLossFactor | %(fraction)/ 100 km | transBTM | See reference. | 0.02 | 0.02 | 0.02 | 0.02 | 0.02 | 0.02 | 0.02 | 0.02 | 0.02 | 0.02 | 0.02 | 0.02 | 0.02 | 0.02 | 0.02 | 0.02 | https://www.nationalgrid.com/sites/default/files/documents/13784-High%20Voltage%20Direct%20Current%20Electricity%20%E2%80%93%20technical%20information.pdf, p. 7
electricityBtmTransmissionUseGrid | None | transBTM | FALSE: do not use transmission grid TRUE: use transmission grid | FALSE | FALSE | FALSE | FALSE | FALSE | FALSE | FALSE | FALSE | FALSE | FALSE | FALSE | FALSE | FALSE | FALSE | FALSE | FALSE | 0
electricityStorePercentHour0 | % (fraction) | battery | Assumed | 0.5 | 0.5 | 0.5 | 0.5 | 0.5 | 0.5 | 0.5 | 0.5 | 0.5 | 0.5 | 0.5 | 0.5 | 0.5 | 0.5 | 0.5 | 0.5 | 0
electricityStoreMaxChargeRate | % (fraction) | battery | Implied by 8-hour storage. | 0.125 | 0.125 | 0.125 | 0.125 | 0.125 | 0.125 | 0.125 | 0.125 | 0.125 | 0.125 | 0.125 | 0.125 | 0.125 | 0.125 | 0.125 | 0.125 | 0
electricityStoreRtEfficiency | None | battery | Assumed | 0.8 | 0.8 | 0.8 | 0.8 | 0.8 | 0.8 | 0.8 | 0.8 | 0.8 | 0.8 | 0.8 | 0.8 | 0.8 | 0.8 | 0.8 | 0.8 | https://www.nrel.gov/docs/fy23osti/85332.pdf, p. 8
electricityStoreUnitCapex | mA$/MWh | battery | 8-hour total (battery + BOP) based on GenCost 2024-25 figures. Low: Global NZE by 2050 Mid: Global NZE post 2050 High: Current policy | 0.3 | 0.3 | 0.3 | 0.3 | 0.3 | 0.3 | 0.3 | 0.3 | 0.3 | 0.3 | 0.3 | 0.3 | 0.3 | 0.3 | 0.3 | 0.3 | https://www.csiro.au/-/media/Energy/GenCost/GenCost2024-25ConsultDraft_20241205.pdf, p. 78
electricityStoreLife | years | battery | Based on Aurecon 20-year useful life assumption and adjusted for 60% degredation. L/H +/- 20%. | 12.656 | 12.656 | 12.656 | 12.656 | 12.656 | 12.656 | 12.656 | 12.656 | 12.656 | 12.656 | 12.656 | 12.656 | 12.656 | 12.656 | 12.656 | 12.656 | https://aemo.com.au/-/media/files/major-publications/isp/2025/aurecon-2024-energy-technology-costs-and-technical-parameter-review.pdf?la=en, p. 174
electricityStoreCapacity | MWh | battery | Optimised | 289 | 289 | 289 | 289 | 1 | 1 | 1 | 1 | 1 | 1 | 1 | 1 | 1 | 1 | 289 | 289 | 0
electricityStoreMaxDepthOfDischarge | %(fraction) | battery | A GenCost assumption based on maintaining health of battery. | 0.7 | 0.7 | 0.7 | 0.7 | 0.7 | 0.7 | 0.7 | 0.7 | 0.7 | 0.7 | 0.7 | 0.7 | 0.7 | 0.7 | 0.7 | 0.7 | https://publications.csiro.au/publications/publication/PIcsiro:EP2024-2021, p. 37
electricityStoreUnitOpex |  | battery | Based on implied opex as percentage of capex from 2024 Aurecon figures. L/H -/+ 10%. | 0.002505 | 0.002505 | 0.002505 | 0.002505 | 0.002505 | 0.002505 | 0.002505 | 0.002505 | 0.002505 | 0.002505 | 0.002505 | 0.002505 | 0.002505 | 0.002505 | 0.002505 | 0.002505 | 0
electricityDistributeUnitCapex | mA$/MW | elecDist | Based on 1GW green hydrogen plant design. Scaled up to 1.5/2/2.5GW capacity for L/M/H, given historic model runs and energy requirements. Unit includes: HV electrical system, four state-of-the-art 380/66kV 300MVA transformers with open-air switchgear, 66/1.5kV transformers equipped with gas-insulated switchgear. | 0.2849 | 0.2849 | 0.2849 | 0.2849 | 0.2849 | 0.2849 | 0.2849 | 0.2849 | 0.2849 | 0.2849 | 0.2849 | 0.2849 | 0.2849 | 0.2849 | 0.2849 | 0.2849 | https://ispt.eu/media/Public-report-gigawatt-advanced-green-electrolyser-design.pdf, p. 15, 31.
electricityDistributeLife | years | elecDist | Assumed | 35 | 35 | 35 | 35 | 35 | 35 | 35 | 35 | 35 | 35 | 35 | 35 | 35 | 35 | 35 | 35 | 0
naturalGasToElectricity | GJ/MWh | gasTurbine | Static heat rate for generic new entrant OCGT | 8.1101 | 8.1101 | 8.1101 | 8.1101 | 8.1101 | 8.1101 | 8.1101 | 8.1101 | 8.1101 | 8.1101 | 8.1101 | 8.1101 | 8.1101 | 8.1101 | 8.1101 | 8.1101 | https://aemo.com.au/-/media/files/stakeholder_consultation/consultations/nsp_consultations/2020/aemo-heat-rate-data.pdf?la=en
naturalGasToEmissions | GJ/tCO2e | gasTurbine | Inverse calculation from DCCEEW Scope 1 emissions (Table 5). | 19.61 | 19.61 | 19.61 | 19.61 | 19.61 | 19.61 | 19.61 | 19.61 | 19.61 | 19.61 | 19.61 | 19.61 | 19.61 | 19.61 | 19.61 | 19.61 | https://www.dcceew.gov.au/sites/default/files/documents/national-greenhouse-account-factors-2023.pdf, p. 16
electricityGasTurbinesUnitCapex | mA$/MW | gasTurbine | Based on GenCost 2024-25 figures for open cycle gas turbines. | 1.302 | 1.302 | 1.302 | 1.302 | 1.302 | 1.302 | 1.302 | 1.302 | 1.302 | 1.302 | 1.302 | 1.302 | 1.302 | 1.302 | 1.302 | 1.302 | https://www.csiro.au/-/media/Energy/GenCost/GenCost2024-25ConsultDraft_20241205.pdf (Global NZE post 2050 policies scenario), p. 83
electricityGasTurbinesLife | years | gasTurbine | 0 | 20 | 20 | 20 | 20 | 20 | 20 | 20 | 20 | 20 | 20 | 20 | 20 | 20 | 20 | 20 | 20 | https://aemo.com.au/-/media/files/major-publications/isp/2025/aurecon-2024-energy-technology-costs-and-technical-parameter-review.pdf?la=en, p. 62
naturalGasConnectionCapacity | GJ/ hr | gasTurbine | Toggled | 0 | 0 | 0 | 0 | 0 | 0 | 0 | 0 | 0 | 0 | 0 | 0 | 0 | 0 | 0 | 0 | 0
electricityGasTurbinesCapacity | MW | gasTurbine | Not included in base cases | 0 | 0 | 0 | 0 | 0 | 0 | 0 | 0 | 0 | 0 | 0 | 0 | 0 | 0 | 0 | 0 | 0
electricityGasTurbinesUnitOpex |  | gasTurbine | Based on implied opex as percentage of capex from 2024 Aurecon figures. L/H -/+ 10%. | 0.034005 | 0.034005 | 0.034005 | 0.034005 | 0.034005 | 0.034005 | 0.034005 | 0.034005 | 0.034005 | 0.034005 | 0.034005 | 0.034005 | 0.034005 | 0.034005 | 0.034005 | 0.034005 | 0
electricityToWater | MWh/t | desalPlant | 0 | 0.0055 | 0.0055 | 0.0055 | 0.0055 | 0.0055 | 0.0055 | 0.0055 | 0.0055 | 0.0055 | 0.0055 | 0.0055 | 0.0055 | 0.0055 | 0.0055 | 0.0055 | 0.0055 | https://www.mdpi.com/2073-4441/16/15/2140,
waterProduceLife | years | desalPlant | Assumed | 30 | 30 | 30 | 30 | 30 | 30 | 30 | 30 | 30 | 30 | 30 | 30 | 30 | 30 | 30 | 30 | https://watereuse.org/wp-content/uploads/2015/10/Intake_White_Paper.pdf, p. 11
waterProduceUnitCapex | mA$/tph | desalPlant | Convert $40,000/ML to mA$/tph. Deduct product storage and distribution (10% of 80% construction cost). | 0.0285 | 0.0285 | 0.0285 | 0.0285 | 0.0285 | 0.0285 | 0.0285 | 0.0285 | 0.0285 | 0.0285 | 0.0285 | 0.0285 | 0.0285 | 0.0285 | 0.0285 | 0.0285 | https://aemo.com.au/-/media/files/major-publications/isp/2025/aurecon-2024-energy-technology-costs-and-technical-parameter-review.pdf?la=en, p. 132
waterProduceUnitOpex |  | desalPlant | Based on implied opex as percentage of capex from 2024 Aurecon figures. L/H -/+ 10%. | 0.00040402 | 0.00040402 | 0.00040402 | 0.00040402 | 0.00040402 | 0.00040402 | 0.00040402 | 0.00040402 | 0.00040402 | 0.00040402 | 0.00040402 | 0.00040402 | 0.00040402 | 0.00040402 | 0.00040402 | 0.00040402 | 0
waterStorePercentHour0 | % (fraction) | waterStore | Assumed | 0.5 | 0.5 | 0.5 | 0.5 | 0.5 | 0.5 | 0.5 | 0.5 | 0.5 | 0.5 | 0.5 | 0.5 | 0.5 | 0.5 | 0.5 | 0.5 | 0
waterStoreUnitCapex | mA$/t | waterStore | Aurecon assume 5% CAPEX of waterProduceUnitCapex. Doubled to ensure suitable storage (i.e., ~15,000ML) | 0.0066 | 0.0066 | 0.0066 | 0.0066 | 0.0066 | 0.0066 | 0.0066 | 0.0066 | 0.0066 | 0.0066 | 0.0066 | 0.0066 | 0.0066 | 0.0066 | 0.0066 | 0.0066 | https://aemo.com.au/-/media/files/major-publications/isp/2025/aurecon-2024-energy-technology-costs-and-technical-parameter-review.pdf?la=en, p. 132
waterStoreLife | years | waterStore | Assumed | 20 | 20 | 20 | 20 | 20 | 20 | 20 | 20 | 20 | 20 | 20 | 20 | 20 | 20 | 20 | 20 | 0
waterDistributeUnitCapex | mA$/tph | waterDist | Aurecon assume 5% CAPEX of waterProduceUnitCapex. | 0.01 | 0.01 | 0.01 | 0.01 | 0.01 | 0.01 | 0.01 | 0.01 | 0.01 | 0.01 | 0.01 | 0.01 | 0.01 | 0.01 | 0.01 | 0.01 | https://aemo.com.au/-/media/files/major-publications/isp/2025/aurecon-2024-energy-technology-costs-and-technical-parameter-review.pdf?la=en, p. 132
waterDistributeLife | years | waterDist | Assumed | 20 | 20 | 20 | 20 | 20 | 20 | 20 | 20 | 20 | 20 | 20 | 20 | 20 | 20 | 20 | 20 | 0
electricityToH2 | MWh/t H2 | electrolysis | [Multiple sources]. Low is IRENA 2020 lower bound figure for PEM efficiency; qualitatively defended as more likely than DOE target (46Mwh/tH2) given current political environment. High is Aurecon PEM efficiency assumption, considered as commercially viable for construction by 2024. Middle represents average. Also note that "the thermodynamic efficiency limit for electrolysis is 40 kWh/kgH2... The CSIRO concluded that "it is generally considered that efficiencies better than 45 kWh/kg are unlikely to be achieved". | 60 | 60 | 60 | 60 | 60 | 60 | 60 | 60 | 60 | 60 | 60 | 60 | 60 | 60 | 60 | 60 | 0
waterToH2 | t water/t H2 | electrolysis | 9kg water/kg H2 is the theoretical requirement for electrolysis. Total system requirements and cooling tower require additional. | 51 | 51 | 51 | 51 | 51 | 51 | 51 | 51 | 51 | 51 | 51 | 51 | 51 | 51 | 51 | 51 | https://www.dcceew.gov.au/sites/default/files/documents/national-hydrogen-infrastructure-assessment-final-report.pdf (p. B-4), https://www.netzeroaustralia.net.au/wp-content/uploads/2023/04/Net-Zero-Australia-Methods-Assumptions-Scenarios-Sensitivities.pdf (p. 122)
h2ProduceUnitCapex | mA$/tph | electrolysis | [Calc]. Based on GenCost 2024-25 GenCost figures, which featured a significant increase in electrolyser costs compared to previous editions. Calculations assume HHV (39kWh/kgH2), and 285.8kJ energy to split H2 from H2O. Mid AUD/kW from GenCost 2024-25 is varied by efficiency assumptions used in this report (i.e., 50/55/60) to produce L/M/H cost estimates while maintaining internal consistency. | 124.38 | 124.38 | 124.38 | 124.38 | 124.38 | 124.38 | 124.38 | 124.38 | 124.38 | 124.38 | 124.38 | 124.38 | 124.38 | 124.38 | 124.38 | 124.38 | https://www.csiro.au/en/news/All/News/2024/December/GenCost-2024-25-Draft-Report-released-for-consultation p. 85
h2ProduceLife | years | electrolysis | 80,000 hours at 90% annual capacity | 8 | 8 | 8 | 8 | 8 | 8 | 8 | 8 | 8 | 8 | 8 | 8 | 8 | 8 | 8 | 8 | https://www.energymining.sa.gov.au/__data/assets/pdf_file/0011/1006985/66ed5bccec444ce135c4d0697da4f4450da87002.pdf, p. 7; https://www.netzeroaustralia.net.au/wp-content/uploads/2023/04/Net-Zero-Australia-Methods-Assumptions-Scenarios-Sensitivities.pdf, p. 122.
h2ProduceCapacity | tph | electrolysis | Optimised | 25.675 | 25.675 | 25.675 | 25.675 | 1 | 1 | 1 | 1 | 1 | 1 | 1 | 1 | 1 | 1 | 25.675 | 25.675 | 0
h2EmissionsIntensityLimit | t CO2e/ t H2 | electrolysis | To receive the HTPI, a kilogram of hydrogen must have "a production emissions intensity that is less than or equal to 0.6 kilograms of carbon dioxide per 1 kilogram of hydrogen" | 0.6 | 0.6 | 0.6 | 0.6 | 0.6 | 0.6 | 0.6 | 0.6 | 0.6 | 0.6 | 0.6 | 0.6 | 0.6 | 0.6 | 0.6 | 0.6 | https://parlinfo.aph.gov.au/parlInfo/search/display/display.w3p;db=LEGISLATION;id=legislation%2Fbills%2Fr7297_aspassed%2F0001;query=Id%3A%22legislation%2Fbills%2Fr7297_aspassed%2F0000%22
h2ProduceUnitOpex |  | electrolysis | Based on implied opex as percentage of capex from 2024 Aurecon figures. L/H -/+ 10%. | 2.4895 | 2.4895 | 2.4895 | 2.4895 | 2.4895 | 2.4895 | 2.4895 | 2.4895 | 2.4895 | 2.4895 | 2.4895 | 2.4895 | 2.4895 | 2.4895 | 2.4895 | 2.4895 | 0
h2StorePercentHour0 | % (fraction) | storeH2 | Assumed | 0.5 | 0.5 | 0.5 | 0.5 | 0.5 | 0.5 | 0.5 | 0.5 | 0.5 | 0.5 | 0.5 | 0.5 | 0.5 | 0.5 | 0.5 | 0.5 | 0
h2StoreMaxChargeRate | % (fraction) | storeH2 | Assumed. Not constraining charge or discharge. | 1 | 1 | 1 | 1 | 1 | 1 | 1 | 1 | 1 | 1 | 1 | 1 | 1 | 1 | 1 | 1 | 0
h2StoreUnitCapex | mA$/t | storeH2 | [Multiple sources]. Low is based on DNV 700 bar compression storage figure with conversion of 131GJ/tH2. Middle and high are from 2018 CSIRO Hydrogen Roadmap. Figures are based on 150 and 350 bar compression, respectively, and include tank, compressor, associated infrastructure, and installation costs. Figures have been inflated to AUD2024. | 3.52 | 3.52 | 3.52 | 3.52 | 3.52 | 3.52 | 3.52 | 3.52 | 3.52 | 3.52 | 3.52 | 3.52 | 3.52 | 3.52 | 3.52 | 3.52 | https://www.nrel.gov/docs/fy14osti/58564.pdf; https://apps.dtic.mil/sti/tr/pdf/AD1053240.pdf, p. 13; https://www.sciencedirect.com/science/article/pii/S0360319921005838, p. 15678
h2StoreUnitOpex | mA$/t | storeH2 | ~2% CAPEX, as per reference: opex / CAPEX 150 bar case. | 0.075039 | 0.075039 | 0.075039 | 0.075039 | 0.075039 | 0.075039 | 0.075039 | 0.075039 | 0.075039 | 0.075039 | 0.075039 | 0.075039 | 0.075039 | 0.075039 | 0.075039 | 0.075039 | https://www.csiro.au/-/media/Do-Business/Files/Futures/18-00314_EN_NationalHydrogenRoadmap_WEB_180823.pdf, p. 84
h2StoreLife | years | storeH2 | Low from Net Zero. High from IRENA. Middle takes average | 30 | 30 | 30 | 30 | 30 | 30 | 30 | 30 | 30 | 30 | 30 | 30 | 30 | 30 | 30 | 30 | https://www.netzeroaustralia.net.au/wp-content/uploads/2023/04/Net-Zero-Australia-Methods-Assumptions-Scenarios-Sensitivities.pdf, p. 127; https://www.irena.org/-/media/Files/IRENA/Agency/Publication/2021/May/IRENA_Green_Hydrogen_Supply_2021, p. 18
h2StoreCapacity | t | storeH2 | Optimised | 1038 | 1038 | 1038 | 1038 | 1 | 1 | 1 | 1 | 1 | 1 | 1 | 1 | 1 | 1 | 1038 | 1038 | 0
h2DistributeUnitCapex | mA$/tph | distH2 | [Calc]. Assumed 5km of distribution pipe. L/H = -/+ 10%. | 0.48965 | 0.48965 | 0.48965 | 0.48965 | 0.48965 | 0.48965 | 0.48965 | 0.48965 | 0.48965 | 0.48965 | 0.48965 | 0.48965 | 0.48965 | 0.48965 | 0.48965 | 0.48965 | https://iea.blob.core.windows.net/assets/36017d2f-747b-4993-b06d-33209fe143fa/GHR24AssumptionsAnnex.pdf, p. 8
h2DistributeLife | years | distH2 | 0 | 35 | 35 | 35 | 35 | 35 | 35 | 35 | 35 | 35 | 35 | 35 | 35 | 35 | 35 | 35 | 35 | https://transitionaccelerator.ca/wp-content/uploads/2023/06/The-Techno-Economics-of-Hydrogen-Pipelines-v2.pdf, p. 20; https://iea.blob.core.windows.net/assets/36017d2f-747b-4993-b06d-33209fe143fa/GHR24AssumptionsAnnex.pdf, p. 8
ironOreEmissionsIntensity | tCO2e/t iron ore | ironOre | Assumed. Not including mining or transport emissions. | 0 | 0 | 0 | 0 | 0 | 0 | 0 | 0 | 0 | 0 | 0 | 0 | 0 | 0 | 0 | 0 | 0
ironOreUnitCost | A$/t | ironOre | [Calc]. 2030 price forecast, China CFR. WA: 2030 price forecast, China CFR. Average of 62 and 58% fines. In 2024AUD. SA: Adjusted based on price forecast of 65% Fe sinter fines. In 2024AUD. Includes transport and handling costs for respective ports where relevant to the envisaged scenario. Capesize for Gladstone and Handysize for Kwinana. | 169.1109 | 169.1109 | 115.5557 | 115.5557 | 115.5557 | 115.5557 | 174.51 | 174.51 | 130.8344 | 130.8344 | 137.2109 | 137.2109 | 115.5557 | 115.5557 | 115.5557 | 115.5557 | 0
naturalGasUnitCost | A$/GJ | Natural_gas | [Calc]. Industrial gas price forecasts for 2030 by state from 2024 ACIL Allen (supporting material for AEMO 2025 Gas Statement of Opportunities). Pipeline costs from various sources as they relate to the location of proposed green iron plants. | 14.7882 | 14.7882 | 9.4421 | 9.4421 | 9.3407 | 9.3407 | 9.3407 | 9.3407 | 9.7379 | 9.7379 | 13.5659 | 13.5659 | 9.4421 | 9.4421 | 14.7882 | 14.7882 | https://aemo.com.au/energy-systems/gas/gas-forecasting-and-planning/gas-statement-of-opportunities-gsoo
electricityToIronPreP | MWh/t Pre-processed iron | preProcessing | [Multiple sources]. Referenced value is for electricity consumption only (i.e., excludes heating). Does not vary by ore type. | 0.041 | 0 | 0.041 | 0 | 0.041 | 0 | 0.041 | 0 | 0.041 | 0 | 0.041 | 0 | 0.041 | 0 | 0.041 | 0 | https://eippcb.jrc.ec.europa.eu/sites/default/files/2019-11/IS_Adopted_03_2012.pdf, p.188
h2ToIronPreP | t H2/t Pre-processed iron | preProcessing | No hydrogen involved in pelletization. Natural gas is used for ore heating. | 0 | 0 | 0 | 0 | 0 | 0 | 0 | 0 | 0 | 0 | 0 | 0 | 0 | 0 | 0 | 0 | 0
waterToIronPreP | t water/t Pre-processed iron | preProcessing | NA | 0 | 0 | 0 | 0 | 0 | 0 | 0 | 0 | 0 | 0 | 0 | 0 | 0 | 0 | 0 | 0 | 0
ironOreToIronPreP | t iron ore/t Pre-processed iron | preProcessing | [Calc]. [Explainer]. Where relevant to the technology route, concentrated fine required for one ton of pellets. It is assumed that five per cent of moisture is lost in the process. L/H = -/+ 10%. | 1.0526 | 1 | 1.0526 | 1 | 1.0526 | 1 | 1.0526 | 1 | 1.0526 | 1 | 1.0526 | 1 | 1.0526 | 1 | 1.0526 | 1 | 0
naturalGasToIronPreP | GJ/t Pre-processed iron | preProcessing | [Multiple sources]. Natural gas used for heating the ore. Differences between SA and Pilbara derived from varying heating requirements of magnetite and hematite. | 0.5325 | 0 | 1.071 | 0 | 1.071 | 0 | 1.071 | 0 | 1.071 | 0 | 1.071 | 0 | 1.071 | 0 | 1.071 | 0 | https://publications.jrc.ec.europa.eu/repository/bitstream/JRC129297/JRC129297_01.pdf, p. 30; https://rmi.org/insight/green-iron-corridors/, p. 31
ironPrePProduceUnitCapex | mA$/tph | preProcessing | Convert RMI figure to mA$/tph. Capex of pelletisation plant. Not required in Zesty process. | 0.81 | 0 | 5.09 | 0 | 5.09 | 0 | 5.09 | 0 | 5.09 | 0 | 5.09 | 0 | 5.09 | 0 | 5.09 | 0 | https://rmi.org/insight/green-iron-corridors/, p. 31
ironPrePProduceLife | years | preProcessing | 0 | 20 | 20 | 20 | 20 | 20 | 20 | 20 | 20 | 20 | 20 | 20 | 20 | 20 | 20 | 20 | 20 | https://www.sciencedirect.com/science/article/pii/S0959652618326301, p. 739
electricityToIronRaw | MWh/t Raw iron | HBI | [Calcs]. For Midrex: ore and reducing gas heating with 90% efficiency, plus non-heating electrical requirements for auxilliary equipment. Zesty electricity requirements excluding hydrogen production. | 1.45 | 1.3 | 1.45 | 1.3 | 1.45 | 1.3 | 1.45 | 1.3 | 1.45 | 1.3 | 1.45 | 1.3 | 1.45 | 1.3 | 1.45 | 1.3 | 0
h2ToIronRaw | t H2/t Raw iron | HBI | MIDREX H2-DRI figure for 100% H2 reductant. Stoichiometric lower bound is 54kg/tDRI but difficult to meet due to process inefficiencies. Upper bound reported as high as 76kg/tDRI. Zesty assumption as per techincal report. | 0.074 | 0.054 | 0.074 | 0.054 | 0.074 | 0.054 | 0.074 | 0.054 | 0.074 | 0.054 | 0.074 | 0.054 | 0.074 | 0.054 | 0.074 | 0.054 | https://www.primetals.com/fileadmin/user_upload/landing_pages/2021/Green_Steel/Publications/downloads/AISTech_2021_MIDREX_H2_Final.pdf, p. 5; https://climateenergyfinance.org/wp-content/uploads/2024/11/CEF_Green-Metal-Statecraft_FINAL.pdf, p. 73; https://arena.gov.au/assets/2023/09/Calix-Zesty-Tech-Zero-Emissions-Iron-and-Steel-Pre-Feed-Report-Demo.pdf, p. 12.
waterToIronRaw | t water/t Raw iron | HBI | Not an input for Zesty technology. | 1.3 | 0 | 1.3 | 0 | 1.3 | 0 | 1.3 | 0 | 1.3 | 0 | 1.3 | 0 | 1.3 | 0 | 1.3 | 0 | https://www.aist.org/AIST/aist/AIST/Conferences_Exhibitions/Training_Seminars/Scrap%20Files/28-Gordon.pdf; https://www.primetals.com/fileadmin/user_upload/landing_pages/2021/Green_Steel/Publications/downloads/AISTech_2021_MIDREX_H2_Final.pdf
ironPrePToIronRaw | t Pre-processed iron/t Raw iron | HBI | [Calc]. [Explainer]. Differences are driven by metallisation rates of Midrex (assumed 94%) and Zesty (assumed 95%) technologies, as well as Fe content of Pilbara and Eyre Peninsula pellets. L/H = -/+ 10%. | 1.3998 | 1.3778 | 1.3727 | 1.4222 | 1.3727 | 1.4222 | 1.3727 | 1.4222 | 1.3727 | 1.4222 | 1.3727 | 1.4222 | 1.3727 | 1.4222 | 1.3727 | 1.4222 | 0
naturalGasToIronRawHeating | GJ/t Raw iron | HBI | No gas used for heating. | 0 | 0 | 0 | 0 | 0 | 0 | 0 | 0 | 0 | 0 | 0 | 0 | 0 | 0 | 0 | 0 | 0
naturalGasToIronRawReducing | GJ/t Raw iron | HBI | Not included in base cases. Note that there is 2.3GJ/tDRI involved in heating that is excluded from this figure as heating is done electrically in all cases. | 8.2 | 8.2 | 8.2 | 8.2 | 8.2 | 8.2 | 8.2 | 8.2 | 8.2 | 8.2 | 8.2 | 8.2 | 8.2 | 8.2 | 8.2 | 8.2 | https://www.aist.org/AIST/aist/AIST/Conferences_Exhibitions/Training_Seminars/Scrap%20Files/28-Gordon.pdf, s. 25. Elliot, Richard: https://m.ecic-icsti.register-me.org/programs/proceedings#107, p. 4
ironRawToWater | t Raw iron/t water | HBI | NA | 1.7 | 1.7 | 1.7 | 1.7 | 1.7 | 1.7 | 1.7 | 1.7 | 1.7 | 1.7 | 1.7 | 1.7 | 1.7 | 1.7 | 1.7 | 1.7 | 0
ironRawProduceUnitCapex | mA$/tph | HBI | [Multiple sources]. [Explainer]. In lieu of commercial scale plant CAPEX estimates for Zesty, a 20 per cent increase has been applied to the Midrex estimate for M. | 6.3563 | 8.0531 | 6.3563 | 8.0531 | 6.3563 | 8.0531 | 6.3563 | 8.0531 | 6.3563 | 8.0531 | 6.3563 | 8.0531 | 6.3563 | 8.0531 | 6.3563 | 8.0531 | 0
ironRawProduceLife | years | HBI | L/H = +/- 10% | 22.5 | 22.5 | 22.5 | 22.5 | 22.5 | 22.5 | 22.5 | 22.5 | 22.5 | 22.5 | 22.5 | 22.5 | 22.5 | 22.5 | 22.5 | 22.5 | https://iea.blob.core.windows.net/assets/eb0c8ec1-3665-4959-97d0-187ceca189a8/Iron_and_Steel_Technology_Roadmap.pdf, p. 108
ironRawProduceUnitOpex | mA$/tph Raw iron | HBI | Based on US$12.93 inflated from US2015 to AUD2024 figure from Duke University report. | 0.23847 | 0.23847 | 0.23847 | 0.23847 | 0.23847 | 0.23847 | 0.23847 | 0.23847 | 0.23847 | 0.23847 | 0.23847 | 0.23847 | 0.23847 | 0.23847 | 0.23847 | 0.23847 | Midrex O&M: https://dukespace.lib.duke.edu/server/api/core/bitstreams/19daa588-bc17-4bc8-8acc-a3b3b2e6ff91/content, p. 19-20; inflated using https://www.bls.gov/data/inflation_calculator.htm
electricityToIronPostP | MWh/t Post-processed iron | postProcessing | Briquetting required for Eyre Peninsula. Smelting required for Pilbara. | 0.01 | 0.01 | 0.8015 | 0.8015 | 0.8015 | 0.8015 | 0.8015 | 0.8015 | 0.8015 | 0.8015 | 0.8015 | 0.8015 | 0.8015 | 0.8015 | 0.8015 | 0.8015 | Briquetting: https://rmi.org/insight/green-iron-corridors/, p. 31. Smelting: https://www.sustainableironmaking.com.au/wp-content/uploads/2023/03/4.-Sara-Paymooni.pdf, p. 20
h2ToIronPostP | t H2/t Post-processed iron | postProcessing | No H2 required for smelting or briquetting. | 0 | 0 | 0 | 0 | 0 | 0 | 0 | 0 | 0 | 0 | 0 | 0 | 0 | 0 | 0 | 0 | 0
waterToIronPostP | t water/t Post-processed iron | postProcessing | Small amounts of water required for ESF cooling. | 0 | 0 | 0 | 0 | 0 | 0 | 0 | 0 | 0 | 0 | 0 | 0 | 0 | 0 | 0 | 0 | https://www.sustainableironmaking.com.au/wp-content/uploads/2023/03/4.-Sara-Paymooni.pdf
ironRawToIronPostP | t Raw iron/t Post-processed iron | postProcessing | [Calc]. [Explainer]. Requirements to realise Fe content in benchmark product. L/H = -/+ 10%. | 1 | 1 | 1.0109 | 1.0239 | 1.0109 | 1.0239 | 1.0109 | 1.0239 | 1.0109 | 1.0239 | 1.0109 | 1.0239 | 1.0109 | 1.0239 | 1.0109 | 1.0239 | 0
naturalGasToIronPostP | GJ/t Post-processed iron | postProcessing | No natural gas used in post-processing. | 0 | 0 | 0 | 0 | 0 | 0 | 0 | 0 | 0 | 0 | 0 | 0 | 0 | 0 | 0 | 0 | 0
ironPostPProduceUnitCapex | mA$/tph | postProcessing | Convert RMI ESF figure to mA$/tph. Briquetting for Eyre scenarios and ESF for other. | 0.1 | 0.1 | 4.6 | 4.6 | 4.6 | 4.6 | 0.1 | 0.1 | 4.6 | 4.6 | 4.6 | 4.6 | 4.6 | 4.6 | 4.6 | 4.6 | https://rmi.org/insight/green-iron-corridors/, p. 31
ironPostPProduceLife | years | postProcessing | Assumed | 20 | 20 | 20 | 20 | 20 | 20 | 20 | 20 | 20 | 20 | 20 | 20 | 20 | 20 | 20 | 20 | 0
ironDistributeUnitCapex | A$/ tph | ironGeneral | NA | 0 | 0 | 0 | 0 | 0 | 0 | 0 | 0 | 0 | 0 | 0 | 0 | 0 | 0 | 0 | 0 | 0
ironMarketEmissionsIntensity | tCO2e/t iron | ironGeneral | 0 | 1.8 | 1.8 | 1.8 | 1.8 | 1.8 | 1.8 | 1.8 | 1.8 | 1.8 | 1.8 | 1.8 | 1.8 | 1.8 | 1.8 | 1.8 | 1.8 | 0
ironProduceCapacity | tph | ironGeneral | Optimised | 285 | 285 | 285 | 285 | 285 | 285 | 285 | 285 | 285 | 285 | 285 | 285 | 285 | 285 | 285 | 285 | 0
ironEmissionsIntensityLimit | tCO2e/t iron | ironGeneral | Limits production to avoid exceeding this limit. Set to 10 as a very high number we don't ever hit. The H2 emissions intensity constraint is the one that impacts first (which is based on HPTI requirements) | 10 | 10 | 10 | 10 | 10 | 10 | 10 | 10 | 10 | 10 | 10 | 10 | 10 | 10 | 10 | 10 | 0
ironMarketValue | A$/kg | ironGeneral | Used as indicative price of HBI to determine sell-back strategy. | 0.82 | 0.82 | 0.82 | 0.82 | 0.82 | 0.82 | 0.82 | 0.82 | 0.82 | 0.82 | 0.82 | 0.82 | 0.82 | 0.82 | 0.82 | 0.82 | 0
ironTargetAnnualSupply | None | ironGeneral | Assumed | 2500 | 2500 | 2500 | 2500 | 2500 | 2500 | 2500 | 2500 | 2500 | 2500 | 2500 | 2500 | 2500 | 2500 | 2500 | 2500 | 0
ironDistributeLife | years | ironGeneral | Assumed | 20 | 20 | 20 | 20 | 20 | 20 | 20 | 20 | 20 | 20 | 20 | 20 | 20 | 20 | 20 | 20 | 0
portCapex | mA$ | port | NA | 0 | 0 | 0 | 0 | 0 | 0 | 0 | 0 | 0 | 0 | 0 | 0 | 0 | 0 | 0 | 0 | 0
portLife | years | port | NA | 40 | 40 | 40 | 40 | 40 | 40 | 40 | 40 | 40 | 40 | 40 | 40 | 40 | 40 | 40 | 40 | 0
roadLife | years | road | NA | 40 | 40 | 40 | 40 | 40 | 40 | 40 | 40 | 40 | 40 | 40 | 40 | 40 | 40 | 40 | 40 | 0
roadDistance | km | road | NA | 0 | 0 | 0 | 0 | 0 | 0 | 0 | 0 | 0 | 0 | 0 | 0 | 0 | 0 | 0 | 0 | 0
roadUnitCapex | mA$/km | road | BITRE figure inflated to 2023AU$ | 7.0013 | 7.0013 | 7.0013 | 7.0013 | 7.0013 | 7.0013 | 7.0013 | 7.0013 | 7.0013 | 7.0013 | 7.0013 | 7.0013 | 7.0013 | 7.0013 | 7.0013 | 7.0013 | https://infrastructuredeliverymodels.gihub.org/case-studies/bitre-road-construction-cost-and-infrastructure-procurement-benchmarking
h2TaxCredit | A$/kg | economic | 0 | 0 | 0 | 0 | 0 | 0 | 0 | 0 | 0 | 0 | 0 | 0 | 0 | 0 | 0 | 0 | 0 | 0
carbonPrice | A$/tCO2e | economic | 0 | 0 | 0 | 0 | 0 | 0 | 0 | 0 | 0 | 0 | 0 | 0 | 0 | 0 | 0 | 0 | 0 | 0
capexCostsFactor | None | economic | [Calc]. [Explainer]. Location cost factors are comprised of equipment costs, installation costs, fuel connection costs, cost of land and development, and O&M costs. GHD provides a summary of the variation across locations for each of the above components. AEMO’s location factors are taken from the GHD report from 2018 with adjustments applied based on regional development studies and feedback. AEMO’s breakdown of component costs was used for our calculations. To increase accuracy, we split the cost factor for renewables (large scale solar, wind, and batteries) and other facilities, as the proportions of the cost breakdown are different for renewables compared with standard industrial generation plants. | 1.13 | 1.13 | 1.46 | 1.46 | 1.29 | 1.29 | 1.29 | 1.29 | 1.07 | 1.07 | 1.16 | 1.16 | 1.46 | 1.46 | 1.13 | 1.13 | 0
capexCostsFactorRE |  | economic | [Calc]. [Explainer]. Same exercise as in capexCostsFactor but this time splits for RE technologies are taken at face value. | 1.13 | 1.13 | 1.44 | 1.44 | 1.28 | 1.28 | 1.28 | 1.28 | 1.16 | 1.16 | 1.15 | 1.15 | 1.44 | 1.44 | 1.13 | 1.13 | 0
opexFactor | % (fraction) | economic | Base model assumption | 0.035 | 0.035 | 0.035 | 0.035 | 0.035 | 0.035 | 0.035 | 0.035 | 0.035 | 0.035 | 0.035 | 0.035 | 0.035 | 0.035 | 0.035 | 0.035 | 0
wacc | % (fraction) | economic | As per bi-annual IPART WACC February 2025 update. Middle reflects long-term post-tax real WACC, low reflects lower bound post-tax real WACC, and high reflects middle 10% market risk premium (upgraded from market rate of 6.25%). | 0.06 | 0.06 | 0.06 | 0.06 | 0.06 | 0.06 | 0.06 | 0.06 | 0.06 | 0.06 | 0.06 | 0.06 | 0.06 | 0.06 | 0.06 | 0.06 | https://www.ipart.nsw.gov.au/Home/Industries/Special-Reviews/Regulatory-policy/Market-Update
waccRenewables | % (fraction) | economic | As per bi-annual IPART WACC February 2025 update. Middle reflects long-term post-tax real WACC, low reflects lower bound post-tax real WACC, and high reflects middle 10% market risk premium (upgraded from market rate of 6.25%). | 0.06 | 0.06 | 0.06 | 0.06 | 0.06 | 0.06 | 0.06 | 0.06 | 0.06 | 0.06 | 0.06 | 0.06 | 0.06 | 0.06 | 0.06 | 0.06 | https://www.ipart.nsw.gov.au/Home/Industries/Special-Reviews/Regulatory-policy/Market-Update
discountRate | %(fraction) | economic | Not used. | 0.1 | 0.1 | 0.1 | 0.1 | 0.1 | 0.1 | 0.1 | 0.1 | 0.1 | 0.1 | 0.1 | 0.1 | 0.1 | 0.1 | 0.1 | 0.1 | 0
simLength | hours | economic | One-year in length | 8760 | 8760 | 8760 | 8760 | 8760 | 8760 | 8760 | 8760 | 8760 | 8760 | 8760 | 8760 | 8760 | 8760 | 8760 | 8760 | 0
npvPeriod | years | economic | Assumed | 10 | 10 | 10 | 10 | 10 | 10 | 10 | 10 | 10 | 10 | 10 | 10 | 10 | 10 | 10 | 10 | 0
electricityGridEconomicExportToggle | None | toggle | 0 | FALSE | TRUE | FALSE | FALSE | FALSE | TRUE | FALSE | TRUE | FALSE | TRUE | FALSE | TRUE | FALSE | FALSE | FALSE | TRUE | 0
electricityGridCurtailedExportToggle | None | toggle | 0 | TRUE | TRUE | FALSE | FALSE | TRUE | TRUE | TRUE | TRUE | TRUE | TRUE | TRUE | TRUE | FALSE | FALSE | TRUE | TRUE | 0
hourlyDataSource | None | misc | [Calcs]. The model draws on hourly weather, price and emissions data. | eyre2023 | eyre2023 | pilb2019 | pilb2019 | gera2019 | gera2019 | gera2019 | gera2019 | kwin2019 | kwin2019 | glad2023 | glad2023 | pilb2019 | pilb2019 | leigh2023 | leigh2023 | 0

## sensitivityComp_L
item | unit | category | comments | eyre_inflex | eyre_flex | pilb_inflex | pilb_flex | gera_inflex | gera_flex | geraMag_inflex | geraMag_flex | kwin_inflex | kwin_flex | glad_inflex | glad_flex | pilb_inflex_h2Swap | pilb_flex_h2Swap | midn_inflex_h2Swap | midn_flex_h2Swap | Reference(s)
electricityGridNetworkDailyCharge | A$/day | gridElec | 0 | 0 | 0 | 1 | 1 | 0 | 0 | 0 | 0 | 0 | 0 | 0 | 0 | 1 | 1 | 0 | 0 | 0
electricityGridNetworkVariableCharge | A$/kWh | gridElec | Electranet, Powerlink, and Western Power pricing schedules for high voltage industrial loads were considered as inputs here but ultimately it was decided to assume values based on consultation and general calculations given complexity and opacity of charging structures. The network charge also accounts for an insignificant portion of overall project costs since majority of energy used is generated BTM. L/M/H values are $10/MWh, $22/MWh, and $35/MWh. | 0.01 | 0.01 | 1 | 1 | 0.01 | 0.01 | 0.01 | 0.01 | 0.01 | 0.01 | 0.01 | 0.01 | 1 | 1 | 0.01 | 0.01 | 0
electricityGridPeakStart | hour of day | gridElec | 0 | 17 | 17 | 1 | 1 | 17 | 17 | 17 | 17 | 17 | 17 | 17 | 17 | 1 | 1 | 17 | 17 | 0
electricityGridPeakFinish | hour of day | gridElec | 0 | 21 | 21 | 1 | 1 | 21 | 21 | 21 | 21 | 21 | 21 | 21 | 21 | 1 | 1 | 21 | 21 | 0
electricityGridKvaOffPeakDailyCharge | A$/kVA/day | gridElec | 0 | 0 | 0 | 0 | 0 | 0 | 0 | 0 | 0 | 0 | 0 | 0 | 0 | 0 | 0 | 0 | 0 | 0
electricityGridKvaPeakDailyCharge | A$/kVA/day | gridElec | 0 | 0 | 0 | 0 | 0 | 0 | 0 | 0 | 0 | 0 | 0 | 0 | 0 | 0 | 0 | 0 | 0 | 0
electricityGridPowerFactor | None | gridElec | Assumed | 0.9 | 0.9 | 0.9 | 0.9 | 0.9 | 0.9 | 0.9 | 0.9 | 0.9 | 0.9 | 0.9 | 0.9 | 0.9 | 0.9 | 0.9 | 0.9 | 0
electricityGridCapacity | MW | gridElec | Optimised | 2500 | 2500 | 0 | 0 | 2500 | 2500 | 2500 | 2500 | 2500 | 2500 | 2500 | 2500 | 0 | 0 | 2500 | 2500 | 0
electricityGridTransmissionDistance | km | gridTrans | Assume that green iron plant plugs directly into transmission network with no additional transmission required. Little to no impact on LCOI. | 0 | 0 | 0 | 0 | 0 | 0 | 0 | 0 | 0 | 0 | 0 | 0 | 0 | 0 | 0 | 0 | 0
electricityGridTransmissionUnitCapex | mA$/(km GW) | gridTrans | CAPEX for 330 kV single circuit transmission line (1200 MVA each). Levelised by 1200MVA = 1.08GW transmission capacity (assuming 90% power factor). Inflated to 2023AU$. L/H = -/+ 10%. | 1.6298 | 1.6298 | 1.6298 | 1.6298 | 1.6298 | 1.6298 | 1.6298 | 1.6298 | 1.6298 | 1.6298 | 1.6298 | 1.6298 | 1.6298 | 1.6298 | 1.6298 | 1.6298 | https://www.infrastructureaustralia.gov.au/sites/default/files/2021-10/Supporting%20Appendices%20-%20Infrastructure%20Market%20Capacity.pdf, p. 71
electricityGridTransmissionLife | years | gridTrans | Based on Electranet asset life span outcomes. | 48.1 | 48.1 | 48.1 | 48.1 | 48.1 | 48.1 | 48.1 | 48.1 | 48.1 | 48.1 | 48.1 | 48.1 | 48.1 | 48.1 | 48.1 | 48.1 | https://www.aer.gov.au/system/files/Appendix%20E%20-%20Asset%20Management%20Strategy.pdf, p. 4
electricityGridTransmissionCapacity | MW | gridTrans | Optimised | 0 | 0 | 0 | 0 | 0 | 0 | 0 | 0 | 0 | 0 | 0 | 0 | 0 | 0 | 0 | 0 | 0
electricityGridExportCapacity | MW | gridTrans | Optimised | 2500 | 2500 | 0 | 0 | 2500 | 2500 | 2500 | 2500 | 2500 | 2500 | 2500 | 2500 | 2500 | 2500 | 2500 | 2500 | 0
electricitySolarPvCapacity | MW | solarPV | Optimised | 2500 | 2500 | 2500 | 2500 | 2500 | 2500 | 2500 | 2500 | 2500 | 2500 | 2500 | 2500 | 1 | 1 | 2500 | 2500 | 0
electricitySolarPvLife | years | solarPV | Based on Aurecon figures. | 30 | 30 | 30 | 30 | 30 | 30 | 30 | 30 | 30 | 30 | 30 | 30 | 30 | 30 | 30 | 30 | https://aemo.com.au/-/media/files/major-publications/isp/2025/aurecon-2024-energy-technology-costs-and-technical-parameter-review.pdf?la=en, p. 173
electricitySolarPvUnitCapex | mA$/MW | solarPV | Based on GenCost 2024-25 figures. Low: Global NZE by 2050 Mid: Global NZE post 2050 High: Current policy | 1.183 | 1.183 | 1.183 | 1.183 | 1.183 | 1.183 | 1.183 | 1.183 | 1.183 | 1.183 | 1.183 | 1.183 | 1.183 | 1.183 | 1.183 | 1.183 | https://www.csiro.au/-/media/Energy/GenCost/GenCost2024-25ConsultDraft_20241205.pdf, p. 76
electricitySolarPvLossFactor | %(fraction) | solarPV | DC-AC inverter conversion losses | 0.05 | 0.05 | 0.05 | 0.05 | 0.05 | 0.05 | 0.05 | 0.05 | 0.05 | 0.05 | 0.05 | 0.05 | 0.05 | 0.05 | 0.05 | 0.05 | https://www.mdpi.com/2227-9717/8/10/1225#:~:text=All%20the%20energy%20losses%20that,ranges%20from%2095%20to%2098%25.
electricitySolarPvUnitOpex | mA$/ MW | solarPV | Based on implied opex as percentage of capex from 2024 Aurecon figures. L/H -/+ 10%. | 0.012344 | 0.012344 | 0.012344 | 0.012344 | 0.012344 | 0.012344 | 0.012344 | 0.012344 | 0.012344 | 0.012344 | 0.012344 | 0.012344 | 0.012344 | 0.012344 | 0.012344 | 0.012344 | https://aemo.com.au/-/media/files/major-publications/isp/2025/aurecon-2024-energy-technology-costs-and-technical-parameter-review.pdf?la=en, p. 35
electricityWindTurbinesUnitCapex | mA$/MW | wind | Based on GenCost 2024-25 figures. Low: Global NZE by 2050 Mid: Global NZE post 2050 High: Current policy | 2.533 | 2.533 | 2.533 | 2.533 | 2.533 | 2.533 | 2.533 | 2.533 | 2.533 | 2.533 | 2.533 | 2.533 | 2.533 | 2.533 | 2.533 | 2.533 | https://www.csiro.au/-/media/Energy/GenCost/GenCost2024-25ConsultDraft_20241205.pdf, p. 84
electricityWindTurbinesLife | years | wind | Based on Aurecon figures. L/H = +/- 10% | 25 | 25 | 25 | 25 | 25 | 25 | 25 | 25 | 25 | 25 | 25 | 25 | 25 | 25 | 25 | 25 | https://aemo.com.au/-/media/files/major-publications/isp/2025/aurecon-2024-energy-technology-costs-and-technical-parameter-review.pdf?la=en, p. 173
electricityWindTurbinesCapacity | MW | wind | Optimised | 2500 | 2500 | 2765 | 2765 | 2500 | 2500 | 2500 | 2500 | 2500 | 2500 | 2500 | 2500 | 2500 | 2500 | 2500 | 2500 | 0
electricityWindTurbinesLossFactor | %(fraction) | wind | DC-AC inverter conversion losses. | 0.05 | 0.05 | 0.05 | 0.05 | 0.05 | 0.05 | 0.05 | 0.05 | 0.05 | 0.05 | 0.05 | 0.05 | 0.05 | 0.05 | 0.05 | 0.05 | https://www.mdpi.com/2227-9717/8/10/1225#:~:text=All%20the%20energy%20losses%20that,ranges%20from%2095%20to%2098%25.
electricityWindTurbinesUnitOpex | mA$/ MW | wind | Based on implied opex as percentage of capex from 2024 Aurecon figures. L/H -/+ 10%. | 0.023254 | 0.023254 | 0.023254 | 0.023254 | 0.023254 | 0.023254 | 0.023254 | 0.023254 | 0.023254 | 0.023254 | 0.023254 | 0.023254 | 0.023254 | 0.023254 | 0.023254 | 0.023254 | 0
electricityBtmTransmissionDistance | km | transBTM | General assumption that some BTM transmission will be required to connect energy generating and using areas of the plant. Assumes 50km of base transmission required to connect plant, with additional required for Geraldton, Kwinana and Gladstone scenarios to connect to energy generating assets. Additional is based on distance between proposed plant location and centroid of associated REZ + 20% (km). | 50 | 50 | 50 | 50 | 168.8 | 168.8 | 168.8 | 168.8 | 272 | 272 | 152 | 152 | 50 | 50 | 50 | 50 | 0
electricityBtmTransmissionUnitCapex | mA$/(km GW) | transBTM | CAPEX for 330 kV single circuit transmission line (1200 MVA each). Levelised by 1.2GW transmission capacity. Includes cost of overhead. Inflated to 2023AU$. L/H -5%/+20% | 1.6298 | 1.6298 | 1.6298 | 1.6298 | 1.6298 | 1.6298 | 1.6298 | 1.6298 | 1.6298 | 1.6298 | 1.6298 | 1.6298 | 1.6298 | 1.6298 | 1.6298 | 1.6298 | https://www.infrastructureaustralia.gov.au/sites/default/files/2021-10/Supporting%20Appendices%20-%20Infrastructure%20Market%20Capacity.pdf p. 71
electricityBtmTransmissionLife | years | transBTM | Based on Electranet asset life span outcomes. | 48.1 | 48.1 | 48.1 | 48.1 | 48.1 | 48.1 | 48.1 | 48.1 | 48.1 | 48.1 | 48.1 | 48.1 | 48.1 | 48.1 | 48.1 | 48.1 | https://www.aer.gov.au/system/files/AER%20-%20Attachment%205%20-%20Regulatory%20depreciation%20-%20October%202017.pdf, p. 5-6
electricityBtmTransmissionCapacity | MW | transBTM | Optimised | 2500 | 2500 | 2500 | 2500 | 2500 | 2500 | 2500 | 2500 | 2500 | 2500 | 2500 | 2500 | 2500 | 2500 | 2500 | 2500 | 0
electricityBtmTransmissionLossFactor | %(fraction)/ 100 km | transBTM | See reference. | 0.01 | 0.01 | 0.01 | 0.01 | 0.01 | 0.01 | 0.01 | 0.01 | 0.01 | 0.01 | 0.01 | 0.01 | 0.01 | 0.01 | 0.01 | 0.01 | https://www.nationalgrid.com/sites/default/files/documents/13784-High%20Voltage%20Direct%20Current%20Electricity%20%E2%80%93%20technical%20information.pdf, p. 7
electricityBtmTransmissionUseGrid | None | transBTM | FALSE: do not use transmission grid TRUE: use transmission grid | FALSE | FALSE | FALSE | FALSE | FALSE | FALSE | FALSE | FALSE | FALSE | FALSE | FALSE | FALSE | FALSE | FALSE | FALSE | FALSE | 0
electricityStorePercentHour0 | % (fraction) | battery | Assumed | 0.5 | 0.5 | 0.5 | 0.5 | 0.5 | 0.5 | 0.5 | 0.5 | 0.5 | 0.5 | 0.5 | 0.5 | 0.5 | 0.5 | 0.5 | 0.5 | 0
electricityStoreMaxChargeRate | % (fraction) | battery | Implied by 8-hour storage. | 0.125 | 0.125 | 0.125 | 0.125 | 0.125 | 0.125 | 0.125 | 0.125 | 0.125 | 0.125 | 0.125 | 0.125 | 0.125 | 0.125 | 0.125 | 0.125 | 0
electricityStoreRtEfficiency | % (fraction) | battery | Assumed | 0.85 | 0.85 | 0.85 | 0.85 | 0.85 | 0.85 | 0.85 | 0.85 | 0.85 | 0.85 | 0.85 | 0.85 | 0.85 | 0.85 | 0.85 | 0.85 | https://www.nrel.gov/docs/fy23osti/85332.pdf, p. 8
electricityStoreUnitCapex | mA$/MWh | battery | 8-hour total (battery + BOP) based on GenCost 2024-25 figures. Low: Global NZE by 2050 Mid: Global NZE post 2050 High: Current policy | 0.263 | 0.263 | 0.263 | 0.263 | 0.263 | 0.263 | 0.263 | 0.263 | 0.263 | 0.263 | 0.263 | 0.263 | 0.263 | 0.263 | 0.263 | 0.263 | https://www.csiro.au/-/media/Energy/GenCost/GenCost2024-25ConsultDraft_20241205.pdf, p. 78
electricityStoreLife | years | battery | Based on Aurecon 20-year useful life assumption and adjusted for 60% degredation. L/H +/- 20%. | 15.82 | 15.82 | 15.82 | 15.82 | 15.82 | 15.82 | 15.82 | 15.82 | 15.82 | 15.82 | 15.82 | 15.82 | 15.82 | 15.82 | 15.82 | 15.82 | https://aemo.com.au/-/media/files/major-publications/isp/2025/aurecon-2024-energy-technology-costs-and-technical-parameter-review.pdf?la=en, p. 174
electricityStoreCapacity | MWh | battery | Optimised | 500 | 500 | 500 | 500 | 500 | 500 | 500 | 500 | 500 | 500 | 500 | 500 | 500 | 500 | 500 | 500 | 0
electricityStoreMaxDepthOfDischarge | %(fraction) | battery | A GenCost assumption based on maintaining health of battery. | 0.8 | 0.8 | 0.8 | 0.8 | 0.8 | 0.8 | 0.8 | 0.8 | 0.8 | 0.8 | 0.8 | 0.8 | 0.8 | 0.8 | 0.8 | 0.8 | https://publications.csiro.au/publications/publication/PIcsiro:EP2024-2021, p. 37
electricityStoreUnitOpex | mA$/ MW | battery | Based on implied opex as percentage of capex from 2024 Aurecon figures. L/H -/+ 10%. | 0.0022773 | 0.0022773 | 0.0022773 | 0.0022773 | 0.0022773 | 0.0022773 | 0.0022773 | 0.0022773 | 0.0022773 | 0.0022773 | 0.0022773 | 0.0022773 | 0.0022773 | 0.0022773 | 0.0022773 | 0.0022773 | 0
electricityDistributeUnitCapex | mA$/MW | elecDist | Based on 1GW green hydrogen plant design. Scaled up to 1.5/2/2.5GW capacity for L/M/H, given historic model runs and energy requirements. Unit includes: HV electrical system, four state-of-the-art 380/66kV 300MVA transformers with open-air switchgear, 66/1.5kV transformers equipped with gas-insulated switchgear. | 0.259 | 0.259 | 0.259 | 0.259 | 0.259 | 0.259 | 0.259 | 0.259 | 0.259 | 0.259 | 0.259 | 0.259 | 0.259 | 0.259 | 0.259 | 0.259 | https://ispt.eu/media/Public-report-gigawatt-advanced-green-electrolyser-design.pdf, p. 15, 31.
electricityDistributeLife | years | elecDist | Assumed | 40 | 40 | 40 | 40 | 40 | 40 | 40 | 40 | 40 | 40 | 40 | 40 | 40 | 40 | 40 | 40 | 0
naturalGasToElectricity | GJ/MWh | gasTurbine | Static heat rate for generic new entrant OCGT | 11.75 | 11.75 | 11.75 | 11.75 | 11.75 | 11.75 | 11.75 | 11.75 | 11.75 | 11.75 | 11.75 | 11.75 | 11.75 | 11.75 | 11.75 | 11.75 | https://aemo.com.au/-/media/files/stakeholder_consultation/consultations/nsp_consultations/2020/aemo-heat-rate-data.pdf?la=en
naturalGasToEmissions | GJ/tCO2e | gasTurbine | Inverse calculation from DCCEEW Scope 1 emissions (Table 5). | 19.61 | 19.61 | 19.61 | 19.61 | 19.61 | 19.61 | 19.61 | 19.61 | 19.61 | 19.61 | 19.61 | 19.61 | 19.61 | 19.61 | 19.61 | 19.61 | https://www.dcceew.gov.au/sites/default/files/documents/national-greenhouse-account-factors-2023.pdf, p. 16
electricityGasTurbinesUnitCapex | mA$/MW | gasTurbine | Based on GenCost 2024-25 figures for open cycle gas turbines. | 1.302 | 1.302 | 1.302 | 1.302 | 1.302 | 1.302 | 1.302 | 1.302 | 1.302 | 1.302 | 1.302 | 1.302 | 1.302 | 1.302 | 1.302 | 1.302 | https://www.csiro.au/-/media/Energy/GenCost/GenCost2024-25ConsultDraft_20241205.pdf (Global NZE post 2050 policies scenario), p. 83
electricityGasTurbinesLife | years | gasTurbine | 0 | 25 | 25 | 25 | 25 | 25 | 25 | 25 | 25 | 25 | 25 | 25 | 25 | 25 | 25 | 25 | 25 | https://aemo.com.au/-/media/files/major-publications/isp/2025/aurecon-2024-energy-technology-costs-and-technical-parameter-review.pdf?la=en, p. 62
naturalGasConnectionCapacity | GJ/ hr | gasTurbine | Toggled | 0 | 0 | 0 | 0 | 0 | 0 | 0 | 0 | 0 | 0 | 0 | 0 | 0 | 0 | 0 | 0 | 0
electricityGasTurbinesCapacity | MW | gasTurbine | Not included in base cases | 0 | 0 | 0 | 0 | 0 | 0 | 0 | 0 | 0 | 0 | 0 | 0 | 0 | 0 | 0 | 0 | 0
electricityGasTurbinesUnitOpex | mA$/MW | gasTurbine | Based on implied opex as percentage of capex from 2024 Aurecon figures. L/H -/+ 10%. | 0.030913 | 0.030913 | 0.030913 | 0.030913 | 0.030913 | 0.030913 | 0.030913 | 0.030913 | 0.030913 | 0.030913 | 0.030913 | 0.030913 | 0.030913 | 0.030913 | 0.030913 | 0.030913 | 0
electricityToWater | MWh/t | desalPlant | 0 | 0.0035 | 0.0035 | 0.0035 | 0.0035 | 0.0035 | 0.0035 | 0.0035 | 0.0035 | 0.0035 | 0.0035 | 0.0035 | 0.0035 | 0.0035 | 0.0035 | 0.0035 | 0.0035 | https://www.mdpi.com/2073-4441/16/15/2140,
waterProduceLife | years | desalPlant | Assumed | 27.5 | 27.5 | 27.5 | 27.5 | 27.5 | 27.5 | 27.5 | 27.5 | 27.5 | 27.5 | 27.5 | 27.5 | 27.5 | 27.5 | 27.5 | 27.5 | https://watereuse.org/wp-content/uploads/2015/10/Intake_White_Paper.pdf, p. 11
waterProduceUnitCapex | mA$/tph | desalPlant | Convert $40,000/ML to mA$/tph. Deduct product storage and distribution (10% of 80% construction cost). | 0.018836 | 0.018836 | 0.018836 | 0.018836 | 0.018836 | 0.018836 | 0.018836 | 0.018836 | 0.018836 | 0.018836 | 0.018836 | 0.018836 | 0.018836 | 0.018836 | 0.018836 | 0.018836 | https://aemo.com.au/-/media/files/major-publications/isp/2025/aurecon-2024-energy-technology-costs-and-technical-parameter-review.pdf?la=en, p. 132
waterProduceUnitOpex | mA$/tph | desalPlant | Based on implied opex as percentage of capex from 2024 Aurecon figures. L/H -/+ 10%. | 0.00036729 | 0.00036729 | 0.00036729 | 0.00036729 | 0.00036729 | 0.00036729 | 0.00036729 | 0.00036729 | 0.00036729 | 0.00036729 | 0.00036729 | 0.00036729 | 0.00036729 | 0.00036729 | 0.00036729 | 0.00036729 | 0
waterStorePercentHour0 | % (fraction) | waterStore | Assumed | 0.5 | 0.5 | 0.5 | 0.5 | 0.5 | 0.5 | 0.5 | 0.5 | 0.5 | 0.5 | 0.5 | 0.5 | 0.5 | 0.5 | 0.5 | 0.5 | 0
waterStoreUnitCapex | mA$/t | waterStore | Aurecon assume 5% CAPEX of waterProduceUnitCapex. Doubled to ensure suitable storage (i.e., ~15,000ML) | 0.0018836 | 0.0018836 | 0.0018836 | 0.0018836 | 0.0018836 | 0.0018836 | 0.0018836 | 0.0018836 | 0.0018836 | 0.0018836 | 0.0018836 | 0.0018836 | 0.0018836 | 0.0018836 | 0.0018836 | 0.0018836 | https://aemo.com.au/-/media/files/major-publications/isp/2025/aurecon-2024-energy-technology-costs-and-technical-parameter-review.pdf?la=en, p. 132
waterStoreLife | years | waterStore | Assumed | 30 | 30 | 30 | 30 | 30 | 30 | 30 | 30 | 30 | 30 | 30 | 30 | 30 | 30 | 30 | 30 | 0
waterDistributeUnitCapex | mA$/tph | waterDist | Aurecon assume 5% CAPEX of waterProduceUnitCapex. | 0.00094178 | 0.00094178 | 0.00094178 | 0.00094178 | 0.00094178 | 0.00094178 | 0.00094178 | 0.00094178 | 0.00094178 | 0.00094178 | 0.00094178 | 0.00094178 | 0.00094178 | 0.00094178 | 0.00094178 | 0.00094178 | https://aemo.com.au/-/media/files/major-publications/isp/2025/aurecon-2024-energy-technology-costs-and-technical-parameter-review.pdf?la=en, p. 132
waterDistributeLife | years | waterDist | Assumed | 30 | 30 | 30 | 30 | 30 | 30 | 30 | 30 | 30 | 30 | 30 | 30 | 30 | 30 | 30 | 30 | 0
electricityToH2 | MWh/t H2 | electrolysis | [Multiple sources]. Low is IRENA 2020 lower bound figure for PEM efficiency; qualitatively defended as more likely than DOE target (46Mwh/tH2) given current political environment. High is Aurecon PEM efficiency assumption, considered as commercially viable for construction by 2024. Middle represents average. Also note that "the thermodynamic efficiency limit for electrolysis is 40 kWh/kgH2... The CSIRO concluded that "it is generally considered that efficiencies better than 45 kWh/kg are unlikely to be achieved". | 50 | 50 | 50 | 50 | 50 | 50 | 50 | 50 | 50 | 50 | 50 | 50 | 50 | 50 | 50 | 50 | 0
waterToH2 | t water/t H2 | electrolysis | 9kg water/kg H2 is the theoretical requirement for electrolysis. Total system requirements and cooling tower require additional. | 31.5 | 31.5 | 31.5 | 31.5 | 31.5 | 31.5 | 31.5 | 31.5 | 31.5 | 31.5 | 31.5 | 31.5 | 31.5 | 31.5 | 31.5 | 31.5 | https://www.dcceew.gov.au/sites/default/files/documents/national-hydrogen-infrastructure-assessment-final-report.pdf (p. B-4), https://www.netzeroaustralia.net.au/wp-content/uploads/2023/04/Net-Zero-Australia-Methods-Assumptions-Scenarios-Sensitivities.pdf (p. 122)
h2ProduceUnitCapex | mA$/tph | electrolysis | [Calc]. Based on GenCost 2024-25 GenCost figures, which featured a significant increase in electrolyser costs compared to previous editions. Calculations assume HHV (39kWh/kgH2), and 285.8kJ energy to split H2 from H2O. Mid AUD/kW from GenCost 2024-25 is varied by efficiency assumptions used in this report (i.e., 50/55/60) to produce L/M/H cost estimates while maintaining internal consistency. | 114.02 | 114.02 | 114.02 | 114.02 | 114.02 | 114.02 | 114.02 | 114.02 | 114.02 | 114.02 | 114.02 | 114.02 | 114.02 | 114.02 | 114.02 | 114.02 | https://www.csiro.au/en/news/All/News/2024/December/GenCost-2024-25-Draft-Report-released-for-consultation p. 85
h2ProduceLife | years | electrolysis | 80,000 hours at 90% annual capacity | 10 | 10 | 10 | 10 | 10 | 10 | 10 | 10 | 10 | 10 | 10 | 10 | 10 | 10 | 10 | 10 | https://www.energymining.sa.gov.au/__data/assets/pdf_file/0011/1006985/66ed5bccec444ce135c4d0697da4f4450da87002.pdf, p. 7; https://www.netzeroaustralia.net.au/wp-content/uploads/2023/04/Net-Zero-Australia-Methods-Assumptions-Scenarios-Sensitivities.pdf, p. 122.
h2ProduceCapacity | tph | electrolysis | Optimised | 25 | 25 | 25 | 25 | 25 | 25 | 25 | 25 | 25 | 25 | 25 | 25 | 25 | 25 | 25 | 25 | 0
h2EmissionsIntensityLimit | t CO2e/ t H2 | electrolysis | To receive the HTPI, a kilogram of hydrogen must have "a production emissions intensity that is less than or equal to 0.6 kilograms of carbon dioxide per 1 kilogram of hydrogen" | 0.6 | 0.6 | 0.6 | 0.6 | 0.6 | 0.6 | 0.6 | 0.6 | 0.6 | 0.6 | 0.6 | 0.6 | 0.6 | 0.6 | 0.6 | 0.6 | https://parlinfo.aph.gov.au/parlInfo/search/display/display.w3p;db=LEGISLATION;id=legislation%2Fbills%2Fr7297_aspassed%2F0001;query=Id%3A%22legislation%2Fbills%2Fr7297_aspassed%2F0000%22
h2ProduceUnitOpex | mA$/tph | electrolysis | Based on implied opex as percentage of capex from 2024 Aurecon figures. L/H -/+ 10%. | 2.2632 | 2.2632 | 2.2632 | 2.2632 | 2.2632 | 2.2632 | 2.2632 | 2.2632 | 2.2632 | 2.2632 | 2.2632 | 2.2632 | 2.2632 | 2.2632 | 2.2632 | 2.2632 | 0
h2StorePercentHour0 | % (fraction) | storeH2 | Assumed | 0.5 | 0.5 | 0.5 | 0.5 | 0.5 | 0.5 | 0.5 | 0.5 | 0.5 | 0.5 | 0.5 | 0.5 | 0.5 | 0.5 | 0.5 | 0.5 | 0
h2StoreMaxChargeRate | % (fraction) | storeH2 | Assumed. Not constraining charge or discharge. | 1 | 1 | 1 | 1 | 1 | 1 | 1 | 1 | 1 | 1 | 1 | 1 | 1 | 1 | 1 | 1 | 0
h2StoreUnitCapex | mA$/t | storeH2 | [Multiple sources]. Low is based on DNV 700 bar compression storage figure with conversion of 131GJ/tH2. Middle and high are from 2018 CSIRO Hydrogen Roadmap. Figures are based on 150 and 350 bar compression, respectively, and include tank, compressor, associated infrastructure, and installation costs. Figures have been inflated to AUD2024. | 2.19 | 2.19 | 2.19 | 2.19 | 2.19 | 2.19 | 2.19 | 2.19 | 2.19 | 2.19 | 2.19 | 2.19 | 2.19 | 2.19 | 2.19 | 2.19 | https://www.nrel.gov/docs/fy14osti/58564.pdf; https://apps.dtic.mil/sti/tr/pdf/AD1053240.pdf, p. 13; https://www.sciencedirect.com/science/article/pii/S0360319921005838, p. 15678
h2StoreUnitOpex | mA$/t | storeH2 | ~2% CAPEX, as per reference: opex / CAPEX 150 bar case. | 0.046686 | 0.046686 | 0.046686 | 0.046686 | 0.046686 | 0.046686 | 0.046686 | 0.046686 | 0.046686 | 0.046686 | 0.046686 | 0.046686 | 0.046686 | 0.046686 | 0.046686 | 0.046686 | https://www.csiro.au/-/media/Do-Business/Files/Futures/18-00314_EN_NationalHydrogenRoadmap_WEB_180823.pdf, p. 84
h2StoreLife | years | storeH2 | Low from Net Zero. High from IRENA. Middle takes average | 35 | 35 | 35 | 35 | 35 | 35 | 35 | 35 | 35 | 35 | 35 | 35 | 35 | 35 | 35 | 35 | https://www.netzeroaustralia.net.au/wp-content/uploads/2023/04/Net-Zero-Australia-Methods-Assumptions-Scenarios-Sensitivities.pdf, p. 127; https://www.irena.org/-/media/Files/IRENA/Agency/Publication/2021/May/IRENA_Green_Hydrogen_Supply_2021, p. 18
h2StoreCapacity | t | storeH2 | Optimised | 500 | 500 | 500 | 500 | 500 | 500 | 500 | 500 | 500 | 500 | 500 | 500 | 500 | 500 | 500 | 500 | 0
h2DistributeUnitCapex | mA$/tph | distH2 | [Calc]. Assumed 5km of distribution pipe. L/H = -/+ 10%. | 0.44514 | 0.44514 | 0.44514 | 0.44514 | 0.44514 | 0.44514 | 0.44514 | 0.44514 | 0.44514 | 0.44514 | 0.44514 | 0.44514 | 0.44514 | 0.44514 | 0.44514 | 0.44514 | https://iea.blob.core.windows.net/assets/36017d2f-747b-4993-b06d-33209fe143fa/GHR24AssumptionsAnnex.pdf, p. 8
h2DistributeLife | years | distH2 | 0 | 42 | 42 | 42 | 42 | 42 | 42 | 42 | 42 | 42 | 42 | 42 | 42 | 42 | 42 | 42 | 42 | https://transitionaccelerator.ca/wp-content/uploads/2023/06/The-Techno-Economics-of-Hydrogen-Pipelines-v2.pdf, p. 20; https://iea.blob.core.windows.net/assets/36017d2f-747b-4993-b06d-33209fe143fa/GHR24AssumptionsAnnex.pdf, p. 8
ironOreEmissionsIntensity | tCO2e/t iron ore | ironOre | Assumed. Not including mining or transport emissions. | 0 | 0 | 0 | 0 | 0 | 0 | 0 | 0 | 0 | 0 | 0 | 0 | 0 | 0 | 0 | 0 | 0
ironOreUnitCost | A$/t | ironOre | [Calc]. 2030 price forecast, China CFR. WA: 2030 price forecast, China CFR. Average of 62 and 58% fines. In 2024AUD. SA: Adjusted based on price forecast of 65% Fe sinter fines. In 2024AUD. Includes transport and handling costs for respective ports where relevant to the envisaged scenario. Capesize for Gladstone and Handysize for Kwinana. | 153.7372 | 153.7372 | 105.0507 | 105.0507 | 105.0507 | 105.0507 | 158.6449 | 158.6449 | 118.9403 | 118.9403 | 124.7372 | 124.7372 | 105.0507 | 105.0507 | 105.0507 | 105.0507 | 0
naturalGasUnitCost | A$/GJ | Natural_gas | [Calc]. Industrial gas price forecasts for 2030 by state from 2024 ACIL Allen (supporting material for AEMO 2025 Gas Statement of Opportunities). Pipeline costs from various sources as they relate to the location of proposed green iron plants. | 10.9482 | 10.9482 | 7.5421 | 7.5421 | 7.4407 | 7.4407 | 7.4407 | 7.4407 | 7.8379 | 7.8379 | 10.6459 | 10.6459 | 7.5421 | 7.5421 | 10.9482 | 10.9482 | https://aemo.com.au/energy-systems/gas/gas-forecasting-and-planning/gas-statement-of-opportunities-gsoo
electricityToIronPreP | MWh/t Pre-processed iron | preProcessing | [Multiple sources]. Referenced value is for electricity consumption only (i.e., excludes heating). Does not vary by ore type. | 0.033713 | 0 | 0.033713 | 0 | 0.033713 | 0 | 0.033713 | 0 | 0.033713 | 0 | 0.033713 | 0 | 0.033713 | 0 | 0.033713 | 0 | https://eippcb.jrc.ec.europa.eu/sites/default/files/2019-11/IS_Adopted_03_2012.pdf, p.188
h2ToIronPreP | t H2/t Pre-processed iron | preProcessing | No hydrogen involved in pelletization. Natural gas is used for ore heating. | 0 | 0 | 0 | 0 | 0 | 0 | 0 | 0 | 0 | 0 | 0 | 0 | 0 | 0 | 0 | 0 | 0
waterToIronPreP | t water/t Pre-processed iron | preProcessing | NA | 0 | 0 | 0 | 0 | 0 | 0 | 0 | 0 | 0 | 0 | 0 | 0 | 0 | 0 | 0 | 0 | 0
ironOreToIronPreP | t iron ore/t Pre-processed iron | preProcessing | [Calc]. [Explainer]. Where relevant to the technology route, concentrated fine required for one ton of pellets. It is assumed that five per cent of moisture is lost in the process. L/H = -/+ 10%. | 1.0526 | 1 | 1.0526 | 1 | 1.0526 | 1 | 1.0526 | 1 | 1.0526 | 1 | 1.0526 | 1 | 1.0526 | 1 | 1.0526 | 1 | 0
naturalGasToIronPreP | GJ/t Pre-processed iron | preProcessing | [Multiple sources]. Natural gas used for heating the ore. Differences between SA and Pilbara derived from varying heating requirements of magnetite and hematite. | 0.426 | 0 | 1.065 | 0 | 1.065 | 0 | 0.426 | 0 | 1.065 | 0 | 1.065 | 0 | 1.065 | 0 | 1.065 | 0 | https://publications.jrc.ec.europa.eu/repository/bitstream/JRC129297/JRC129297_01.pdf, p. 30; https://rmi.org/insight/green-iron-corridors/, p. 31
ironPrePProduceUnitCapex | mA$/tph | preProcessing | Convert RMI figure to mA$/tph. Capex of pelletisation plant. Not required in Zesty process. | 2.642 | 0 | 2.642 | 0 | 2.642 | 0 | 2.642 | 0 | 2.642 | 0 | 2.642 | 0 | 2.642 | 0 | 2.642 | 0 | https://rmi.org/insight/green-iron-corridors/, p. 31
ironPrePProduceLife | years | preProcessing | 0 | 25 | 25 | 25 | 25 | 25 | 25 | 25 | 25 | 25 | 25 | 25 | 25 | 25 | 25 | 25 | 25 | https://www.sciencedirect.com/science/article/pii/S0959652618326301, p. 739
electricityToIronRaw | MWh/t Raw iron | HBI | [Calcs]. For Midrex: ore and reducing gas heating with 90% efficiency, plus non-heating electrical requirements for auxilliary equipment. Zesty electricity requirements excluding hydrogen production. | 1.3016 | 1.1 | 1.3016 | 1.1 | 1.3016 | 1.1 | 1.3016 | 1.1 | 1.3016 | 1.1 | 1.3016 | 1.1 | 1.3016 | 1.1 | 1.3016 | 1.1 | 0
h2ToIronRaw | t H2/t Raw iron | HBI | MIDREX H2-DRI figure for 100% H2 reductant. Stoichiometric lower bound is 54kg/tDRI but difficult to meet due to process inefficiencies. Upper bound reported as high as 76kg/tDRI. Zesty assumption as per techincal report. | 0.054 | 0.054 | 0.054 | 0.054 | 0.054 | 0.054 | 0.054 | 0.054 | 0.054 | 0.054 | 0.054 | 0.054 | 0.054 | 0.054 | 0.054 | 0.054 | https://www.primetals.com/fileadmin/user_upload/landing_pages/2021/Green_Steel/Publications/downloads/AISTech_2021_MIDREX_H2_Final.pdf, p. 5; https://climateenergyfinance.org/wp-content/uploads/2024/11/CEF_Green-Metal-Statecraft_FINAL.pdf, p. 73; https://arena.gov.au/assets/2023/09/Calix-Zesty-Tech-Zero-Emissions-Iron-and-Steel-Pre-Feed-Report-Demo.pdf, p. 12.
waterToIronRaw | t water/t Raw iron | HBI | Not an input for Zesty technology. | 1.25 | 0 | 1.25 | 0 | 1.25 | 0 | 1.25 | 0 | 1.25 | 0 | 1.25 | 0 | 1.25 | 0 | 1.25 | 0 | https://www.aist.org/AIST/aist/AIST/Conferences_Exhibitions/Training_Seminars/Scrap%20Files/28-Gordon.pdf; https://www.primetals.com/fileadmin/user_upload/landing_pages/2021/Green_Steel/Publications/downloads/AISTech_2021_MIDREX_H2_Final.pdf
ironPrePToIronRaw | t Pre-processed iron/t Raw iron | HBI | [Calc]. [Explainer]. Differences are driven by metallisation rates of Midrex (assumed 94%) and Zesty (assumed 95%) technologies, as well as Fe content of Pilbara and Eyre Peninsula pellets. L/H = -/+ 10%. | 1.3998 | 1.3778 | 1.3727 | 1.4222 | 1.3727 | 1.4222 | 1.3598 | 1.3384 | 1.3727 | 1.4222 | 1.3727 | 1.4222 | 1.3727 | 1.4222 | 1.3727 | 1.4222 | 0
naturalGasToIronRawHeating | GJ/t Raw iron | HBI | No gas used for heating. | 0 | 0 | 0 | 0 | 0 | 0 | 0 | 0 | 0 | 0 | 0 | 0 | 0 | 0 | 0 | 0 | 0
naturalGasToIronRawReducing | GJ/t Raw iron | HBI | Not included in base cases. Note that there is 2.3GJ/tDRI involved in heating that is excluded from this figure as heating is done electrically in all cases. | 7.7 | 7.7 | 7.7 | 7.7 | 7.7 | 7.7 | 7.7 | 7.7 | 7.7 | 7.7 | 7.7 | 7.7 | 7.7 | 7.7 | 7.7 | 7.7 | https://www.aist.org/AIST/aist/AIST/Conferences_Exhibitions/Training_Seminars/Scrap%20Files/28-Gordon.pdf, s. 25. Elliot, Richard: https://m.ecic-icsti.register-me.org/programs/proceedings#107, p. 4
ironRawToWater | t Raw iron/t water | HBI | NA | 0 | 0 | 0 | 0 | 0 | 0 | 0 | 0 | 0 | 0 | 0 | 0 | 0 | 0 | 0 | 0 | 0
ironRawProduceUnitCapex | mA$/tph | HBI | Lower is Middle Midrex; Middle is Middle Zesty (i.e., 20% higher than Midrex); High is Middle Midrex + Middle pelletisation cost (considered as highest feasible competitive price) | 4.9056 | 5.4111 | 4.9056 | 5.4111 | 4.9056 | 5.4111 | 4.9056 | 5.4111 | 4.9056 | 5.4111 | 4.9056 | 5.4111 | 4.9056 | 5.4111 | 4.9056 | 5.4111 | 0
ironRawProduceLife | years | HBI | L/H = +/- 10% | 25 | 25 | 25 | 25 | 25 | 25 | 25 | 25 | 25 | 25 | 25 | 25 | 25 | 25 | 25 | 25 | https://iea.blob.core.windows.net/assets/eb0c8ec1-3665-4959-97d0-187ceca189a8/Iron_and_Steel_Technology_Roadmap.pdf, p. 108
ironRawProduceUnitOpex | mA$/tph Raw iron | HBI | Based on US$12.93 inflated from US2015 to AUD2024 figure from Duke University report. | 0.21679 | 0.21679 | 0.21679 | 0.21679 | 0.21679 | 0.21679 | 0.21679 | 0.21679 | 0.21679 | 0.21679 | 0.21679 | 0.21679 | 0.21679 | 0.21679 | 0.21679 | 0.21679 | Midrex O&M: https://dukespace.lib.duke.edu/server/api/core/bitstreams/19daa588-bc17-4bc8-8acc-a3b3b2e6ff91/content, p. 19-20; inflated using https://www.bls.gov/data/inflation_calculator.htm
electricityToIronPostP | MWh/t Post-processed iron | postProcessing | Briquetting required for Eyre Peninsula. Smelting required for Pilbara. | 0.01 | 0.01 | 0.6679 | 0.6679 | 0.6679 | 0.6679 | 0.01 | 0.01 | 0.6679 | 0.6679 | 0.6679 | 0.6679 | 0.6679 | 0.6679 | 0.6679 | 0.6679 | Briquetting: https://rmi.org/insight/green-iron-corridors/, p. 31. Smelting: https://www.sustainableironmaking.com.au/wp-content/uploads/2023/03/4.-Sara-Paymooni.pdf, p. 20
h2ToIronPostP | t H2/t Post-processed iron | postProcessing | No H2 required for smelting or briquetting. | 0 | 0 | 0 | 0 | 0 | 0 | 0 | 0 | 0 | 0 | 0 | 0 | 0 | 0 | 0 | 0 | 0
waterToIronPostP | t water/t Post-processed iron | postProcessing | Small amounts of water required for ESF cooling. | 0 | 0 | 0 | 0 | 0 | 0 | 0 | 0 | 0 | 0 | 0 | 0 | 0 | 0 | 0 | 0 | https://www.sustainableironmaking.com.au/wp-content/uploads/2023/03/4.-Sara-Paymooni.pdf
ironRawToIronPostP | t Raw iron/t Post-processed iron | postProcessing | [Calc]. [Explainer]. Requirements to realise Fe content in benchmark product. L/H = -/+ 10%. | 1 | 1 | 1.0109 | 1.0239 | 1.0109 | 1.0239 | 1 | 1 | 1.0109 | 1.0239 | 1.0109 | 1.0239 | 1.0109 | 1.0239 | 1.0109 | 1.0239 | 0
naturalGasToIronPostP | GJ/t Post-processed iron | postProcessing | No natural gas used in post-processing. | 0 | 0 | 0 | 0 | 0 | 0 | 0 | 0 | 0 | 0 | 0 | 0 | 0 | 0 | 0 | 0 | 0
ironPostPProduceUnitCapex | mA$/tph | postProcessing | Convert RMI ESF figure to mA$/tph. Briquetting for Eyre scenarios and ESF for other. | 0.1 | 0.1 | 3.8344 | 3.8344 | 3.8344 | 3.8344 | 0.1 | 0.1 | 3.8344 | 3.8344 | 3.8344 | 3.8344 | 3.8344 | 3.8344 | 3.8344 | 3.8344 | https://rmi.org/insight/green-iron-corridors/, p. 31
ironPostPProduceLife | years | postProcessing | Assumed | 25 | 25 | 25 | 25 | 25 | 25 | 25 | 25 | 25 | 25 | 25 | 25 | 25 | 25 | 25 | 25 | 0
ironDistributeUnitCapex | A$/ tph | ironGeneral | NA | 0 | 0 | 0 | 0 | 0 | 0 | 0 | 0 | 0 | 0 | 0 | 0 | 0 | 0 | 0 | 0 | 0
ironMarketEmissionsIntensity | tCO2e/t iron | ironGeneral | 0 | 1.8 | 1.8 | 1.8 | 1.8 | 1.8 | 1.8 | 1.8 | 1.8 | 1.8 | 1.8 | 1.8 | 1.8 | 1.8 | 1.8 | 1.8 | 1.8 | 0
ironProduceCapacity | tph | ironGeneral | Optimised | 285 | 285 | 285 | 285 | 285 | 285 | 285 | 285 | 285 | 285 | 285 | 285 | 285 | 285 | 285 | 285 | 0
ironEmissionsIntensityLimit | tCO2e/t iron | ironGeneral | Limits production to avoid exceeding this limit. Set to 10 as a very high number we don't ever hit. The H2 emissions intensity constraint is the one that impacts first (which is based on HPTI requirements) | 10 | 10 | 10 | 10 | 10 | 10 | 10 | 10 | 10 | 10 | 10 | 10 | 10 | 10 | 10 | 10 | 0
ironMarketValue | A$/kg | ironGeneral | Used as indicative price of HBI to determine sell-back strategy. | 0.665 | 0.665 | 0.665 | 0.665 | 0.665 | 0.665 | 0.665 | 0.665 | 0.665 | 0.665 | 0.665 | 0.665 | 0.665 | 0.665 | 0.665 | 0.665 | 0
ironTargetAnnualSupply | None | ironGeneral | Assumed | 2500 | 2500 | 2500 | 2500 | 2500 | 2500 | 2500 | 2500 | 2500 | 2500 | 2500 | 2500 | 2500 | 2500 | 2500 | 2500 | 0
ironDistributeLife | years | ironGeneral | Assumed | 25 | 25 | 25 | 25 | 25 | 25 | 25 | 25 | 25 | 25 | 25 | 25 | 25 | 25 | 25 | 25 | 0
portCapex | mA$ | port | NA | 0 | 0 | 0 | 0 | 0 | 0 | 0 | 0 | 0 | 0 | 0 | 0 | 0 | 0 | 0 | 0 | 0
portLife | years | port | NA | 40 | 40 | 40 | 40 | 40 | 40 | 40 | 40 | 40 | 40 | 40 | 40 | 40 | 40 | 40 | 40 | 0
roadLife | years | road | NA | 40 | 40 | 40 | 40 | 40 | 40 | 40 | 40 | 40 | 40 | 40 | 40 | 40 | 40 | 40 | 40 | 0
roadDistance | km | road | NA | 0 | 0 | 0 | 0 | 0 | 0 | 0 | 0 | 0 | 0 | 0 | 0 | 0 | 0 | 0 | 0 | 0
roadUnitCapex | mA$/km | road | BITRE figure inflated to 2023AU$ | 6.3648 | 6.3648 | 6.3648 | 6.3648 | 6.3648 | 6.3648 | 6.3648 | 6.3648 | 6.3648 | 6.3648 | 6.3648 | 6.3648 | 6.3648 | 6.3648 | 6.3648 | 6.3648 | https://infrastructuredeliverymodels.gihub.org/case-studies/bitre-road-construction-cost-and-infrastructure-procurement-benchmarking
h2TaxCredit | A$/kg | economic | 0 | 0 | 0 | 0 | 0 | 0 | 0 | 0 | 0 | 0 | 0 | 0 | 0 | 0 | 0 | 0 | 0 | 0
carbonPrice | A$/tCO2e | economic | 0 | 0 | 0 | 0 | 0 | 0 | 0 | 0 | 0 | 0 | 0 | 0 | 0 | 0 | 0 | 0 | 0 | 0
capexCostsFactor | Multiplier | economic | [Calc]. [Explainer]. Location cost factors are comprised of equipment costs, installation costs, fuel connection costs, cost of land and development, and O&M costs. GHD provides a summary of the variation across locations for each of the above components. AEMO’s location factors are taken from the GHD report from 2018 with adjustments applied based on regional development studies and feedback. AEMO’s breakdown of component costs was used for our calculations. To increase accuracy, we split the cost factor for renewables (large scale solar, wind, and batteries) and other facilities, as the proportions of the cost breakdown are different for renewables compared with standard industrial generation plants. | 1.08 | 1.08 | 1.36 | 1.36 | 1.24 | 1.24 | 1.24 | 1.24 | 1.12 | 1.12 | 1.11 | 1.11 | 1.36 | 1.36 | 1.08 | 1.08 | 0
capexCostsFactorRE | 0 | economic | [Calc]. [Explainer]. Same exercise as in capexCostsFactor but this time splits for RE technologies are taken at face value. | 1.08 | 1.08 | 1.34 | 1.34 | 1.23 | 1.23 | 1.23 | 1.23 | 1.11 | 1.11 | 1.1 | 1.1 | 1.34 | 1.34 | 1.08 | 1.08 | 0
opexFactor | % (fraction) | economic | Base model assumption | 0.03 | 0.03 | 0.03 | 0.03 | 0.03 | 0.03 | 0.03 | 0.03 | 0.03 | 0.03 | 0.03 | 0.03 | 0.03 | 0.03 | 0.03 | 0.03 | 0
wacc | % (fraction) | economic | As per bi-annual IPART WACC February 2025 update. Middle reflects long-term post-tax real WACC, low reflects lower bound post-tax real WACC, and high reflects middle 10% market risk premium (upgraded from market rate of 6.25%). | 0.036 | 0.036 | 0.036 | 0.036 | 0.036 | 0.036 | 0.036 | 0.036 | 0.036 | 0.036 | 0.036 | 0.036 | 0.036 | 0.036 | 0.036 | 0.036 | https://www.ipart.nsw.gov.au/Home/Industries/Special-Reviews/Regulatory-policy/Market-Update
waccRenewables | % (fraction) | economic | As per bi-annual IPART WACC February 2025 update. Middle reflects long-term post-tax real WACC, low reflects lower bound post-tax real WACC, and high reflects middle 10% market risk premium (upgraded from market rate of 6.25%). | 0.036 | 0.036 | 0.036 | 0.036 | 0.036 | 0.036 | 0.036 | 0.036 | 0.036 | 0.036 | 0.036 | 0.036 | 0.036 | 0.036 | 0.036 | 0.036 | https://www.ipart.nsw.gov.au/Home/Industries/Special-Reviews/Regulatory-policy/Market-Update
discountRate | %(fraction) | economic | Not used. | 0.07 | 0.07 | 0.07 | 0.07 | 0.07 | 0.07 | 0.07 | 0.07 | 0.07 | 0.07 | 0.07 | 0.07 | 0.07 | 0.07 | 0.07 | 0.07 | 0
simLength | hours | economic | One-year in length | 8760 | 8760 | 8760 | 8760 | 8760 | 8760 | 8760 | 8760 | 8760 | 8760 | 8760 | 8760 | 8760 | 8760 | 8760 | 8760 | 0
npvPeriod | years | economic | Assumed | 10 | 10 | 10 | 10 | 10 | 10 | 10 | 10 | 10 | 10 | 10 | 10 | 10 | 10 | 10 | 10 | 0
electricityGridEconomicExportToggle | None | toggle | 0 | FALSE | TRUE | FALSE | FALSE | FALSE | TRUE | FALSE | TRUE | FALSE | TRUE | FALSE | TRUE | FALSE | FALSE | FALSE | TRUE | 0
electricityGridCurtailedExportToggle | None | toggle | 0 | TRUE | TRUE | FALSE | FALSE | TRUE | TRUE | TRUE | TRUE | TRUE | TRUE | TRUE | TRUE | FALSE | FALSE | TRUE | TRUE | 0
hourlyDataSource | None | misc | [Calcs]. The model draws on hourly weather, price and emissions data. | eyre2023 | eyre2023 | pilb2019 | pilb2019 | gera2019 | gera2019 | gera2019 | gera2019 | kwin2019 | kwin2019 | glad2023 | glad2023 | pilb2019 | pilb2019 | leigh2023 | leigh2023 | 0

## sensitivityComp_M
item | unit | category | comments | eyre_inflex | eyre_flex | pilb_inflex | pilb_flex | gera_inflex | gera_flex | geraMag_inflex | geraMag_flex | kwin_inflex | kwin_flex | glad_inflex | glad_flex | pilb_inflex_h2Swap | pilb_flex_h2Swap | midn_inflex_h2Swap | midn_flex_h2Swap | Reference(s)
electricityGridNetworkDailyCharge | A$/day | gridElec | 0 | 0 | 0 | 1 | 1 | 0 | 0 | 0 | 0 | 0 | 0 | 0 | 0 | 1 | 1 | 0 | 0 | 0
electricityGridNetworkVariableCharge | A$/kWh | gridElec | Electranet, Powerlink, and Western Power pricing schedules for high voltage industrial loads were considered as inputs here but ultimately it was decided to assume values based on consultation and general calculations given complexity and opacity of charging structures. The network charge also accounts for an insignificant portion of overall project costs since majority of energy used is generated BTM. L/M/H values are $10/MWh, $22/MWh, and $35/MWh. | 0.022 | 0.022 | 1 | 1 | 0.022 | 0.022 | 0.022 | 0.022 | 0.022 | 0.022 | 0.022 | 0.022 | 1 | 1 | 0.022 | 0.022 | 0
electricityGridPeakStart | hour of day | gridElec | 0 | 17 | 17 | 1 | 1 | 17 | 17 | 17 | 17 | 17 | 17 | 17 | 17 | 1 | 1 | 17 | 17 | 0
electricityGridPeakFinish | hour of day | gridElec | 0 | 21 | 21 | 1 | 1 | 21 | 21 | 21 | 21 | 21 | 21 | 21 | 21 | 1 | 1 | 21 | 21 | 0
electricityGridKvaOffPeakDailyCharge | A$/kVA/day | gridElec | 0 | 0 | 0 | 0 | 0 | 0 | 0 | 0 | 0 | 0 | 0 | 0 | 0 | 0 | 0 | 0 | 0 | 0
electricityGridKvaPeakDailyCharge | A$/kVA/day | gridElec | 0 | 0 | 0 | 0 | 0 | 0 | 0 | 0 | 0 | 0 | 0 | 0 | 0 | 0 | 0 | 0 | 0 | 0
electricityGridPowerFactor | None | gridElec | Assumed | 0.9 | 0.9 | 0.9 | 0.9 | 0.9 | 0.9 | 0.9 | 0.9 | 0.9 | 0.9 | 0.9 | 0.9 | 0.9 | 0.9 | 0.9 | 0.9 | 0
electricityGridCapacity | MW | gridElec | Optimised | 2500 | 2500 | 0 | 0 | 2500 | 2500 | 2500 | 2500 | 2500 | 2500 | 2500 | 2500 | 0 | 0 | 2500 | 2500 | 0
electricityGridTransmissionDistance | km | gridTrans | Assume that green iron plant plugs directly into transmission network with no additional transmission required. Little to no impact on LCOI. | 0 | 0 | 0 | 0 | 0 | 0 | 0 | 0 | 0 | 0 | 0 | 0 | 0 | 0 | 0 | 0 | 0
electricityGridTransmissionUnitCapex | mA$/(km GW) | gridTrans | CAPEX for 330 kV single circuit transmission line (1200 MVA each). Levelised by 1200MVA = 1.08GW transmission capacity (assuming 90% power factor). Inflated to 2023AU$. L/H = -/+ 10%. | 1.6298 | 1.6298 | 1.6298 | 1.6298 | 1.6298 | 1.6298 | 1.6298 | 1.6298 | 1.6298 | 1.6298 | 1.6298 | 1.6298 | 1.6298 | 1.6298 | 1.6298 | 1.6298 | https://www.infrastructureaustralia.gov.au/sites/default/files/2021-10/Supporting%20Appendices%20-%20Infrastructure%20Market%20Capacity.pdf, p. 71
electricityGridTransmissionLife | years | gridTrans | Based on Electranet asset life span outcomes. | 48.1 | 48.1 | 48.1 | 48.1 | 48.1 | 48.1 | 48.1 | 48.1 | 48.1 | 48.1 | 48.1 | 48.1 | 48.1 | 48.1 | 48.1 | 48.1 | https://www.aer.gov.au/system/files/Appendix%20E%20-%20Asset%20Management%20Strategy.pdf, p. 4
electricityGridTransmissionCapacity | MW | gridTrans | Optimised | 0 | 0 | 0 | 0 | 0 | 0 | 0 | 0 | 0 | 0 | 0 | 0 | 0 | 0 | 0 | 0 | 0
electricityGridExportCapacity | MW | gridTrans | Optimised | 2500 | 2500 | 0 | 0 | 2500 | 2500 | 2500 | 2500 | 2500 | 2500 | 2500 | 2500 | 2500 | 2500 | 2500 | 2500 | 0
electricitySolarPvCapacity | MW | solarPV | Optimised | 2500 | 2500 | 2500 | 2500 | 2500 | 2500 | 2500 | 2500 | 2500 | 2500 | 2500 | 2500 | 1 | 1 | 2500 | 2500 | 0
electricitySolarPvLife | years | solarPV | Based on Aurecon figures. | 30 | 30 | 30 | 30 | 30 | 30 | 30 | 30 | 30 | 30 | 30 | 30 | 30 | 30 | 30 | 30 | https://aemo.com.au/-/media/files/major-publications/isp/2025/aurecon-2024-energy-technology-costs-and-technical-parameter-review.pdf?la=en, p. 173
electricitySolarPvUnitCapex | mA$/MW | solarPV | Based on GenCost 2024-25 figures. Low: Global NZE by 2050 Mid: Global NZE post 2050 High: Current policy | 1.183 | 1.183 | 1.183 | 1.183 | 1.183 | 1.183 | 1.183 | 1.183 | 1.183 | 1.183 | 1.183 | 1.183 | 1.183 | 1.183 | 1.183 | 1.183 | https://www.csiro.au/-/media/Energy/GenCost/GenCost2024-25ConsultDraft_20241205.pdf, p. 76
electricitySolarPvLossFactor | %(fraction) | solarPV | DC-AC inverter conversion losses | 0.05 | 0.05 | 0.05 | 0.05 | 0.05 | 0.05 | 0.05 | 0.05 | 0.05 | 0.05 | 0.05 | 0.05 | 0.05 | 0.05 | 0.05 | 0.05 | https://www.mdpi.com/2227-9717/8/10/1225#:~:text=All%20the%20energy%20losses%20that,ranges%20from%2095%20to%2098%25.
electricitySolarPvUnitOpex | mA$/ MW | solarPV | Based on implied opex as percentage of capex from 2024 Aurecon figures. L/H -/+ 10%. | 0.012344 | 0.012344 | 0.012344 | 0.012344 | 0.012344 | 0.012344 | 0.012344 | 0.012344 | 0.012344 | 0.012344 | 0.012344 | 0.012344 | 0.012344 | 0.012344 | 0.012344 | 0.012344 | https://aemo.com.au/-/media/files/major-publications/isp/2025/aurecon-2024-energy-technology-costs-and-technical-parameter-review.pdf?la=en, p. 35
electricityWindTurbinesUnitCapex | mA$/MW | wind | Based on GenCost 2024-25 figures. Low: Global NZE by 2050 Mid: Global NZE post 2050 High: Current policy | 2.533 | 2.533 | 2.533 | 2.533 | 2.533 | 2.533 | 2.533 | 2.533 | 2.533 | 2.533 | 2.533 | 2.533 | 2.533 | 2.533 | 2.533 | 2.533 | https://www.csiro.au/-/media/Energy/GenCost/GenCost2024-25ConsultDraft_20241205.pdf, p. 84
electricityWindTurbinesLife | years | wind | Based on Aurecon figures. L/H = +/- 10% | 25 | 25 | 25 | 25 | 25 | 25 | 25 | 25 | 25 | 25 | 25 | 25 | 25 | 25 | 25 | 25 | https://aemo.com.au/-/media/files/major-publications/isp/2025/aurecon-2024-energy-technology-costs-and-technical-parameter-review.pdf?la=en, p. 173
electricityWindTurbinesCapacity | MW | wind | Optimised | 2500 | 2500 | 2765 | 2765 | 2500 | 2500 | 2500 | 2500 | 2500 | 2500 | 2500 | 2500 | 2500 | 2500 | 2500 | 2500 | 0
electricityWindTurbinesLossFactor | %(fraction) | wind | DC-AC inverter conversion losses. | 0.05 | 0.05 | 0.05 | 0.05 | 0.05 | 0.05 | 0.05 | 0.05 | 0.05 | 0.05 | 0.05 | 0.05 | 0.05 | 0.05 | 0.05 | 0.05 | https://www.mdpi.com/2227-9717/8/10/1225#:~:text=All%20the%20energy%20losses%20that,ranges%20from%2095%20to%2098%25.
electricityWindTurbinesUnitOpex | mA$/ MW | wind | Based on implied opex as percentage of capex from 2024 Aurecon figures. L/H -/+ 10%. | 0.023254 | 0.023254 | 0.023254 | 0.023254 | 0.023254 | 0.023254 | 0.023254 | 0.023254 | 0.023254 | 0.023254 | 0.023254 | 0.023254 | 0.023254 | 0.023254 | 0.023254 | 0.023254 | 0
electricityBtmTransmissionDistance | km | transBTM | General assumption that some BTM transmission will be required to connect energy generating and using areas of the plant. Assumes 50km of base transmission required to connect plant, with additional required for Geraldton, Kwinana and Gladstone scenarios to connect to energy generating assets. Additional is based on distance between proposed plant location and centroid of associated REZ + 20% (km). | 50 | 50 | 50 | 50 | 168.8 | 168.8 | 168.8 | 168.8 | 272 | 272 | 152 | 152 | 50 | 50 | 50 | 50 | 0
electricityBtmTransmissionUnitCapex | mA$/(km GW) | transBTM | CAPEX for 330 kV single circuit transmission line (1200 MVA each). Levelised by 1.2GW transmission capacity. Includes cost of overhead. Inflated to 2023AU$. L/H -5%/+20% | 1.6298 | 1.6298 | 1.6298 | 1.6298 | 1.6298 | 1.6298 | 1.6298 | 1.6298 | 1.6298 | 1.6298 | 1.6298 | 1.6298 | 1.6298 | 1.6298 | 1.6298 | 1.6298 | https://www.infrastructureaustralia.gov.au/sites/default/files/2021-10/Supporting%20Appendices%20-%20Infrastructure%20Market%20Capacity.pdf p. 71
electricityBtmTransmissionLife | years | transBTM | Based on Electranet asset life span outcomes. | 48.1 | 48.1 | 48.1 | 48.1 | 48.1 | 48.1 | 48.1 | 48.1 | 48.1 | 48.1 | 48.1 | 48.1 | 48.1 | 48.1 | 48.1 | 48.1 | https://www.aer.gov.au/system/files/AER%20-%20Attachment%205%20-%20Regulatory%20depreciation%20-%20October%202017.pdf, p. 5-6
electricityBtmTransmissionCapacity | MW | transBTM | Optimised | 2500 | 2500 | 2500 | 2500 | 2500 | 2500 | 2500 | 2500 | 2500 | 2500 | 2500 | 2500 | 2500 | 2500 | 2500 | 2500 | 0
electricityBtmTransmissionLossFactor | %(fraction)/ 100 km | transBTM | See reference. | 0.01 | 0.01 | 0.01 | 0.01 | 0.01 | 0.01 | 0.01 | 0.01 | 0.01 | 0.01 | 0.01 | 0.01 | 0.01 | 0.01 | 0.01 | 0.01 | https://www.nationalgrid.com/sites/default/files/documents/13784-High%20Voltage%20Direct%20Current%20Electricity%20%E2%80%93%20technical%20information.pdf, p. 7
electricityBtmTransmissionUseGrid | None | transBTM | FALSE: do not use transmission grid TRUE: use transmission grid | FALSE | FALSE | FALSE | FALSE | FALSE | FALSE | FALSE | FALSE | FALSE | FALSE | FALSE | FALSE | FALSE | FALSE | FALSE | FALSE | 0
electricityStorePercentHour0 | % (fraction) | battery | Assumed | 0.5 | 0.5 | 0.5 | 0.5 | 0.5 | 0.5 | 0.5 | 0.5 | 0.5 | 0.5 | 0.5 | 0.5 | 0.5 | 0.5 | 0.5 | 0.5 | 0
electricityStoreMaxChargeRate | % (fraction) | battery | Implied by 8-hour storage. | 0.125 | 0.125 | 0.125 | 0.125 | 0.125 | 0.125 | 0.125 | 0.125 | 0.125 | 0.125 | 0.125 | 0.125 | 0.125 | 0.125 | 0.125 | 0.125 | 0
electricityStoreRtEfficiency | % (fraction) | battery | Assumed | 0.85 | 0.85 | 0.85 | 0.85 | 0.85 | 0.85 | 0.85 | 0.85 | 0.85 | 0.85 | 0.85 | 0.85 | 0.85 | 0.85 | 0.85 | 0.85 | https://www.nrel.gov/docs/fy23osti/85332.pdf, p. 8
electricityStoreUnitCapex | mA$/MWh | battery | 8-hour total (battery + BOP) based on GenCost 2024-25 figures. Low: Global NZE by 2050 Mid: Global NZE post 2050 High: Current policy | 0.263 | 0.263 | 0.263 | 0.263 | 0.263 | 0.263 | 0.263 | 0.263 | 0.263 | 0.263 | 0.263 | 0.263 | 0.263 | 0.263 | 0.263 | 0.263 | https://www.csiro.au/-/media/Energy/GenCost/GenCost2024-25ConsultDraft_20241205.pdf, p. 78
electricityStoreLife | years | battery | Based on Aurecon 20-year useful life assumption and adjusted for 60% degredation. L/H +/- 20%. | 15.82 | 15.82 | 15.82 | 15.82 | 15.82 | 15.82 | 15.82 | 15.82 | 15.82 | 15.82 | 15.82 | 15.82 | 15.82 | 15.82 | 15.82 | 15.82 | https://aemo.com.au/-/media/files/major-publications/isp/2025/aurecon-2024-energy-technology-costs-and-technical-parameter-review.pdf?la=en, p. 174
electricityStoreCapacity | MWh | battery | Optimised | 500 | 500 | 500 | 500 | 500 | 500 | 500 | 500 | 500 | 500 | 500 | 500 | 500 | 500 | 500 | 500 | 0
electricityStoreMaxDepthOfDischarge | %(fraction) | battery | A GenCost assumption based on maintaining health of battery. | 0.8 | 0.8 | 0.8 | 0.8 | 0.8 | 0.8 | 0.8 | 0.8 | 0.8 | 0.8 | 0.8 | 0.8 | 0.8 | 0.8 | 0.8 | 0.8 | https://publications.csiro.au/publications/publication/PIcsiro:EP2024-2021, p. 37
electricityStoreUnitOpex | mA$/ MW | battery | Based on implied opex as percentage of capex from 2024 Aurecon figures. L/H -/+ 10%. | 0.0022773 | 0.0022773 | 0.0022773 | 0.0022773 | 0.0022773 | 0.0022773 | 0.0022773 | 0.0022773 | 0.0022773 | 0.0022773 | 0.0022773 | 0.0022773 | 0.0022773 | 0.0022773 | 0.0022773 | 0.0022773 | 0
electricityDistributeUnitCapex | mA$/MW | elecDist | Based on 1GW green hydrogen plant design. Scaled up to 1.5/2/2.5GW capacity for L/M/H, given historic model runs and energy requirements. Unit includes: HV electrical system, four state-of-the-art 380/66kV 300MVA transformers with open-air switchgear, 66/1.5kV transformers equipped with gas-insulated switchgear. | 0.259 | 0.259 | 0.259 | 0.259 | 0.259 | 0.259 | 0.259 | 0.259 | 0.259 | 0.259 | 0.259 | 0.259 | 0.259 | 0.259 | 0.259 | 0.259 | https://ispt.eu/media/Public-report-gigawatt-advanced-green-electrolyser-design.pdf, p. 15, 31.
electricityDistributeLife | years | elecDist | Assumed | 40 | 40 | 40 | 40 | 40 | 40 | 40 | 40 | 40 | 40 | 40 | 40 | 40 | 40 | 40 | 40 | 0
naturalGasToElectricity | GJ/MWh | gasTurbine | Static heat rate for generic new entrant OCGT | 11.75 | 11.75 | 11.75 | 11.75 | 11.75 | 11.75 | 11.75 | 11.75 | 11.75 | 11.75 | 11.75 | 11.75 | 11.75 | 11.75 | 11.75 | 11.75 | https://aemo.com.au/-/media/files/stakeholder_consultation/consultations/nsp_consultations/2020/aemo-heat-rate-data.pdf?la=en
naturalGasToEmissions | GJ/tCO2e | gasTurbine | Inverse calculation from DCCEEW Scope 1 emissions (Table 5). | 19.61 | 19.61 | 19.61 | 19.61 | 19.61 | 19.61 | 19.61 | 19.61 | 19.61 | 19.61 | 19.61 | 19.61 | 19.61 | 19.61 | 19.61 | 19.61 | https://www.dcceew.gov.au/sites/default/files/documents/national-greenhouse-account-factors-2023.pdf, p. 16
electricityGasTurbinesUnitCapex | mA$/MW | gasTurbine | Based on GenCost 2024-25 figures for open cycle gas turbines. | 1.302 | 1.302 | 1.302 | 1.302 | 1.302 | 1.302 | 1.302 | 1.302 | 1.302 | 1.302 | 1.302 | 1.302 | 1.302 | 1.302 | 1.302 | 1.302 | https://www.csiro.au/-/media/Energy/GenCost/GenCost2024-25ConsultDraft_20241205.pdf (Global NZE post 2050 policies scenario), p. 83
electricityGasTurbinesLife | years | gasTurbine | 0 | 25 | 25 | 25 | 25 | 25 | 25 | 25 | 25 | 25 | 25 | 25 | 25 | 25 | 25 | 25 | 25 | https://aemo.com.au/-/media/files/major-publications/isp/2025/aurecon-2024-energy-technology-costs-and-technical-parameter-review.pdf?la=en, p. 62
naturalGasConnectionCapacity | GJ/ hr | gasTurbine | Toggled | 0 | 0 | 0 | 0 | 0 | 0 | 0 | 0 | 0 | 0 | 0 | 0 | 0 | 0 | 0 | 0 | 0
electricityGasTurbinesCapacity | MW | gasTurbine | Not included in base cases | 0 | 0 | 0 | 0 | 0 | 0 | 0 | 0 | 0 | 0 | 0 | 0 | 0 | 0 | 0 | 0 | 0
electricityGasTurbinesUnitOpex | mA$/MW | gasTurbine | Based on implied opex as percentage of capex from 2024 Aurecon figures. L/H -/+ 10%. | 0.030913 | 0.030913 | 0.030913 | 0.030913 | 0.030913 | 0.030913 | 0.030913 | 0.030913 | 0.030913 | 0.030913 | 0.030913 | 0.030913 | 0.030913 | 0.030913 | 0.030913 | 0.030913 | 0
electricityToWater | MWh/t | desalPlant | 0 | 0.0035 | 0.0035 | 0.0035 | 0.0035 | 0.0035 | 0.0035 | 0.0035 | 0.0035 | 0.0035 | 0.0035 | 0.0035 | 0.0035 | 0.0035 | 0.0035 | 0.0035 | 0.0035 | https://www.mdpi.com/2073-4441/16/15/2140,
waterProduceLife | years | desalPlant | Assumed | 27.5 | 27.5 | 27.5 | 27.5 | 27.5 | 27.5 | 27.5 | 27.5 | 27.5 | 27.5 | 27.5 | 27.5 | 27.5 | 27.5 | 27.5 | 27.5 | https://watereuse.org/wp-content/uploads/2015/10/Intake_White_Paper.pdf, p. 11
waterProduceUnitCapex | mA$/tph | desalPlant | Convert $40,000/ML to mA$/tph. Deduct product storage and distribution (10% of 80% construction cost). | 0.018836 | 0.018836 | 0.018836 | 0.018836 | 0.018836 | 0.018836 | 0.018836 | 0.018836 | 0.018836 | 0.018836 | 0.018836 | 0.018836 | 0.018836 | 0.018836 | 0.018836 | 0.018836 | https://aemo.com.au/-/media/files/major-publications/isp/2025/aurecon-2024-energy-technology-costs-and-technical-parameter-review.pdf?la=en, p. 132
waterProduceUnitOpex | mA$/tph | desalPlant | Based on implied opex as percentage of capex from 2024 Aurecon figures. L/H -/+ 10%. | 0.00036729 | 0.00036729 | 0.00036729 | 0.00036729 | 0.00036729 | 0.00036729 | 0.00036729 | 0.00036729 | 0.00036729 | 0.00036729 | 0.00036729 | 0.00036729 | 0.00036729 | 0.00036729 | 0.00036729 | 0.00036729 | 0
waterStorePercentHour0 | % (fraction) | waterStore | Assumed | 0.5 | 0.5 | 0.5 | 0.5 | 0.5 | 0.5 | 0.5 | 0.5 | 0.5 | 0.5 | 0.5 | 0.5 | 0.5 | 0.5 | 0.5 | 0.5 | 0
waterStoreUnitCapex | mA$/t | waterStore | Aurecon assume 5% CAPEX of waterProduceUnitCapex. Doubled to ensure suitable storage (i.e., ~15,000ML) | 0.0018836 | 0.0018836 | 0.0018836 | 0.0018836 | 0.0018836 | 0.0018836 | 0.0018836 | 0.0018836 | 0.0018836 | 0.0018836 | 0.0018836 | 0.0018836 | 0.0018836 | 0.0018836 | 0.0018836 | 0.0018836 | https://aemo.com.au/-/media/files/major-publications/isp/2025/aurecon-2024-energy-technology-costs-and-technical-parameter-review.pdf?la=en, p. 132
waterStoreLife | years | waterStore | Assumed | 30 | 30 | 30 | 30 | 30 | 30 | 30 | 30 | 30 | 30 | 30 | 30 | 30 | 30 | 30 | 30 | 0
waterDistributeUnitCapex | mA$/tph | waterDist | Aurecon assume 5% CAPEX of waterProduceUnitCapex. | 0.00094178 | 0.00094178 | 0.00094178 | 0.00094178 | 0.00094178 | 0.00094178 | 0.00094178 | 0.00094178 | 0.00094178 | 0.00094178 | 0.00094178 | 0.00094178 | 0.00094178 | 0.00094178 | 0.00094178 | 0.00094178 | https://aemo.com.au/-/media/files/major-publications/isp/2025/aurecon-2024-energy-technology-costs-and-technical-parameter-review.pdf?la=en, p. 132
waterDistributeLife | years | waterDist | Assumed | 30 | 30 | 30 | 30 | 30 | 30 | 30 | 30 | 30 | 30 | 30 | 30 | 30 | 30 | 30 | 30 | 0
electricityToH2 | MWh/t H2 | electrolysis | [Multiple sources]. Low is IRENA 2020 lower bound figure for PEM efficiency; qualitatively defended as more likely than DOE target (46Mwh/tH2) given current political environment. High is Aurecon PEM efficiency assumption, considered as commercially viable for construction by 2024. Middle represents average. Also note that "the thermodynamic efficiency limit for electrolysis is 40 kWh/kgH2... The CSIRO concluded that "it is generally considered that efficiencies better than 45 kWh/kg are unlikely to be achieved". | 55 | 55 | 55 | 55 | 55 | 55 | 55 | 55 | 55 | 55 | 55 | 55 | 55 | 55 | 55 | 55 | 0
waterToH2 | t water/t H2 | electrolysis | 9kg water/kg H2 is the theoretical requirement for electrolysis. Total system requirements and cooling tower require additional. | 31.5 | 31.5 | 31.5 | 31.5 | 31.5 | 31.5 | 31.5 | 31.5 | 31.5 | 31.5 | 31.5 | 31.5 | 31.5 | 31.5 | 31.5 | 31.5 | https://www.dcceew.gov.au/sites/default/files/documents/national-hydrogen-infrastructure-assessment-final-report.pdf (p. B-4), https://www.netzeroaustralia.net.au/wp-content/uploads/2023/04/Net-Zero-Australia-Methods-Assumptions-Scenarios-Sensitivities.pdf (p. 122)
h2ProduceUnitCapex | mA$/tph | electrolysis | [Calc]. Based on GenCost 2024-25 GenCost figures, which featured a significant increase in electrolyser costs compared to previous editions. Calculations assume HHV (39kWh/kgH2), and 285.8kJ energy to split H2 from H2O. Mid AUD/kW from GenCost 2024-25 is varied by efficiency assumptions used in this report (i.e., 50/55/60) to produce L/M/H cost estimates while maintaining internal consistency. | 114.02 | 114.02 | 114.02 | 114.02 | 114.02 | 114.02 | 114.02 | 114.02 | 114.02 | 114.02 | 114.02 | 114.02 | 114.02 | 114.02 | 114.02 | 114.02 | https://www.csiro.au/en/news/All/News/2024/December/GenCost-2024-25-Draft-Report-released-for-consultation p. 85
h2ProduceLife | years | electrolysis | 80,000 hours at 90% annual capacity | 10 | 10 | 10 | 10 | 10 | 10 | 10 | 10 | 10 | 10 | 10 | 10 | 10 | 10 | 10 | 10 | https://www.energymining.sa.gov.au/__data/assets/pdf_file/0011/1006985/66ed5bccec444ce135c4d0697da4f4450da87002.pdf, p. 7; https://www.netzeroaustralia.net.au/wp-content/uploads/2023/04/Net-Zero-Australia-Methods-Assumptions-Scenarios-Sensitivities.pdf, p. 122.
h2ProduceCapacity | tph | electrolysis | Optimised | 25 | 25 | 25 | 25 | 25 | 25 | 25 | 25 | 25 | 25 | 25 | 25 | 25 | 25 | 25 | 25 | 0
h2EmissionsIntensityLimit | t CO2e/ t H2 | electrolysis | To receive the HTPI, a kilogram of hydrogen must have "a production emissions intensity that is less than or equal to 0.6 kilograms of carbon dioxide per 1 kilogram of hydrogen" | 0.6 | 0.6 | 0.6 | 0.6 | 0.6 | 0.6 | 0.6 | 0.6 | 0.6 | 0.6 | 0.6 | 0.6 | 0.6 | 0.6 | 0.6 | 0.6 | https://parlinfo.aph.gov.au/parlInfo/search/display/display.w3p;db=LEGISLATION;id=legislation%2Fbills%2Fr7297_aspassed%2F0001;query=Id%3A%22legislation%2Fbills%2Fr7297_aspassed%2F0000%22
h2ProduceUnitOpex | mA$/tph | electrolysis | Based on implied opex as percentage of capex from 2024 Aurecon figures. L/H -/+ 10%. | 2.2632 | 2.2632 | 2.2632 | 2.2632 | 2.2632 | 2.2632 | 2.2632 | 2.2632 | 2.2632 | 2.2632 | 2.2632 | 2.2632 | 2.2632 | 2.2632 | 2.2632 | 2.2632 | 0
h2StorePercentHour0 | % (fraction) | storeH2 | Assumed | 0.5 | 0.5 | 0.5 | 0.5 | 0.5 | 0.5 | 0.5 | 0.5 | 0.5 | 0.5 | 0.5 | 0.5 | 0.5 | 0.5 | 0.5 | 0.5 | 0
h2StoreMaxChargeRate | % (fraction) | storeH2 | Assumed. Not constraining charge or discharge. | 1 | 1 | 1 | 1 | 1 | 1 | 1 | 1 | 1 | 1 | 1 | 1 | 1 | 1 | 1 | 1 | 0
h2StoreUnitCapex | mA$/t | storeH2 | [Multiple sources]. Low is based on DNV 700 bar compression storage figure with conversion of 131GJ/tH2. Middle and high are from 2018 CSIRO Hydrogen Roadmap. Figures are based on 150 and 350 bar compression, respectively, and include tank, compressor, associated infrastructure, and installation costs. Figures have been inflated to AUD2024. | 2.19 | 2.19 | 2.19 | 2.19 | 2.19 | 2.19 | 2.19 | 2.19 | 2.19 | 2.19 | 2.19 | 2.19 | 2.19 | 2.19 | 2.19 | 2.19 | https://www.nrel.gov/docs/fy14osti/58564.pdf; https://apps.dtic.mil/sti/tr/pdf/AD1053240.pdf, p. 13; https://www.sciencedirect.com/science/article/pii/S0360319921005838, p. 15678
h2StoreUnitOpex | mA$/t | storeH2 | ~2% CAPEX, as per reference: opex / CAPEX 150 bar case. | 0.046686 | 0.046686 | 0.046686 | 0.046686 | 0.046686 | 0.046686 | 0.046686 | 0.046686 | 0.046686 | 0.046686 | 0.046686 | 0.046686 | 0.046686 | 0.046686 | 0.046686 | 0.046686 | https://www.csiro.au/-/media/Do-Business/Files/Futures/18-00314_EN_NationalHydrogenRoadmap_WEB_180823.pdf, p. 84
h2StoreLife | years | storeH2 | Low from Net Zero. High from IRENA. Middle takes average | 35 | 35 | 35 | 35 | 35 | 35 | 35 | 35 | 35 | 35 | 35 | 35 | 35 | 35 | 35 | 35 | https://www.netzeroaustralia.net.au/wp-content/uploads/2023/04/Net-Zero-Australia-Methods-Assumptions-Scenarios-Sensitivities.pdf, p. 127; https://www.irena.org/-/media/Files/IRENA/Agency/Publication/2021/May/IRENA_Green_Hydrogen_Supply_2021, p. 18
h2StoreCapacity | t | storeH2 | Optimised | 500 | 500 | 500 | 500 | 500 | 500 | 500 | 500 | 500 | 500 | 500 | 500 | 500 | 500 | 500 | 500 | 0
h2DistributeUnitCapex | mA$/tph | distH2 | [Calc]. Assumed 5km of distribution pipe. L/H = -/+ 10%. | 0.44514 | 0.44514 | 0.44514 | 0.44514 | 0.44514 | 0.44514 | 0.44514 | 0.44514 | 0.44514 | 0.44514 | 0.44514 | 0.44514 | 0.44514 | 0.44514 | 0.44514 | 0.44514 | https://iea.blob.core.windows.net/assets/36017d2f-747b-4993-b06d-33209fe143fa/GHR24AssumptionsAnnex.pdf, p. 8
h2DistributeLife | years | distH2 | 0 | 42 | 42 | 42 | 42 | 42 | 42 | 42 | 42 | 42 | 42 | 42 | 42 | 42 | 42 | 42 | 42 | https://transitionaccelerator.ca/wp-content/uploads/2023/06/The-Techno-Economics-of-Hydrogen-Pipelines-v2.pdf, p. 20; https://iea.blob.core.windows.net/assets/36017d2f-747b-4993-b06d-33209fe143fa/GHR24AssumptionsAnnex.pdf, p. 8
ironOreEmissionsIntensity | tCO2e/t iron ore | ironOre | Assumed. Not including mining or transport emissions. | 0 | 0 | 0 | 0 | 0 | 0 | 0 | 0 | 0 | 0 | 0 | 0 | 0 | 0 | 0 | 0 | 0
ironOreUnitCost | A$/t | ironOre | [Calc]. 2030 price forecast, China CFR. WA: 2030 price forecast, China CFR. Average of 62 and 58% fines. In 2024AUD. SA: Adjusted based on price forecast of 65% Fe sinter fines. In 2024AUD. Includes transport and handling costs for respective ports where relevant to the envisaged scenario. Capesize for Gladstone and Handysize for Kwinana. | 153.7372 | 153.7372 | 105.0507 | 105.0507 | 105.0507 | 105.0507 | 158.6449 | 158.6449 | 118.9403 | 118.9403 | 124.7372 | 124.7372 | 105.0507 | 105.0507 | 105.0507 | 105.0507 | 0
naturalGasUnitCost | A$/GJ | Natural_gas | [Calc]. Industrial gas price forecasts for 2030 by state from 2024 ACIL Allen (supporting material for AEMO 2025 Gas Statement of Opportunities). Pipeline costs from various sources as they relate to the location of proposed green iron plants. | 12.8882 | 12.8882 | 9.1521 | 9.1521 | 9.0507 | 9.0507 | 9.0507 | 9.0507 | 9.4479 | 9.4479 | 13.4159 | 13.4159 | 9.1521 | 9.1521 | 12.8882 | 12.8882 | https://aemo.com.au/energy-systems/gas/gas-forecasting-and-planning/gas-statement-of-opportunities-gsoo
electricityToIronPreP | MWh/t Pre-processed iron | preProcessing | [Multiple sources]. Referenced value is for electricity consumption only (i.e., excludes heating). Does not vary by ore type. | 0.033713 | 0 | 0.033713 | 0 | 0.033713 | 0 | 0.033713 | 0 | 0.033713 | 0 | 0.033713 | 0 | 0.033713 | 0 | 0.033713 | 0 | https://eippcb.jrc.ec.europa.eu/sites/default/files/2019-11/IS_Adopted_03_2012.pdf, p.188
h2ToIronPreP | t H2/t Pre-processed iron | preProcessing | No hydrogen involved in pelletization. Natural gas is used for ore heating. | 0 | 0 | 0 | 0 | 0 | 0 | 0 | 0 | 0 | 0 | 0 | 0 | 0 | 0 | 0 | 0 | 0
waterToIronPreP | t water/t Pre-processed iron | preProcessing | NA | 0 | 0 | 0 | 0 | 0 | 0 | 0 | 0 | 0 | 0 | 0 | 0 | 0 | 0 | 0 | 0 | 0
ironOreToIronPreP | t iron ore/t Pre-processed iron | preProcessing | [Calc]. [Explainer]. Where relevant to the technology route, concentrated fine required for one ton of pellets. It is assumed that five per cent of moisture is lost in the process. L/H = -/+ 10%. | 1.0526 | 1 | 1.0526 | 1 | 1.0526 | 1 | 1.0526 | 1 | 1.0526 | 1 | 1.0526 | 1 | 1.0526 | 1 | 1.0526 | 1 | 0
naturalGasToIronPreP | GJ/t Pre-processed iron | preProcessing | [Multiple sources]. Natural gas used for heating the ore. Differences between SA and Pilbara derived from varying heating requirements of magnetite and hematite. | 0.426 | 0 | 1.065 | 0 | 1.065 | 0 | 0.426 | 0 | 1.065 | 0 | 1.065 | 0 | 1.065 | 0 | 1.065 | 0 | https://publications.jrc.ec.europa.eu/repository/bitstream/JRC129297/JRC129297_01.pdf, p. 30; https://rmi.org/insight/green-iron-corridors/, p. 31
ironPrePProduceUnitCapex | mA$/tph | preProcessing | Convert RMI figure to mA$/tph. Capex of pelletisation plant. Not required in Zesty process. | 2.642 | 0 | 2.642 | 0 | 2.642 | 0 | 2.642 | 0 | 2.642 | 0 | 2.642 | 0 | 2.642 | 0 | 2.642 | 0 | https://rmi.org/insight/green-iron-corridors/, p. 31
ironPrePProduceLife | years | preProcessing | 0 | 25 | 25 | 25 | 25 | 25 | 25 | 25 | 25 | 25 | 25 | 25 | 25 | 25 | 25 | 25 | 25 | https://www.sciencedirect.com/science/article/pii/S0959652618326301, p. 739
electricityToIronRaw | MWh/t Raw iron | HBI | [Calcs]. For Midrex: ore and reducing gas heating with 90% efficiency, plus non-heating electrical requirements for auxilliary equipment. Zesty electricity requirements excluding hydrogen production. | 1.3016 | 1.1 | 1.3016 | 1.1 | 1.3016 | 1.1 | 1.3016 | 1.1 | 1.3016 | 1.1 | 1.3016 | 1.1 | 1.3016 | 1.1 | 1.3016 | 1.1 | 0
h2ToIronRaw | t H2/t Raw iron | HBI | MIDREX H2-DRI figure for 100% H2 reductant. Stoichiometric lower bound is 54kg/tDRI but difficult to meet due to process inefficiencies. Upper bound reported as high as 76kg/tDRI. Zesty assumption as per techincal report. | 0.054 | 0.054 | 0.054 | 0.054 | 0.054 | 0.054 | 0.054 | 0.054 | 0.054 | 0.054 | 0.054 | 0.054 | 0.054 | 0.054 | 0.054 | 0.054 | https://www.primetals.com/fileadmin/user_upload/landing_pages/2021/Green_Steel/Publications/downloads/AISTech_2021_MIDREX_H2_Final.pdf, p. 5; https://climateenergyfinance.org/wp-content/uploads/2024/11/CEF_Green-Metal-Statecraft_FINAL.pdf, p. 73; https://arena.gov.au/assets/2023/09/Calix-Zesty-Tech-Zero-Emissions-Iron-and-Steel-Pre-Feed-Report-Demo.pdf, p. 12.
waterToIronRaw | t water/t Raw iron | HBI | Not an input for Zesty technology. | 1.25 | 0 | 1.25 | 0 | 1.25 | 0 | 1.25 | 0 | 1.25 | 0 | 1.25 | 0 | 1.25 | 0 | 1.25 | 0 | https://www.aist.org/AIST/aist/AIST/Conferences_Exhibitions/Training_Seminars/Scrap%20Files/28-Gordon.pdf; https://www.primetals.com/fileadmin/user_upload/landing_pages/2021/Green_Steel/Publications/downloads/AISTech_2021_MIDREX_H2_Final.pdf
ironPrePToIronRaw | t Pre-processed iron/t Raw iron | HBI | [Calc]. [Explainer]. Differences are driven by metallisation rates of Midrex (assumed 94%) and Zesty (assumed 95%) technologies, as well as Fe content of Pilbara and Eyre Peninsula pellets. L/H = -/+ 10%. | 1.3998 | 1.3778 | 1.3727 | 1.4222 | 1.3727 | 1.4222 | 1.3598 | 1.3384 | 1.3727 | 1.4222 | 1.3727 | 1.4222 | 1.3727 | 1.4222 | 1.3727 | 1.4222 | 0
naturalGasToIronRawHeating | GJ/t Raw iron | HBI | No gas used for heating. | 0 | 0 | 0 | 0 | 0 | 0 | 0 | 0 | 0 | 0 | 0 | 0 | 0 | 0 | 0 | 0 | 0
naturalGasToIronRawReducing | GJ/t Raw iron | HBI | Not included in base cases. Note that there is 2.3GJ/tDRI involved in heating that is excluded from this figure as heating is done electrically in all cases. | 7.7 | 7.7 | 7.7 | 7.7 | 7.7 | 7.7 | 7.7 | 7.7 | 7.7 | 7.7 | 7.7 | 7.7 | 7.7 | 7.7 | 7.7 | 7.7 | https://www.aist.org/AIST/aist/AIST/Conferences_Exhibitions/Training_Seminars/Scrap%20Files/28-Gordon.pdf, s. 25. Elliot, Richard: https://m.ecic-icsti.register-me.org/programs/proceedings#107, p. 4
ironRawToWater | t Raw iron/t water | HBI | NA | 0 | 0 | 0 | 0 | 0 | 0 | 0 | 0 | 0 | 0 | 0 | 0 | 0 | 0 | 0 | 0 | 0
ironRawProduceUnitCapex | mA$/tph | HBI | Lower is Middle Midrex; Middle is Middle Zesty (i.e., 20% higher than Midrex); High is Middle Midrex + Middle pelletisation cost (considered as highest feasible competitive price) | 5.4111 | 6.4933 | 5.4111 | 6.4933 | 5.4111 | 6.4933 | 5.4111 | 6.4933 | 5.4111 | 6.4933 | 5.4111 | 6.4933 | 5.4111 | 6.4933 | 5.4111 | 6.4933 | 0
ironRawProduceLife | years | HBI | L/H = +/- 10% | 25 | 25 | 25 | 25 | 25 | 25 | 25 | 25 | 25 | 25 | 25 | 25 | 25 | 25 | 25 | 25 | https://iea.blob.core.windows.net/assets/eb0c8ec1-3665-4959-97d0-187ceca189a8/Iron_and_Steel_Technology_Roadmap.pdf, p. 108
ironRawProduceUnitOpex | mA$/tph Raw iron | HBI | Based on US$12.93 inflated from US2015 to AUD2024 figure from Duke University report. | 0.21679 | 0.21679 | 0.21679 | 0.21679 | 0.21679 | 0.21679 | 0.21679 | 0.21679 | 0.21679 | 0.21679 | 0.21679 | 0.21679 | 0.21679 | 0.21679 | 0.21679 | 0.21679 | Midrex O&M: https://dukespace.lib.duke.edu/server/api/core/bitstreams/19daa588-bc17-4bc8-8acc-a3b3b2e6ff91/content, p. 19-20; inflated using https://www.bls.gov/data/inflation_calculator.htm
electricityToIronPostP | MWh/t Post-processed iron | postProcessing | Briquetting required for Eyre Peninsula. Smelting required for Pilbara. | 0.01 | 0.01 | 0.6679 | 0.6679 | 0.6679 | 0.6679 | 0.01 | 0.01 | 0.6679 | 0.6679 | 0.6679 | 0.6679 | 0.6679 | 0.6679 | 0.6679 | 0.6679 | Briquetting: https://rmi.org/insight/green-iron-corridors/, p. 31. Smelting: https://www.sustainableironmaking.com.au/wp-content/uploads/2023/03/4.-Sara-Paymooni.pdf, p. 20
h2ToIronPostP | t H2/t Post-processed iron | postProcessing | No H2 required for smelting or briquetting. | 0 | 0 | 0 | 0 | 0 | 0 | 0 | 0 | 0 | 0 | 0 | 0 | 0 | 0 | 0 | 0 | 0
waterToIronPostP | t water/t Post-processed iron | postProcessing | Small amounts of water required for ESF cooling. | 0 | 0 | 0 | 0 | 0 | 0 | 0 | 0 | 0 | 0 | 0 | 0 | 0 | 0 | 0 | 0 | https://www.sustainableironmaking.com.au/wp-content/uploads/2023/03/4.-Sara-Paymooni.pdf
ironRawToIronPostP | t Raw iron/t Post-processed iron | postProcessing | [Calc]. [Explainer]. Requirements to realise Fe content in benchmark product. L/H = -/+ 10%. | 1 | 1 | 1.0109 | 1.0239 | 1.0109 | 1.0239 | 1 | 1 | 1.0109 | 1.0239 | 1.0109 | 1.0239 | 1.0109 | 1.0239 | 1.0109 | 1.0239 | 0
naturalGasToIronPostP | GJ/t Post-processed iron | postProcessing | No natural gas used in post-processing. | 0 | 0 | 0 | 0 | 0 | 0 | 0 | 0 | 0 | 0 | 0 | 0 | 0 | 0 | 0 | 0 | 0
ironPostPProduceUnitCapex | mA$/tph | postProcessing | Convert RMI ESF figure to mA$/tph. Briquetting for Eyre scenarios and ESF for other. | 0.1 | 0.1 | 3.8344 | 3.8344 | 3.8344 | 3.8344 | 0.1 | 0.1 | 3.8344 | 3.8344 | 3.8344 | 3.8344 | 3.8344 | 3.8344 | 3.8344 | 3.8344 | https://rmi.org/insight/green-iron-corridors/, p. 31
ironPostPProduceLife | years | postProcessing | Assumed | 25 | 25 | 25 | 25 | 25 | 25 | 25 | 25 | 25 | 25 | 25 | 25 | 25 | 25 | 25 | 25 | 0
ironDistributeUnitCapex | A$/ tph | ironGeneral | NA | 0 | 0 | 0 | 0 | 0 | 0 | 0 | 0 | 0 | 0 | 0 | 0 | 0 | 0 | 0 | 0 | 0
ironMarketEmissionsIntensity | tCO2e/t iron | ironGeneral | 0 | 1.8 | 1.8 | 1.8 | 1.8 | 1.8 | 1.8 | 1.8 | 1.8 | 1.8 | 1.8 | 1.8 | 1.8 | 1.8 | 1.8 | 1.8 | 1.8 | 0
ironProduceCapacity | tph | ironGeneral | Optimised | 285 | 285 | 285 | 285 | 285 | 285 | 285 | 285 | 285 | 285 | 285 | 285 | 285 | 285 | 285 | 285 | 0
ironEmissionsIntensityLimit | tCO2e/t iron | ironGeneral | Limits production to avoid exceeding this limit. Set to 10 as a very high number we don't ever hit. The H2 emissions intensity constraint is the one that impacts first (which is based on HPTI requirements) | 10 | 10 | 10 | 10 | 10 | 10 | 10 | 10 | 10 | 10 | 10 | 10 | 10 | 10 | 10 | 10 | 0
ironMarketValue | A$/kg | ironGeneral | Used as indicative price of HBI to determine sell-back strategy. | 0.665 | 0.665 | 0.665 | 0.665 | 0.665 | 0.665 | 0.665 | 0.665 | 0.665 | 0.665 | 0.665 | 0.665 | 0.665 | 0.665 | 0.665 | 0.665 | 0
ironTargetAnnualSupply | None | ironGeneral | Assumed | 2500 | 2500 | 2500 | 2500 | 2500 | 2500 | 2500 | 2500 | 2500 | 2500 | 2500 | 2500 | 2500 | 2500 | 2500 | 2500 | 0
ironDistributeLife | years | ironGeneral | Assumed | 25 | 25 | 25 | 25 | 25 | 25 | 25 | 25 | 25 | 25 | 25 | 25 | 25 | 25 | 25 | 25 | 0
portCapex | mA$ | port | NA | 0 | 0 | 0 | 0 | 0 | 0 | 0 | 0 | 0 | 0 | 0 | 0 | 0 | 0 | 0 | 0 | 0
portLife | years | port | NA | 40 | 40 | 40 | 40 | 40 | 40 | 40 | 40 | 40 | 40 | 40 | 40 | 40 | 40 | 40 | 40 | 0
roadLife | years | road | NA | 40 | 40 | 40 | 40 | 40 | 40 | 40 | 40 | 40 | 40 | 40 | 40 | 40 | 40 | 40 | 40 | 0
roadDistance | km | road | NA | 0 | 0 | 0 | 0 | 0 | 0 | 0 | 0 | 0 | 0 | 0 | 0 | 0 | 0 | 0 | 0 | 0
roadUnitCapex | mA$/km | road | BITRE figure inflated to 2023AU$ | 6.3648 | 6.3648 | 6.3648 | 6.3648 | 6.3648 | 6.3648 | 6.3648 | 6.3648 | 6.3648 | 6.3648 | 6.3648 | 6.3648 | 6.3648 | 6.3648 | 6.3648 | 6.3648 | https://infrastructuredeliverymodels.gihub.org/case-studies/bitre-road-construction-cost-and-infrastructure-procurement-benchmarking
h2TaxCredit | A$/kg | economic | 0 | 0 | 0 | 0 | 0 | 0 | 0 | 0 | 0 | 0 | 0 | 0 | 0 | 0 | 0 | 0 | 0 | 0
carbonPrice | A$/tCO2e | economic | 0 | 0 | 0 | 0 | 0 | 0 | 0 | 0 | 0 | 0 | 0 | 0 | 0 | 0 | 0 | 0 | 0 | 0
capexCostsFactor | Multiplier | economic | [Calc]. [Explainer]. Location cost factors are comprised of equipment costs, installation costs, fuel connection costs, cost of land and development, and O&M costs. GHD provides a summary of the variation across locations for each of the above components. AEMO’s location factors are taken from the GHD report from 2018 with adjustments applied based on regional development studies and feedback. AEMO’s breakdown of component costs was used for our calculations. To increase accuracy, we split the cost factor for renewables (large scale solar, wind, and batteries) and other facilities, as the proportions of the cost breakdown are different for renewables compared with standard industrial generation plants. | 1.08 | 1.08 | 1.36 | 1.36 | 1.24 | 1.24 | 1.24 | 1.24 | 1.12 | 1.12 | 1.11 | 1.11 | 1.36 | 1.36 | 1.08 | 1.08 | 0
capexCostsFactorRE | 0 | economic | [Calc]. [Explainer]. Same exercise as in capexCostsFactor but this time splits for RE technologies are taken at face value. | 1.08 | 1.08 | 1.34 | 1.34 | 1.23 | 1.23 | 1.23 | 1.23 | 1.11 | 1.11 | 1.1 | 1.1 | 1.34 | 1.34 | 1.08 | 1.08 | 0
opexFactor | % (fraction) | economic | Base model assumption | 0.03 | 0.03 | 0.03 | 0.03 | 0.03 | 0.03 | 0.03 | 0.03 | 0.03 | 0.03 | 0.03 | 0.03 | 0.03 | 0.03 | 0.03 | 0.03 | 0
wacc | % (fraction) | economic | As per bi-annual IPART WACC February 2025 update. Middle reflects long-term post-tax real WACC, low reflects lower bound post-tax real WACC, and high reflects middle 10% market risk premium (upgraded from market rate of 6.25%). | 0.045 | 0.045 | 0.045 | 0.045 | 0.045 | 0.045 | 0.045 | 0.045 | 0.045 | 0.045 | 0.045 | 0.045 | 0.045 | 0.045 | 0.045 | 0.045 | https://www.ipart.nsw.gov.au/Home/Industries/Special-Reviews/Regulatory-policy/Market-Update
waccRenewables | % (fraction) | economic | As per bi-annual IPART WACC February 2025 update. Middle reflects long-term post-tax real WACC, low reflects lower bound post-tax real WACC, and high reflects middle 10% market risk premium (upgraded from market rate of 6.25%). | 0.045 | 0.045 | 0.045 | 0.045 | 0.045 | 0.045 | 0.045 | 0.045 | 0.045 | 0.045 | 0.045 | 0.045 | 0.045 | 0.045 | 0.045 | 0.045 | https://www.ipart.nsw.gov.au/Home/Industries/Special-Reviews/Regulatory-policy/Market-Update
discountRate | %(fraction) | economic | Not used. | 0.07 | 0.07 | 0.07 | 0.07 | 0.07 | 0.07 | 0.07 | 0.07 | 0.07 | 0.07 | 0.07 | 0.07 | 0.07 | 0.07 | 0.07 | 0.07 | 0
simLength | hours | economic | One-year in length | 8760 | 8760 | 8760 | 8760 | 8760 | 8760 | 8760 | 8760 | 8760 | 8760 | 8760 | 8760 | 8760 | 8760 | 8760 | 8760 | 0
npvPeriod | years | economic | Assumed | 10 | 10 | 10 | 10 | 10 | 10 | 10 | 10 | 10 | 10 | 10 | 10 | 10 | 10 | 10 | 10 | 0
electricityGridEconomicExportToggle | None | toggle | 0 | FALSE | TRUE | FALSE | FALSE | FALSE | TRUE | FALSE | TRUE | FALSE | TRUE | FALSE | TRUE | FALSE | FALSE | FALSE | TRUE | 0
electricityGridCurtailedExportToggle | None | toggle | 0 | TRUE | TRUE | FALSE | FALSE | TRUE | TRUE | TRUE | TRUE | TRUE | TRUE | TRUE | TRUE | FALSE | FALSE | TRUE | TRUE | 0
hourlyDataSource | None | misc | [Calcs]. The model draws on hourly weather, price and emissions data. | eyre2023 | eyre2023 | pilb2019 | pilb2019 | gera2019 | gera2019 | gera2019 | gera2019 | kwin2019 | kwin2019 | glad2023 | glad2023 | pilb2019 | pilb2019 | leigh2023 | leigh2023 | 0

## sensitivityComp_H
item | unit | category | comments | eyre_inflex | eyre_flex | pilb_inflex | pilb_flex | gera_inflex | gera_flex | geraMag_inflex | geraMag_flex | kwin_inflex | kwin_flex | glad_inflex | glad_flex | pilb_inflex_h2Swap | pilb_flex_h2Swap | midn_inflex_h2Swap | midn_flex_h2Swap | Reference(s)
electricityGridNetworkDailyCharge | A$/day | gridElec | 0 | 0 | 0 | 1 | 1 | 0 | 0 | 0 | 0 | 0 | 0 | 0 | 0 | 1 | 1 | 0 | 0 | 0
electricityGridNetworkVariableCharge | A$/kWh | gridElec | Electranet, Powerlink, and Western Power pricing schedules for high voltage industrial loads were considered as inputs here but ultimately it was decided to assume values based on consultation and general calculations given complexity and opacity of charging structures. The network charge also accounts for an insignificant portion of overall project costs since majority of energy used is generated BTM. L/M/H values are $10/MWh, $22/MWh, and $35/MWh. | 0.035 | 0.035 | 1 | 1 | 0.035 | 0.035 | 0.035 | 0.035 | 0.035 | 0.035 | 0.035 | 0.035 | 1 | 1 | 0.035 | 0.035 | 0
electricityGridPeakStart | hour of day | gridElec | 0 | 17 | 17 | 1 | 1 | 17 | 17 | 17 | 17 | 17 | 17 | 17 | 17 | 1 | 1 | 17 | 17 | 0
electricityGridPeakFinish | hour of day | gridElec | 0 | 21 | 21 | 1 | 1 | 21 | 21 | 21 | 21 | 21 | 21 | 21 | 21 | 1 | 1 | 21 | 21 | 0
electricityGridKvaOffPeakDailyCharge | A$/kVA/day | gridElec | 0 | 0 | 0 | 0 | 0 | 0 | 0 | 0 | 0 | 0 | 0 | 0 | 0 | 0 | 0 | 0 | 0 | 0
electricityGridKvaPeakDailyCharge | A$/kVA/day | gridElec | 0 | 0 | 0 | 0 | 0 | 0 | 0 | 0 | 0 | 0 | 0 | 0 | 0 | 0 | 0 | 0 | 0 | 0
electricityGridPowerFactor | None | gridElec | Assumed | 0.9 | 0.9 | 0.9 | 0.9 | 0.9 | 0.9 | 0.9 | 0.9 | 0.9 | 0.9 | 0.9 | 0.9 | 0.9 | 0.9 | 0.9 | 0.9 | 0
electricityGridCapacity | MW | gridElec | Optimised | 2500 | 2500 | 0 | 0 | 2500 | 2500 | 2500 | 2500 | 2500 | 2500 | 2500 | 2500 | 0 | 0 | 2500 | 2500 | 0
electricityGridTransmissionDistance | km | gridTrans | Assume that green iron plant plugs directly into transmission network with no additional transmission required. Little to no impact on LCOI. | 0 | 0 | 0 | 0 | 0 | 0 | 0 | 0 | 0 | 0 | 0 | 0 | 0 | 0 | 0 | 0 | 0
electricityGridTransmissionUnitCapex | mA$/(km GW) | gridTrans | CAPEX for 330 kV single circuit transmission line (1200 MVA each). Levelised by 1200MVA = 1.08GW transmission capacity (assuming 90% power factor). Inflated to 2023AU$. L/H = -/+ 10%. | 1.6298 | 1.6298 | 1.6298 | 1.6298 | 1.6298 | 1.6298 | 1.6298 | 1.6298 | 1.6298 | 1.6298 | 1.6298 | 1.6298 | 1.6298 | 1.6298 | 1.6298 | 1.6298 | https://www.infrastructureaustralia.gov.au/sites/default/files/2021-10/Supporting%20Appendices%20-%20Infrastructure%20Market%20Capacity.pdf, p. 71
electricityGridTransmissionLife | years | gridTrans | Based on Electranet asset life span outcomes. | 48.1 | 48.1 | 48.1 | 48.1 | 48.1 | 48.1 | 48.1 | 48.1 | 48.1 | 48.1 | 48.1 | 48.1 | 48.1 | 48.1 | 48.1 | 48.1 | https://www.aer.gov.au/system/files/Appendix%20E%20-%20Asset%20Management%20Strategy.pdf, p. 4
electricityGridTransmissionCapacity | MW | gridTrans | Optimised | 0 | 0 | 0 | 0 | 0 | 0 | 0 | 0 | 0 | 0 | 0 | 0 | 0 | 0 | 0 | 0 | 0
electricityGridExportCapacity | MW | gridTrans | Optimised | 2500 | 2500 | 0 | 0 | 2500 | 2500 | 2500 | 2500 | 2500 | 2500 | 2500 | 2500 | 2500 | 2500 | 2500 | 2500 | 0
electricitySolarPvCapacity | MW | solarPV | Optimised | 2500 | 2500 | 2500 | 2500 | 2500 | 2500 | 2500 | 2500 | 2500 | 2500 | 2500 | 2500 | 1 | 1 | 2500 | 2500 | 0
electricitySolarPvLife | years | solarPV | Based on Aurecon figures. | 30 | 30 | 30 | 30 | 30 | 30 | 30 | 30 | 30 | 30 | 30 | 30 | 30 | 30 | 30 | 30 | https://aemo.com.au/-/media/files/major-publications/isp/2025/aurecon-2024-energy-technology-costs-and-technical-parameter-review.pdf?la=en, p. 173
electricitySolarPvUnitCapex | mA$/MW | solarPV | Based on GenCost 2024-25 figures. Low: Global NZE by 2050 Mid: Global NZE post 2050 High: Current policy | 1.183 | 1.183 | 1.183 | 1.183 | 1.183 | 1.183 | 1.183 | 1.183 | 1.183 | 1.183 | 1.183 | 1.183 | 1.183 | 1.183 | 1.183 | 1.183 | https://www.csiro.au/-/media/Energy/GenCost/GenCost2024-25ConsultDraft_20241205.pdf, p. 76
electricitySolarPvLossFactor | %(fraction) | solarPV | DC-AC inverter conversion losses | 0.05 | 0.05 | 0.05 | 0.05 | 0.05 | 0.05 | 0.05 | 0.05 | 0.05 | 0.05 | 0.05 | 0.05 | 0.05 | 0.05 | 0.05 | 0.05 | https://www.mdpi.com/2227-9717/8/10/1225#:~:text=All%20the%20energy%20losses%20that,ranges%20from%2095%20to%2098%25.
electricitySolarPvUnitOpex | mA$/ MW | solarPV | Based on implied opex as percentage of capex from 2024 Aurecon figures. L/H -/+ 10%. | 0.012344 | 0.012344 | 0.012344 | 0.012344 | 0.012344 | 0.012344 | 0.012344 | 0.012344 | 0.012344 | 0.012344 | 0.012344 | 0.012344 | 0.012344 | 0.012344 | 0.012344 | 0.012344 | https://aemo.com.au/-/media/files/major-publications/isp/2025/aurecon-2024-energy-technology-costs-and-technical-parameter-review.pdf?la=en, p. 35
electricityWindTurbinesUnitCapex | mA$/MW | wind | Based on GenCost 2024-25 figures. Low: Global NZE by 2050 Mid: Global NZE post 2050 High: Current policy | 2.533 | 2.533 | 2.533 | 2.533 | 2.533 | 2.533 | 2.533 | 2.533 | 2.533 | 2.533 | 2.533 | 2.533 | 2.533 | 2.533 | 2.533 | 2.533 | https://www.csiro.au/-/media/Energy/GenCost/GenCost2024-25ConsultDraft_20241205.pdf, p. 84
electricityWindTurbinesLife | years | wind | Based on Aurecon figures. L/H = +/- 10% | 25 | 25 | 25 | 25 | 25 | 25 | 25 | 25 | 25 | 25 | 25 | 25 | 25 | 25 | 25 | 25 | https://aemo.com.au/-/media/files/major-publications/isp/2025/aurecon-2024-energy-technology-costs-and-technical-parameter-review.pdf?la=en, p. 173
electricityWindTurbinesCapacity | MW | wind | Optimised | 2500 | 2500 | 2765 | 2765 | 2500 | 2500 | 2500 | 2500 | 2500 | 2500 | 2500 | 2500 | 2500 | 2500 | 2500 | 2500 | 0
electricityWindTurbinesLossFactor | %(fraction) | wind | DC-AC inverter conversion losses. | 0.05 | 0.05 | 0.05 | 0.05 | 0.05 | 0.05 | 0.05 | 0.05 | 0.05 | 0.05 | 0.05 | 0.05 | 0.05 | 0.05 | 0.05 | 0.05 | https://www.mdpi.com/2227-9717/8/10/1225#:~:text=All%20the%20energy%20losses%20that,ranges%20from%2095%20to%2098%25.
electricityWindTurbinesUnitOpex | mA$/ MW | wind | Based on implied opex as percentage of capex from 2024 Aurecon figures. L/H -/+ 10%. | 0.023254 | 0.023254 | 0.023254 | 0.023254 | 0.023254 | 0.023254 | 0.023254 | 0.023254 | 0.023254 | 0.023254 | 0.023254 | 0.023254 | 0.023254 | 0.023254 | 0.023254 | 0.023254 | 0
electricityBtmTransmissionDistance | km | transBTM | General assumption that some BTM transmission will be required to connect energy generating and using areas of the plant. Assumes 50km of base transmission required to connect plant, with additional required for Geraldton, Kwinana and Gladstone scenarios to connect to energy generating assets. Additional is based on distance between proposed plant location and centroid of associated REZ + 20% (km). | 50 | 50 | 50 | 50 | 168.8 | 168.8 | 168.8 | 168.8 | 272 | 272 | 152 | 152 | 50 | 50 | 50 | 50 | 0
electricityBtmTransmissionUnitCapex | mA$/(km GW) | transBTM | CAPEX for 330 kV single circuit transmission line (1200 MVA each). Levelised by 1.2GW transmission capacity. Includes cost of overhead. Inflated to 2023AU$. L/H -5%/+20% | 1.6298 | 1.6298 | 1.6298 | 1.6298 | 1.6298 | 1.6298 | 1.6298 | 1.6298 | 1.6298 | 1.6298 | 1.6298 | 1.6298 | 1.6298 | 1.6298 | 1.6298 | 1.6298 | https://www.infrastructureaustralia.gov.au/sites/default/files/2021-10/Supporting%20Appendices%20-%20Infrastructure%20Market%20Capacity.pdf p. 71
electricityBtmTransmissionLife | years | transBTM | Based on Electranet asset life span outcomes. | 48.1 | 48.1 | 48.1 | 48.1 | 48.1 | 48.1 | 48.1 | 48.1 | 48.1 | 48.1 | 48.1 | 48.1 | 48.1 | 48.1 | 48.1 | 48.1 | https://www.aer.gov.au/system/files/AER%20-%20Attachment%205%20-%20Regulatory%20depreciation%20-%20October%202017.pdf, p. 5-6
electricityBtmTransmissionCapacity | MW | transBTM | Optimised | 2500 | 2500 | 2500 | 2500 | 2500 | 2500 | 2500 | 2500 | 2500 | 2500 | 2500 | 2500 | 2500 | 2500 | 2500 | 2500 | 0
electricityBtmTransmissionLossFactor | %(fraction)/ 100 km | transBTM | See reference. | 0.01 | 0.01 | 0.01 | 0.01 | 0.01 | 0.01 | 0.01 | 0.01 | 0.01 | 0.01 | 0.01 | 0.01 | 0.01 | 0.01 | 0.01 | 0.01 | https://www.nationalgrid.com/sites/default/files/documents/13784-High%20Voltage%20Direct%20Current%20Electricity%20%E2%80%93%20technical%20information.pdf, p. 7
electricityBtmTransmissionUseGrid | None | transBTM | FALSE: do not use transmission grid TRUE: use transmission grid | FALSE | FALSE | FALSE | FALSE | FALSE | FALSE | FALSE | FALSE | FALSE | FALSE | FALSE | FALSE | FALSE | FALSE | FALSE | FALSE | 0
electricityStorePercentHour0 | % (fraction) | battery | Assumed | 0.5 | 0.5 | 0.5 | 0.5 | 0.5 | 0.5 | 0.5 | 0.5 | 0.5 | 0.5 | 0.5 | 0.5 | 0.5 | 0.5 | 0.5 | 0.5 | 0
electricityStoreMaxChargeRate | % (fraction) | battery | Implied by 8-hour storage. | 0.125 | 0.125 | 0.125 | 0.125 | 0.125 | 0.125 | 0.125 | 0.125 | 0.125 | 0.125 | 0.125 | 0.125 | 0.125 | 0.125 | 0.125 | 0.125 | 0
electricityStoreRtEfficiency | % (fraction) | battery | Assumed | 0.85 | 0.85 | 0.85 | 0.85 | 0.85 | 0.85 | 0.85 | 0.85 | 0.85 | 0.85 | 0.85 | 0.85 | 0.85 | 0.85 | 0.85 | 0.85 | https://www.nrel.gov/docs/fy23osti/85332.pdf, p. 8
electricityStoreUnitCapex | mA$/MWh | battery | 8-hour total (battery + BOP) based on GenCost 2024-25 figures. Low: Global NZE by 2050 Mid: Global NZE post 2050 High: Current policy | 0.263 | 0.263 | 0.263 | 0.263 | 0.263 | 0.263 | 0.263 | 0.263 | 0.263 | 0.263 | 0.263 | 0.263 | 0.263 | 0.263 | 0.263 | 0.263 | https://www.csiro.au/-/media/Energy/GenCost/GenCost2024-25ConsultDraft_20241205.pdf, p. 78
electricityStoreLife | years | battery | Based on Aurecon 20-year useful life assumption and adjusted for 60% degredation. L/H +/- 20%. | 15.82 | 15.82 | 15.82 | 15.82 | 15.82 | 15.82 | 15.82 | 15.82 | 15.82 | 15.82 | 15.82 | 15.82 | 15.82 | 15.82 | 15.82 | 15.82 | https://aemo.com.au/-/media/files/major-publications/isp/2025/aurecon-2024-energy-technology-costs-and-technical-parameter-review.pdf?la=en, p. 174
electricityStoreCapacity | MWh | battery | Optimised | 500 | 500 | 500 | 500 | 500 | 500 | 500 | 500 | 500 | 500 | 500 | 500 | 500 | 500 | 500 | 500 | 0
electricityStoreMaxDepthOfDischarge | %(fraction) | battery | A GenCost assumption based on maintaining health of battery. | 0.8 | 0.8 | 0.8 | 0.8 | 0.8 | 0.8 | 0.8 | 0.8 | 0.8 | 0.8 | 0.8 | 0.8 | 0.8 | 0.8 | 0.8 | 0.8 | https://publications.csiro.au/publications/publication/PIcsiro:EP2024-2021, p. 37
electricityStoreUnitOpex | mA$/ MW | battery | Based on implied opex as percentage of capex from 2024 Aurecon figures. L/H -/+ 10%. | 0.0022773 | 0.0022773 | 0.0022773 | 0.0022773 | 0.0022773 | 0.0022773 | 0.0022773 | 0.0022773 | 0.0022773 | 0.0022773 | 0.0022773 | 0.0022773 | 0.0022773 | 0.0022773 | 0.0022773 | 0.0022773 | 0
electricityDistributeUnitCapex | mA$/MW | elecDist | Based on 1GW green hydrogen plant design. Scaled up to 1.5/2/2.5GW capacity for L/M/H, given historic model runs and energy requirements. Unit includes: HV electrical system, four state-of-the-art 380/66kV 300MVA transformers with open-air switchgear, 66/1.5kV transformers equipped with gas-insulated switchgear. | 0.259 | 0.259 | 0.259 | 0.259 | 0.259 | 0.259 | 0.259 | 0.259 | 0.259 | 0.259 | 0.259 | 0.259 | 0.259 | 0.259 | 0.259 | 0.259 | https://ispt.eu/media/Public-report-gigawatt-advanced-green-electrolyser-design.pdf, p. 15, 31.
electricityDistributeLife | years | elecDist | Assumed | 40 | 40 | 40 | 40 | 40 | 40 | 40 | 40 | 40 | 40 | 40 | 40 | 40 | 40 | 40 | 40 | 0
naturalGasToElectricity | GJ/MWh | gasTurbine | Static heat rate for generic new entrant OCGT | 11.75 | 11.75 | 11.75 | 11.75 | 11.75 | 11.75 | 11.75 | 11.75 | 11.75 | 11.75 | 11.75 | 11.75 | 11.75 | 11.75 | 11.75 | 11.75 | https://aemo.com.au/-/media/files/stakeholder_consultation/consultations/nsp_consultations/2020/aemo-heat-rate-data.pdf?la=en
naturalGasToEmissions | GJ/tCO2e | gasTurbine | Inverse calculation from DCCEEW Scope 1 emissions (Table 5). | 19.61 | 19.61 | 19.61 | 19.61 | 19.61 | 19.61 | 19.61 | 19.61 | 19.61 | 19.61 | 19.61 | 19.61 | 19.61 | 19.61 | 19.61 | 19.61 | https://www.dcceew.gov.au/sites/default/files/documents/national-greenhouse-account-factors-2023.pdf, p. 16
electricityGasTurbinesUnitCapex | mA$/MW | gasTurbine | Based on GenCost 2024-25 figures for open cycle gas turbines. | 1.302 | 1.302 | 1.302 | 1.302 | 1.302 | 1.302 | 1.302 | 1.302 | 1.302 | 1.302 | 1.302 | 1.302 | 1.302 | 1.302 | 1.302 | 1.302 | https://www.csiro.au/-/media/Energy/GenCost/GenCost2024-25ConsultDraft_20241205.pdf (Global NZE post 2050 policies scenario), p. 83
electricityGasTurbinesLife | years | gasTurbine | 0 | 25 | 25 | 25 | 25 | 25 | 25 | 25 | 25 | 25 | 25 | 25 | 25 | 25 | 25 | 25 | 25 | https://aemo.com.au/-/media/files/major-publications/isp/2025/aurecon-2024-energy-technology-costs-and-technical-parameter-review.pdf?la=en, p. 62
naturalGasConnectionCapacity | GJ/ hr | gasTurbine | Toggled | 0 | 0 | 0 | 0 | 0 | 0 | 0 | 0 | 0 | 0 | 0 | 0 | 0 | 0 | 0 | 0 | 0
electricityGasTurbinesCapacity | MW | gasTurbine | Not included in base cases | 0 | 0 | 0 | 0 | 0 | 0 | 0 | 0 | 0 | 0 | 0 | 0 | 0 | 0 | 0 | 0 | 0
electricityGasTurbinesUnitOpex | mA$/MW | gasTurbine | Based on implied opex as percentage of capex from 2024 Aurecon figures. L/H -/+ 10%. | 0.030913 | 0.030913 | 0.030913 | 0.030913 | 0.030913 | 0.030913 | 0.030913 | 0.030913 | 0.030913 | 0.030913 | 0.030913 | 0.030913 | 0.030913 | 0.030913 | 0.030913 | 0.030913 | 0
electricityToWater | MWh/t | desalPlant | 0 | 0.0035 | 0.0035 | 0.0035 | 0.0035 | 0.0035 | 0.0035 | 0.0035 | 0.0035 | 0.0035 | 0.0035 | 0.0035 | 0.0035 | 0.0035 | 0.0035 | 0.0035 | 0.0035 | https://www.mdpi.com/2073-4441/16/15/2140,
waterProduceLife | years | desalPlant | Assumed | 27.5 | 27.5 | 27.5 | 27.5 | 27.5 | 27.5 | 27.5 | 27.5 | 27.5 | 27.5 | 27.5 | 27.5 | 27.5 | 27.5 | 27.5 | 27.5 | https://watereuse.org/wp-content/uploads/2015/10/Intake_White_Paper.pdf, p. 11
waterProduceUnitCapex | mA$/tph | desalPlant | Convert $40,000/ML to mA$/tph. Deduct product storage and distribution (10% of 80% construction cost). | 0.018836 | 0.018836 | 0.018836 | 0.018836 | 0.018836 | 0.018836 | 0.018836 | 0.018836 | 0.018836 | 0.018836 | 0.018836 | 0.018836 | 0.018836 | 0.018836 | 0.018836 | 0.018836 | https://aemo.com.au/-/media/files/major-publications/isp/2025/aurecon-2024-energy-technology-costs-and-technical-parameter-review.pdf?la=en, p. 132
waterProduceUnitOpex | mA$/tph | desalPlant | Based on implied opex as percentage of capex from 2024 Aurecon figures. L/H -/+ 10%. | 0.00036729 | 0.00036729 | 0.00036729 | 0.00036729 | 0.00036729 | 0.00036729 | 0.00036729 | 0.00036729 | 0.00036729 | 0.00036729 | 0.00036729 | 0.00036729 | 0.00036729 | 0.00036729 | 0.00036729 | 0.00036729 | 0
waterStorePercentHour0 | % (fraction) | waterStore | Assumed | 0.5 | 0.5 | 0.5 | 0.5 | 0.5 | 0.5 | 0.5 | 0.5 | 0.5 | 0.5 | 0.5 | 0.5 | 0.5 | 0.5 | 0.5 | 0.5 | 0
waterStoreUnitCapex | mA$/t | waterStore | Aurecon assume 5% CAPEX of waterProduceUnitCapex. Doubled to ensure suitable storage (i.e., ~15,000ML) | 0.0018836 | 0.0018836 | 0.0018836 | 0.0018836 | 0.0018836 | 0.0018836 | 0.0018836 | 0.0018836 | 0.0018836 | 0.0018836 | 0.0018836 | 0.0018836 | 0.0018836 | 0.0018836 | 0.0018836 | 0.0018836 | https://aemo.com.au/-/media/files/major-publications/isp/2025/aurecon-2024-energy-technology-costs-and-technical-parameter-review.pdf?la=en, p. 132
waterStoreLife | years | waterStore | Assumed | 30 | 30 | 30 | 30 | 30 | 30 | 30 | 30 | 30 | 30 | 30 | 30 | 30 | 30 | 30 | 30 | 0
waterDistributeUnitCapex | mA$/tph | waterDist | Aurecon assume 5% CAPEX of waterProduceUnitCapex. | 0.00094178 | 0.00094178 | 0.00094178 | 0.00094178 | 0.00094178 | 0.00094178 | 0.00094178 | 0.00094178 | 0.00094178 | 0.00094178 | 0.00094178 | 0.00094178 | 0.00094178 | 0.00094178 | 0.00094178 | 0.00094178 | https://aemo.com.au/-/media/files/major-publications/isp/2025/aurecon-2024-energy-technology-costs-and-technical-parameter-review.pdf?la=en, p. 132
waterDistributeLife | years | waterDist | Assumed | 30 | 30 | 30 | 30 | 30 | 30 | 30 | 30 | 30 | 30 | 30 | 30 | 30 | 30 | 30 | 30 | 0
electricityToH2 | MWh/t H2 | electrolysis | [Multiple sources]. Low is IRENA 2020 lower bound figure for PEM efficiency; qualitatively defended as more likely than DOE target (46Mwh/tH2) given current political environment. High is Aurecon PEM efficiency assumption, considered as commercially viable for construction by 2024. Middle represents average. Also note that "the thermodynamic efficiency limit for electrolysis is 40 kWh/kgH2... The CSIRO concluded that "it is generally considered that efficiencies better than 45 kWh/kg are unlikely to be achieved". | 60 | 60 | 60 | 60 | 60 | 60 | 60 | 60 | 60 | 60 | 60 | 60 | 60 | 60 | 60 | 60 | 0
waterToH2 | t water/t H2 | electrolysis | 9kg water/kg H2 is the theoretical requirement for electrolysis. Total system requirements and cooling tower require additional. | 31.5 | 31.5 | 31.5 | 31.5 | 31.5 | 31.5 | 31.5 | 31.5 | 31.5 | 31.5 | 31.5 | 31.5 | 31.5 | 31.5 | 31.5 | 31.5 | https://www.dcceew.gov.au/sites/default/files/documents/national-hydrogen-infrastructure-assessment-final-report.pdf (p. B-4), https://www.netzeroaustralia.net.au/wp-content/uploads/2023/04/Net-Zero-Australia-Methods-Assumptions-Scenarios-Sensitivities.pdf (p. 122)
h2ProduceUnitCapex | mA$/tph | electrolysis | [Calc]. Based on GenCost 2024-25 GenCost figures, which featured a significant increase in electrolyser costs compared to previous editions. Calculations assume HHV (39kWh/kgH2), and 285.8kJ energy to split H2 from H2O. Mid AUD/kW from GenCost 2024-25 is varied by efficiency assumptions used in this report (i.e., 50/55/60) to produce L/M/H cost estimates while maintaining internal consistency. | 114.02 | 114.02 | 114.02 | 114.02 | 114.02 | 114.02 | 114.02 | 114.02 | 114.02 | 114.02 | 114.02 | 114.02 | 114.02 | 114.02 | 114.02 | 114.02 | https://www.csiro.au/en/news/All/News/2024/December/GenCost-2024-25-Draft-Report-released-for-consultation p. 85
h2ProduceLife | years | electrolysis | 80,000 hours at 90% annual capacity | 10 | 10 | 10 | 10 | 10 | 10 | 10 | 10 | 10 | 10 | 10 | 10 | 10 | 10 | 10 | 10 | https://www.energymining.sa.gov.au/__data/assets/pdf_file/0011/1006985/66ed5bccec444ce135c4d0697da4f4450da87002.pdf, p. 7; https://www.netzeroaustralia.net.au/wp-content/uploads/2023/04/Net-Zero-Australia-Methods-Assumptions-Scenarios-Sensitivities.pdf, p. 122.
h2ProduceCapacity | tph | electrolysis | Optimised | 25 | 25 | 25 | 25 | 25 | 25 | 25 | 25 | 25 | 25 | 25 | 25 | 25 | 25 | 25 | 25 | 0
h2EmissionsIntensityLimit | t CO2e/ t H2 | electrolysis | To receive the HTPI, a kilogram of hydrogen must have "a production emissions intensity that is less than or equal to 0.6 kilograms of carbon dioxide per 1 kilogram of hydrogen" | 0.6 | 0.6 | 0.6 | 0.6 | 0.6 | 0.6 | 0.6 | 0.6 | 0.6 | 0.6 | 0.6 | 0.6 | 0.6 | 0.6 | 0.6 | 0.6 | https://parlinfo.aph.gov.au/parlInfo/search/display/display.w3p;db=LEGISLATION;id=legislation%2Fbills%2Fr7297_aspassed%2F0001;query=Id%3A%22legislation%2Fbills%2Fr7297_aspassed%2F0000%22
h2ProduceUnitOpex | mA$/tph | electrolysis | Based on implied opex as percentage of capex from 2024 Aurecon figures. L/H -/+ 10%. | 2.2632 | 2.2632 | 2.2632 | 2.2632 | 2.2632 | 2.2632 | 2.2632 | 2.2632 | 2.2632 | 2.2632 | 2.2632 | 2.2632 | 2.2632 | 2.2632 | 2.2632 | 2.2632 | 0
h2StorePercentHour0 | % (fraction) | storeH2 | Assumed | 0.5 | 0.5 | 0.5 | 0.5 | 0.5 | 0.5 | 0.5 | 0.5 | 0.5 | 0.5 | 0.5 | 0.5 | 0.5 | 0.5 | 0.5 | 0.5 | 0
h2StoreMaxChargeRate | % (fraction) | storeH2 | Assumed. Not constraining charge or discharge. | 1 | 1 | 1 | 1 | 1 | 1 | 1 | 1 | 1 | 1 | 1 | 1 | 1 | 1 | 1 | 1 | 0
h2StoreUnitCapex | mA$/t | storeH2 | [Multiple sources]. Low is based on DNV 700 bar compression storage figure with conversion of 131GJ/tH2. Middle and high are from 2018 CSIRO Hydrogen Roadmap. Figures are based on 150 and 350 bar compression, respectively, and include tank, compressor, associated infrastructure, and installation costs. Figures have been inflated to AUD2024. | 2.19 | 2.19 | 2.19 | 2.19 | 2.19 | 2.19 | 2.19 | 2.19 | 2.19 | 2.19 | 2.19 | 2.19 | 2.19 | 2.19 | 2.19 | 2.19 | https://www.nrel.gov/docs/fy14osti/58564.pdf; https://apps.dtic.mil/sti/tr/pdf/AD1053240.pdf, p. 13; https://www.sciencedirect.com/science/article/pii/S0360319921005838, p. 15678
h2StoreUnitOpex | mA$/t | storeH2 | ~2% CAPEX, as per reference: opex / CAPEX 150 bar case. | 0.046686 | 0.046686 | 0.046686 | 0.046686 | 0.046686 | 0.046686 | 0.046686 | 0.046686 | 0.046686 | 0.046686 | 0.046686 | 0.046686 | 0.046686 | 0.046686 | 0.046686 | 0.046686 | https://www.csiro.au/-/media/Do-Business/Files/Futures/18-00314_EN_NationalHydrogenRoadmap_WEB_180823.pdf, p. 84
h2StoreLife | years | storeH2 | Low from Net Zero. High from IRENA. Middle takes average | 35 | 35 | 35 | 35 | 35 | 35 | 35 | 35 | 35 | 35 | 35 | 35 | 35 | 35 | 35 | 35 | https://www.netzeroaustralia.net.au/wp-content/uploads/2023/04/Net-Zero-Australia-Methods-Assumptions-Scenarios-Sensitivities.pdf, p. 127; https://www.irena.org/-/media/Files/IRENA/Agency/Publication/2021/May/IRENA_Green_Hydrogen_Supply_2021, p. 18
h2StoreCapacity | t | storeH2 | Optimised | 500 | 500 | 500 | 500 | 500 | 500 | 500 | 500 | 500 | 500 | 500 | 500 | 500 | 500 | 500 | 500 | 0
h2DistributeUnitCapex | mA$/tph | distH2 | [Calc]. Assumed 5km of distribution pipe. L/H = -/+ 10%. | 0.44514 | 0.44514 | 0.44514 | 0.44514 | 0.44514 | 0.44514 | 0.44514 | 0.44514 | 0.44514 | 0.44514 | 0.44514 | 0.44514 | 0.44514 | 0.44514 | 0.44514 | 0.44514 | https://iea.blob.core.windows.net/assets/36017d2f-747b-4993-b06d-33209fe143fa/GHR24AssumptionsAnnex.pdf, p. 8
h2DistributeLife | years | distH2 | 0 | 42 | 42 | 42 | 42 | 42 | 42 | 42 | 42 | 42 | 42 | 42 | 42 | 42 | 42 | 42 | 42 | https://transitionaccelerator.ca/wp-content/uploads/2023/06/The-Techno-Economics-of-Hydrogen-Pipelines-v2.pdf, p. 20; https://iea.blob.core.windows.net/assets/36017d2f-747b-4993-b06d-33209fe143fa/GHR24AssumptionsAnnex.pdf, p. 8
ironOreEmissionsIntensity | tCO2e/t iron ore | ironOre | Assumed. Not including mining or transport emissions. | 0 | 0 | 0 | 0 | 0 | 0 | 0 | 0 | 0 | 0 | 0 | 0 | 0 | 0 | 0 | 0 | 0
ironOreUnitCost | A$/t | ironOre | [Calc]. 2030 price forecast, China CFR. WA: 2030 price forecast, China CFR. Average of 62 and 58% fines. In 2024AUD. SA: Adjusted based on price forecast of 65% Fe sinter fines. In 2024AUD. Includes transport and handling costs for respective ports where relevant to the envisaged scenario. Capesize for Gladstone and Handysize for Kwinana. | 153.7372 | 153.7372 | 105.0507 | 105.0507 | 105.0507 | 105.0507 | 158.6449 | 158.6449 | 118.9403 | 118.9403 | 124.7372 | 124.7372 | 105.0507 | 105.0507 | 105.0507 | 105.0507 | 0
naturalGasUnitCost | A$/GJ | Natural_gas | [Calc]. Industrial gas price forecasts for 2030 by state from 2024 ACIL Allen (supporting material for AEMO 2025 Gas Statement of Opportunities). Pipeline costs from various sources as they relate to the location of proposed green iron plants. | 14.7882 | 14.7882 | 9.4421 | 9.4421 | 9.3407 | 9.3407 | 9.3407 | 9.3407 | 9.7379 | 9.7379 | 13.5659 | 13.5659 | 9.4421 | 9.4421 | 14.7882 | 14.7882 | https://aemo.com.au/energy-systems/gas/gas-forecasting-and-planning/gas-statement-of-opportunities-gsoo
electricityToIronPreP | MWh/t Pre-processed iron | preProcessing | [Multiple sources]. Referenced value is for electricity consumption only (i.e., excludes heating). Does not vary by ore type. | 0.033713 | 0 | 0.033713 | 0 | 0.033713 | 0 | 0.033713 | 0 | 0.033713 | 0 | 0.033713 | 0 | 0.033713 | 0 | 0.033713 | 0 | https://eippcb.jrc.ec.europa.eu/sites/default/files/2019-11/IS_Adopted_03_2012.pdf, p.188
h2ToIronPreP | t H2/t Pre-processed iron | preProcessing | No hydrogen involved in pelletization. Natural gas is used for ore heating. | 0 | 0 | 0 | 0 | 0 | 0 | 0 | 0 | 0 | 0 | 0 | 0 | 0 | 0 | 0 | 0 | 0
waterToIronPreP | t water/t Pre-processed iron | preProcessing | NA | 0 | 0 | 0 | 0 | 0 | 0 | 0 | 0 | 0 | 0 | 0 | 0 | 0 | 0 | 0 | 0 | 0
ironOreToIronPreP | t iron ore/t Pre-processed iron | preProcessing | [Calc]. [Explainer]. Where relevant to the technology route, concentrated fine required for one ton of pellets. It is assumed that five per cent of moisture is lost in the process. L/H = -/+ 10%. | 1.0526 | 1 | 1.0526 | 1 | 1.0526 | 1 | 1.0526 | 1 | 1.0526 | 1 | 1.0526 | 1 | 1.0526 | 1 | 1.0526 | 1 | 0
naturalGasToIronPreP | GJ/t Pre-processed iron | preProcessing | [Multiple sources]. Natural gas used for heating the ore. Differences between SA and Pilbara derived from varying heating requirements of magnetite and hematite. | 0.426 | 0 | 1.065 | 0 | 1.065 | 0 | 0.426 | 0 | 1.065 | 0 | 1.065 | 0 | 1.065 | 0 | 1.065 | 0 | https://publications.jrc.ec.europa.eu/repository/bitstream/JRC129297/JRC129297_01.pdf, p. 30; https://rmi.org/insight/green-iron-corridors/, p. 31
ironPrePProduceUnitCapex | mA$/tph | preProcessing | Convert RMI figure to mA$/tph. Capex of pelletisation plant. Not required in Zesty process. | 2.642 | 0 | 2.642 | 0 | 2.642 | 0 | 2.642 | 0 | 2.642 | 0 | 2.642 | 0 | 2.642 | 0 | 2.642 | 0 | https://rmi.org/insight/green-iron-corridors/, p. 31
ironPrePProduceLife | years | preProcessing | 0 | 25 | 25 | 25 | 25 | 25 | 25 | 25 | 25 | 25 | 25 | 25 | 25 | 25 | 25 | 25 | 25 | https://www.sciencedirect.com/science/article/pii/S0959652618326301, p. 739
electricityToIronRaw | MWh/t Raw iron | HBI | [Calcs]. For Midrex: ore and reducing gas heating with 90% efficiency, plus non-heating electrical requirements for auxilliary equipment. Zesty electricity requirements excluding hydrogen production. | 1.3016 | 1.1 | 1.3016 | 1.1 | 1.3016 | 1.1 | 1.3016 | 1.1 | 1.3016 | 1.1 | 1.3016 | 1.1 | 1.3016 | 1.1 | 1.3016 | 1.1 | 0
h2ToIronRaw | t H2/t Raw iron | HBI | MIDREX H2-DRI figure for 100% H2 reductant. Stoichiometric lower bound is 54kg/tDRI but difficult to meet due to process inefficiencies. Upper bound reported as high as 76kg/tDRI. Zesty assumption as per techincal report. | 0.054 | 0.054 | 0.054 | 0.054 | 0.054 | 0.054 | 0.054 | 0.054 | 0.054 | 0.054 | 0.054 | 0.054 | 0.054 | 0.054 | 0.054 | 0.054 | https://www.primetals.com/fileadmin/user_upload/landing_pages/2021/Green_Steel/Publications/downloads/AISTech_2021_MIDREX_H2_Final.pdf, p. 5; https://climateenergyfinance.org/wp-content/uploads/2024/11/CEF_Green-Metal-Statecraft_FINAL.pdf, p. 73; https://arena.gov.au/assets/2023/09/Calix-Zesty-Tech-Zero-Emissions-Iron-and-Steel-Pre-Feed-Report-Demo.pdf, p. 12.
waterToIronRaw | t water/t Raw iron | HBI | Not an input for Zesty technology. | 1.25 | 0 | 1.25 | 0 | 1.25 | 0 | 1.25 | 0 | 1.25 | 0 | 1.25 | 0 | 1.25 | 0 | 1.25 | 0 | https://www.aist.org/AIST/aist/AIST/Conferences_Exhibitions/Training_Seminars/Scrap%20Files/28-Gordon.pdf; https://www.primetals.com/fileadmin/user_upload/landing_pages/2021/Green_Steel/Publications/downloads/AISTech_2021_MIDREX_H2_Final.pdf
ironPrePToIronRaw | t Pre-processed iron/t Raw iron | HBI | [Calc]. [Explainer]. Differences are driven by metallisation rates of Midrex (assumed 94%) and Zesty (assumed 95%) technologies, as well as Fe content of Pilbara and Eyre Peninsula pellets. L/H = -/+ 10%. | 1.3998 | 1.3778 | 1.3727 | 1.4222 | 1.3727 | 1.4222 | 1.3598 | 1.3384 | 1.3727 | 1.4222 | 1.3727 | 1.4222 | 1.3727 | 1.4222 | 1.3727 | 1.4222 | 0
naturalGasToIronRawHeating | GJ/t Raw iron | HBI | No gas used for heating. | 0 | 0 | 0 | 0 | 0 | 0 | 0 | 0 | 0 | 0 | 0 | 0 | 0 | 0 | 0 | 0 | 0
naturalGasToIronRawReducing | GJ/t Raw iron | HBI | Not included in base cases. Note that there is 2.3GJ/tDRI involved in heating that is excluded from this figure as heating is done electrically in all cases. | 7.7 | 7.7 | 7.7 | 7.7 | 7.7 | 7.7 | 7.7 | 7.7 | 7.7 | 7.7 | 7.7 | 7.7 | 7.7 | 7.7 | 7.7 | 7.7 | https://www.aist.org/AIST/aist/AIST/Conferences_Exhibitions/Training_Seminars/Scrap%20Files/28-Gordon.pdf, s. 25. Elliot, Richard: https://m.ecic-icsti.register-me.org/programs/proceedings#107, p. 4
ironRawToWater | t Raw iron/t water | HBI | NA | 0 | 0 | 0 | 0 | 0 | 0 | 0 | 0 | 0 | 0 | 0 | 0 | 0 | 0 | 0 | 0 | 0
ironRawProduceUnitCapex | mA$/tph | HBI | Lower is Middle Midrex; Middle is Middle Zesty (i.e., 20% higher than Midrex); High is Middle Midrex + Middle pelletisation cost (considered as highest feasible competitive price) | 6.3563 | 8.0531 | 6.3563 | 8.0531 | 6.3563 | 8.0531 | 6.3563 | 8.0531 | 6.3563 | 8.0531 | 6.3563 | 8.0531 | 6.3563 | 8.0531 | 6.3563 | 8.0531 | 0
ironRawProduceLife | years | HBI | L/H = +/- 10% | 25 | 25 | 25 | 25 | 25 | 25 | 25 | 25 | 25 | 25 | 25 | 25 | 25 | 25 | 25 | 25 | https://iea.blob.core.windows.net/assets/eb0c8ec1-3665-4959-97d0-187ceca189a8/Iron_and_Steel_Technology_Roadmap.pdf, p. 108
ironRawProduceUnitOpex | mA$/tph Raw iron | HBI | Based on US$12.93 inflated from US2015 to AUD2024 figure from Duke University report. | 0.21679 | 0.21679 | 0.21679 | 0.21679 | 0.21679 | 0.21679 | 0.21679 | 0.21679 | 0.21679 | 0.21679 | 0.21679 | 0.21679 | 0.21679 | 0.21679 | 0.21679 | 0.21679 | Midrex O&M: https://dukespace.lib.duke.edu/server/api/core/bitstreams/19daa588-bc17-4bc8-8acc-a3b3b2e6ff91/content, p. 19-20; inflated using https://www.bls.gov/data/inflation_calculator.htm
electricityToIronPostP | MWh/t Post-processed iron | postProcessing | Briquetting required for Eyre Peninsula. Smelting required for Pilbara. | 0.01 | 0.01 | 0.6679 | 0.6679 | 0.6679 | 0.6679 | 0.01 | 0.01 | 0.6679 | 0.6679 | 0.6679 | 0.6679 | 0.6679 | 0.6679 | 0.6679 | 0.6679 | Briquetting: https://rmi.org/insight/green-iron-corridors/, p. 31. Smelting: https://www.sustainableironmaking.com.au/wp-content/uploads/2023/03/4.-Sara-Paymooni.pdf, p. 20
h2ToIronPostP | t H2/t Post-processed iron | postProcessing | No H2 required for smelting or briquetting. | 0 | 0 | 0 | 0 | 0 | 0 | 0 | 0 | 0 | 0 | 0 | 0 | 0 | 0 | 0 | 0 | 0
waterToIronPostP | t water/t Post-processed iron | postProcessing | Small amounts of water required for ESF cooling. | 0 | 0 | 0 | 0 | 0 | 0 | 0 | 0 | 0 | 0 | 0 | 0 | 0 | 0 | 0 | 0 | https://www.sustainableironmaking.com.au/wp-content/uploads/2023/03/4.-Sara-Paymooni.pdf
ironRawToIronPostP | t Raw iron/t Post-processed iron | postProcessing | [Calc]. [Explainer]. Requirements to realise Fe content in benchmark product. L/H = -/+ 10%. | 1 | 1 | 1.0109 | 1.0239 | 1.0109 | 1.0239 | 1 | 1 | 1.0109 | 1.0239 | 1.0109 | 1.0239 | 1.0109 | 1.0239 | 1.0109 | 1.0239 | 0
naturalGasToIronPostP | GJ/t Post-processed iron | postProcessing | No natural gas used in post-processing. | 0 | 0 | 0 | 0 | 0 | 0 | 0 | 0 | 0 | 0 | 0 | 0 | 0 | 0 | 0 | 0 | 0
ironPostPProduceUnitCapex | mA$/tph | postProcessing | Convert RMI ESF figure to mA$/tph. Briquetting for Eyre scenarios and ESF for other. | 0.1 | 0.1 | 3.8344 | 3.8344 | 3.8344 | 3.8344 | 0.1 | 0.1 | 3.8344 | 3.8344 | 3.8344 | 3.8344 | 3.8344 | 3.8344 | 3.8344 | 3.8344 | https://rmi.org/insight/green-iron-corridors/, p. 31
ironPostPProduceLife | years | postProcessing | Assumed | 25 | 25 | 25 | 25 | 25 | 25 | 25 | 25 | 25 | 25 | 25 | 25 | 25 | 25 | 25 | 25 | 0
ironDistributeUnitCapex | A$/ tph | ironGeneral | NA | 0 | 0 | 0 | 0 | 0 | 0 | 0 | 0 | 0 | 0 | 0 | 0 | 0 | 0 | 0 | 0 | 0
ironMarketEmissionsIntensity | tCO2e/t iron | ironGeneral | 0 | 1.8 | 1.8 | 1.8 | 1.8 | 1.8 | 1.8 | 1.8 | 1.8 | 1.8 | 1.8 | 1.8 | 1.8 | 1.8 | 1.8 | 1.8 | 1.8 | 0
ironProduceCapacity | tph | ironGeneral | Optimised | 285 | 285 | 285 | 285 | 285 | 285 | 285 | 285 | 285 | 285 | 285 | 285 | 285 | 285 | 285 | 285 | 0
ironEmissionsIntensityLimit | tCO2e/t iron | ironGeneral | Limits production to avoid exceeding this limit. Set to 10 as a very high number we don't ever hit. The H2 emissions intensity constraint is the one that impacts first (which is based on HPTI requirements) | 10 | 10 | 10 | 10 | 10 | 10 | 10 | 10 | 10 | 10 | 10 | 10 | 10 | 10 | 10 | 10 | 0
ironMarketValue | A$/kg | ironGeneral | Used as indicative price of HBI to determine sell-back strategy. | 0.665 | 0.665 | 0.665 | 0.665 | 0.665 | 0.665 | 0.665 | 0.665 | 0.665 | 0.665 | 0.665 | 0.665 | 0.665 | 0.665 | 0.665 | 0.665 | 0
ironTargetAnnualSupply | None | ironGeneral | Assumed | 2500 | 2500 | 2500 | 2500 | 2500 | 2500 | 2500 | 2500 | 2500 | 2500 | 2500 | 2500 | 2500 | 2500 | 2500 | 2500 | 0
ironDistributeLife | years | ironGeneral | Assumed | 25 | 25 | 25 | 25 | 25 | 25 | 25 | 25 | 25 | 25 | 25 | 25 | 25 | 25 | 25 | 25 | 0
portCapex | mA$ | port | NA | 0 | 0 | 0 | 0 | 0 | 0 | 0 | 0 | 0 | 0 | 0 | 0 | 0 | 0 | 0 | 0 | 0
portLife | years | port | NA | 40 | 40 | 40 | 40 | 40 | 40 | 40 | 40 | 40 | 40 | 40 | 40 | 40 | 40 | 40 | 40 | 0
roadLife | years | road | NA | 40 | 40 | 40 | 40 | 40 | 40 | 40 | 40 | 40 | 40 | 40 | 40 | 40 | 40 | 40 | 40 | 0
roadDistance | km | road | NA | 0 | 0 | 0 | 0 | 0 | 0 | 0 | 0 | 0 | 0 | 0 | 0 | 0 | 0 | 0 | 0 | 0
roadUnitCapex | mA$/km | road | BITRE figure inflated to 2023AU$ | 6.3648 | 6.3648 | 6.3648 | 6.3648 | 6.3648 | 6.3648 | 6.3648 | 6.3648 | 6.3648 | 6.3648 | 6.3648 | 6.3648 | 6.3648 | 6.3648 | 6.3648 | 6.3648 | https://infrastructuredeliverymodels.gihub.org/case-studies/bitre-road-construction-cost-and-infrastructure-procurement-benchmarking
h2TaxCredit | A$/kg | economic | 0 | 0 | 0 | 0 | 0 | 0 | 0 | 0 | 0 | 0 | 0 | 0 | 0 | 0 | 0 | 0 | 0 | 0
carbonPrice | A$/tCO2e | economic | 0 | 0 | 0 | 0 | 0 | 0 | 0 | 0 | 0 | 0 | 0 | 0 | 0 | 0 | 0 | 0 | 0 | 0
capexCostsFactor | Multiplier | economic | [Calc]. [Explainer]. Location cost factors are comprised of equipment costs, installation costs, fuel connection costs, cost of land and development, and O&M costs. GHD provides a summary of the variation across locations for each of the above components. AEMO’s location factors are taken from the GHD report from 2018 with adjustments applied based on regional development studies and feedback. AEMO’s breakdown of component costs was used for our calculations. To increase accuracy, we split the cost factor for renewables (large scale solar, wind, and batteries) and other facilities, as the proportions of the cost breakdown are different for renewables compared with standard industrial generation plants. | 1.08 | 1.08 | 1.36 | 1.36 | 1.24 | 1.24 | 1.24 | 1.24 | 1.12 | 1.12 | 1.11 | 1.11 | 1.36 | 1.36 | 1.08 | 1.08 | 0
capexCostsFactorRE | 0 | economic | [Calc]. [Explainer]. Same exercise as in capexCostsFactor but this time splits for RE technologies are taken at face value. | 1.08 | 1.08 | 1.34 | 1.34 | 1.23 | 1.23 | 1.23 | 1.23 | 1.11 | 1.11 | 1.1 | 1.1 | 1.34 | 1.34 | 1.08 | 1.08 | 0
opexFactor | % (fraction) | economic | Base model assumption | 0.03 | 0.03 | 0.03 | 0.03 | 0.03 | 0.03 | 0.03 | 0.03 | 0.03 | 0.03 | 0.03 | 0.03 | 0.03 | 0.03 | 0.03 | 0.03 | 0
wacc | % (fraction) | economic | As per bi-annual IPART WACC February 2025 update. Middle reflects long-term post-tax real WACC, low reflects lower bound post-tax real WACC, and high reflects middle 10% market risk premium (upgraded from market rate of 6.25%). | 0.06 | 0.06 | 0.06 | 0.06 | 0.06 | 0.06 | 0.06 | 0.06 | 0.06 | 0.06 | 0.06 | 0.06 | 0.06 | 0.06 | 0.06 | 0.06 | https://www.ipart.nsw.gov.au/Home/Industries/Special-Reviews/Regulatory-policy/Market-Update
waccRenewables | % (fraction) | economic | As per bi-annual IPART WACC February 2025 update. Middle reflects long-term post-tax real WACC, low reflects lower bound post-tax real WACC, and high reflects middle 10% market risk premium (upgraded from market rate of 6.25%). | 0.06 | 0.06 | 0.06 | 0.06 | 0.06 | 0.06 | 0.06 | 0.06 | 0.06 | 0.06 | 0.06 | 0.06 | 0.06 | 0.06 | 0.06 | 0.06 | https://www.ipart.nsw.gov.au/Home/Industries/Special-Reviews/Regulatory-policy/Market-Update
discountRate | %(fraction) | economic | Not used. | 0.07 | 0.07 | 0.07 | 0.07 | 0.07 | 0.07 | 0.07 | 0.07 | 0.07 | 0.07 | 0.07 | 0.07 | 0.07 | 0.07 | 0.07 | 0.07 | 0
simLength | hours | economic | One-year in length | 8760 | 8760 | 8760 | 8760 | 8760 | 8760 | 8760 | 8760 | 8760 | 8760 | 8760 | 8760 | 8760 | 8760 | 8760 | 8760 | 0
npvPeriod | years | economic | Assumed | 10 | 10 | 10 | 10 | 10 | 10 | 10 | 10 | 10 | 10 | 10 | 10 | 10 | 10 | 10 | 10 | 0
electricityGridEconomicExportToggle | None | toggle | 0 | FALSE | TRUE | FALSE | FALSE | FALSE | TRUE | FALSE | TRUE | FALSE | TRUE | FALSE | TRUE | FALSE | FALSE | FALSE | TRUE | 0
electricityGridCurtailedExportToggle | None | toggle | 0 | TRUE | TRUE | FALSE | FALSE | TRUE | TRUE | TRUE | TRUE | TRUE | TRUE | TRUE | TRUE | FALSE | FALSE | TRUE | TRUE | 0
hourlyDataSource | None | misc | [Calcs]. The model draws on hourly weather, price and emissions data. | eyre2023 | eyre2023 | pilb2019 | pilb2019 | gera2019 | gera2019 | gera2019 | gera2019 | kwin2019 | kwin2019 | glad2023 | glad2023 | pilb2019 | pilb2019 | leigh2023 | leigh2023 | 0

## FOAK_L
item | unit | category | comments | eyre_inflex | eyre_flex | pilb_inflex | pilb_flex | gera_inflex | gera_flex | geraMag_inflex | geraMag_flex | kwin_inflex | kwin_flex | glad_inflex | glad_flex | pilb_inflex_h2Swap | pilb_flex_h2Swap | midn_inflex_h2Swap | midn_flex_h2Swap | Reference(s)
electricityGridNetworkDailyCharge | A$/day | gridElec | 0 | 0 | 0 | 1 | 1 | 0 | 0 | 0 | 0 | 0 | 0 | 0 | 0 | 1 | 1 | 0 | 0 | 0
electricityGridNetworkVariableCharge | A$/kWh | gridElec | Electranet, Powerlink, and Western Power pricing schedules for high voltage industrial loads were considered as inputs here but ultimately it was decided to assume values based on consultation and general calculations given complexity and opacity of charging structures. The network charge also accounts for an insignificant portion of overall project costs since majority of energy used is generated BTM. L/M/H values are $10/MWh, $22/MWh, and $35/MWh. | 0.022 | 0.022 | 1 | 1 | 0.022 | 0.022 | 0.022 | 0.022 | 0.022 | 0.022 | 0.022 | 0.022 | 1 | 1 | 0.022 | 0.022 | 0
electricityGridPeakStart | hour of day | gridElec | 0 | 17 | 17 | 1 | 1 | 17 | 17 | 17 | 17 | 17 | 17 | 17 | 17 | 1 | 1 | 17 | 17 | 0
electricityGridPeakFinish | hour of day | gridElec | 0 | 21 | 21 | 1 | 1 | 21 | 21 | 21 | 21 | 21 | 21 | 21 | 21 | 1 | 1 | 21 | 21 | 0
electricityGridKvaOffPeakDailyCharge | A$/kVA/day | gridElec | 0 | 0 | 0 | 0 | 0 | 0 | 0 | 0 | 0 | 0 | 0 | 0 | 0 | 0 | 0 | 0 | 0 | 0
electricityGridKvaPeakDailyCharge | A$/kVA/day | gridElec | 0 | 0 | 0 | 0 | 0 | 0 | 0 | 0 | 0 | 0 | 0 | 0 | 0 | 0 | 0 | 0 | 0 | 0
electricityGridPowerFactor | None | gridElec | Assumed | 0.9 | 0.9 | 0.9 | 0.9 | 0.9 | 0.9 | 0.9 | 0.9 | 0.9 | 0.9 | 0.9 | 0.9 | 0.9 | 0.9 | 0.9 | 0.9 | 0
electricityGridCapacity | MW | gridElec | Optimised | 2500 | 2500 | 0 | 0 | 2500 | 2500 | 2500 | 2500 | 2500 | 2500 | 2500 | 2500 | 0 | 0 | 2500 | 2500 | 0
electricityGridTransmissionDistance | km | gridTrans | Assume that green iron plant plugs directly into transmission network with no additional transmission required. Little to no impact on LCOI. | 0 | 0 | 0 | 0 | 0 | 0 | 0 | 0 | 0 | 0 | 0 | 0 | 0 | 0 | 0 | 0 | 0
electricityGridTransmissionUnitCapex | mA$/(km GW) | gridTrans | CAPEX for 330 kV single circuit transmission line (1200 MVA each). Levelised by 1200MVA = 1.08GW transmission capacity (assuming 90% power factor). Inflated to 2023AU$. L/H = -/+ 10%. | 1.6298 | 1.6298 | 1.6298 | 1.6298 | 1.6298 | 1.6298 | 1.6298 | 1.6298 | 1.6298 | 1.6298 | 1.6298 | 1.6298 | 1.6298 | 1.6298 | 1.6298 | 1.6298 | https://www.infrastructureaustralia.gov.au/sites/default/files/2021-10/Supporting%20Appendices%20-%20Infrastructure%20Market%20Capacity.pdf, p. 71
electricityGridTransmissionLife | years | gridTrans | Based on Electranet asset life span outcomes. | 48.1 | 48.1 | 48.1 | 48.1 | 48.1 | 48.1 | 48.1 | 48.1 | 48.1 | 48.1 | 48.1 | 48.1 | 48.1 | 48.1 | 48.1 | 48.1 | https://www.aer.gov.au/system/files/Appendix%20E%20-%20Asset%20Management%20Strategy.pdf, p. 4
electricityGridTransmissionCapacity | MW | gridTrans | Optimised | 0 | 0 | 0 | 0 | 0 | 0 | 0 | 0 | 0 | 0 | 0 | 0 | 0 | 0 | 0 | 0 | 0
electricityGridExportCapacity | MW | gridTrans | Optimised | 2500 | 2500 | 0 | 0 | 2500 | 2500 | 2500 | 2500 | 2500 | 2500 | 2500 | 2500 | 2500 | 2500 | 2500 | 2500 | 0
electricitySolarPvCapacity | MW | solarPV | Optimised | 2500 | 2500 | 2500 | 2500 | 2500 | 2500 | 2500 | 2500 | 2500 | 2500 | 2500 | 2500 | 1 | 1 | 2500 | 2500 | 0
electricitySolarPvLife | years | solarPV | Based on Aurecon figures. | 30 | 30 | 30 | 30 | 30 | 30 | 30 | 30 | 30 | 30 | 30 | 30 | 30 | 30 | 30 | 30 | https://aemo.com.au/-/media/files/major-publications/isp/2025/aurecon-2024-energy-technology-costs-and-technical-parameter-review.pdf?la=en, p. 173
electricitySolarPvUnitCapex | mA$/MW | solarPV | Based on GenCost 2024-25 figures. Low: Global NZE by 2050 Mid: Global NZE post 2050 High: Current policy | 1.183 | 1.183 | 1.183 | 1.183 | 1.183 | 1.183 | 1.183 | 1.183 | 1.183 | 1.183 | 1.183 | 1.183 | 1.183 | 1.183 | 1.183 | 1.183 | https://www.csiro.au/-/media/Energy/GenCost/GenCost2024-25ConsultDraft_20241205.pdf, p. 76
electricitySolarPvLossFactor | %(fraction) | solarPV | DC-AC inverter conversion losses | 0.05 | 0.05 | 0.05 | 0.05 | 0.05 | 0.05 | 0.05 | 0.05 | 0.05 | 0.05 | 0.05 | 0.05 | 0.05 | 0.05 | 0.05 | 0.05 | https://www.mdpi.com/2227-9717/8/10/1225#:~:text=All%20the%20energy%20losses%20that,ranges%20from%2095%20to%2098%25.
electricitySolarPvUnitOpex | mA$/ MW | solarPV | Based on implied opex as percentage of capex from 2024 Aurecon figures. L/H -/+ 10%. | 0.012344 | 0.012344 | 0.012344 | 0.012344 | 0.012344 | 0.012344 | 0.012344 | 0.012344 | 0.012344 | 0.012344 | 0.012344 | 0.012344 | 0.012344 | 0.012344 | 0.012344 | 0.012344 | https://aemo.com.au/-/media/files/major-publications/isp/2025/aurecon-2024-energy-technology-costs-and-technical-parameter-review.pdf?la=en, p. 35
electricityWindTurbinesUnitCapex | mA$/MW | wind | Based on GenCost 2024-25 figures. Low: Global NZE by 2050 Mid: Global NZE post 2050 High: Current policy | 2.533 | 2.533 | 2.533 | 2.533 | 2.533 | 2.533 | 2.533 | 2.533 | 2.533 | 2.533 | 2.533 | 2.533 | 2.533 | 2.533 | 2.533 | 2.533 | https://www.csiro.au/-/media/Energy/GenCost/GenCost2024-25ConsultDraft_20241205.pdf, p. 84
electricityWindTurbinesLife | years | wind | Based on Aurecon figures. L/H = +/- 10% | 25 | 25 | 25 | 25 | 25 | 25 | 25 | 25 | 25 | 25 | 25 | 25 | 25 | 25 | 25 | 25 | https://aemo.com.au/-/media/files/major-publications/isp/2025/aurecon-2024-energy-technology-costs-and-technical-parameter-review.pdf?la=en, p. 173
electricityWindTurbinesCapacity | MW | wind | Optimised | 2500 | 2500 | 2765 | 2765 | 2500 | 2500 | 2500 | 2500 | 2500 | 2500 | 2500 | 2500 | 2500 | 2500 | 2500 | 2500 | 0
electricityWindTurbinesLossFactor | %(fraction) | wind | DC-AC inverter conversion losses. | 0.05 | 0.05 | 0.05 | 0.05 | 0.05 | 0.05 | 0.05 | 0.05 | 0.05 | 0.05 | 0.05 | 0.05 | 0.05 | 0.05 | 0.05 | 0.05 | https://www.mdpi.com/2227-9717/8/10/1225#:~:text=All%20the%20energy%20losses%20that,ranges%20from%2095%20to%2098%25.
electricityWindTurbinesUnitOpex | mA$/ MW | wind | Based on implied opex as percentage of capex from 2024 Aurecon figures. L/H -/+ 10%. | 0.023254 | 0.023254 | 0.023254 | 0.023254 | 0.023254 | 0.023254 | 0.023254 | 0.023254 | 0.023254 | 0.023254 | 0.023254 | 0.023254 | 0.023254 | 0.023254 | 0.023254 | 0.023254 | 0
electricityBtmTransmissionDistance | km | transBTM | General assumption that some BTM transmission will be required to connect energy generating and using areas of the plant. Assumes 50km of base transmission required to connect plant, with additional required for Geraldton, Kwinana and Gladstone scenarios to connect to energy generating assets. Additional is based on distance between proposed plant location and centroid of associated REZ + 20% (km). | 50 | 50 | 50 | 50 | 168.8 | 168.8 | 168.8 | 168.8 | 272 | 272 | 152 | 152 | 50 | 50 | 50 | 50 | 0
electricityBtmTransmissionUnitCapex | mA$/(km GW) | transBTM | CAPEX for 330 kV single circuit transmission line (1200 MVA each). Levelised by 1.2GW transmission capacity. Includes cost of overhead. Inflated to 2023AU$. L/H -5%/+20% | 1.6298 | 1.6298 | 1.6298 | 1.6298 | 1.6298 | 1.6298 | 1.6298 | 1.6298 | 1.6298 | 1.6298 | 1.6298 | 1.6298 | 1.6298 | 1.6298 | 1.6298 | 1.6298 | https://www.infrastructureaustralia.gov.au/sites/default/files/2021-10/Supporting%20Appendices%20-%20Infrastructure%20Market%20Capacity.pdf p. 71
electricityBtmTransmissionLife | years | transBTM | Based on Electranet asset life span outcomes. | 48.1 | 48.1 | 48.1 | 48.1 | 48.1 | 48.1 | 48.1 | 48.1 | 48.1 | 48.1 | 48.1 | 48.1 | 48.1 | 48.1 | 48.1 | 48.1 | https://www.aer.gov.au/system/files/AER%20-%20Attachment%205%20-%20Regulatory%20depreciation%20-%20October%202017.pdf, p. 5-6
electricityBtmTransmissionCapacity | MW | transBTM | Optimised | 2500 | 2500 | 2500 | 2500 | 2500 | 2500 | 2500 | 2500 | 2500 | 2500 | 2500 | 2500 | 2500 | 2500 | 2500 | 2500 | 0
electricityBtmTransmissionLossFactor | %(fraction)/ 100 km | transBTM | See reference. | 0.01 | 0.01 | 0.01 | 0.01 | 0.01 | 0.01 | 0.01 | 0.01 | 0.01 | 0.01 | 0.01 | 0.01 | 0.01 | 0.01 | 0.01 | 0.01 | https://www.nationalgrid.com/sites/default/files/documents/13784-High%20Voltage%20Direct%20Current%20Electricity%20%E2%80%93%20technical%20information.pdf, p. 7
electricityBtmTransmissionUseGrid | None | transBTM | FALSE: do not use transmission grid TRUE: use transmission grid | FALSE | FALSE | FALSE | FALSE | FALSE | FALSE | FALSE | FALSE | FALSE | FALSE | FALSE | FALSE | FALSE | FALSE | FALSE | FALSE | 0
electricityStorePercentHour0 | % (fraction) | battery | Assumed | 0.5 | 0.5 | 0.5 | 0.5 | 0.5 | 0.5 | 0.5 | 0.5 | 0.5 | 0.5 | 0.5 | 0.5 | 0.5 | 0.5 | 0.5 | 0.5 | 0
electricityStoreMaxChargeRate | % (fraction) | battery | Implied by 8-hour storage. | 0.125 | 0.125 | 0.125 | 0.125 | 0.125 | 0.125 | 0.125 | 0.125 | 0.125 | 0.125 | 0.125 | 0.125 | 0.125 | 0.125 | 0.125 | 0.125 | 0
electricityStoreRtEfficiency | % (fraction) | battery | Assumed | 0.85 | 0.85 | 0.85 | 0.85 | 0.85 | 0.85 | 0.85 | 0.85 | 0.85 | 0.85 | 0.85 | 0.85 | 0.85 | 0.85 | 0.85 | 0.85 | https://www.nrel.gov/docs/fy23osti/85332.pdf, p. 8
electricityStoreUnitCapex | mA$/MWh | battery | 8-hour total (battery + BOP) based on GenCost 2024-25 figures. Low: Global NZE by 2050 Mid: Global NZE post 2050 High: Current policy | 0.263 | 0.263 | 0.263 | 0.263 | 0.263 | 0.263 | 0.263 | 0.263 | 0.263 | 0.263 | 0.263 | 0.263 | 0.263 | 0.263 | 0.263 | 0.263 | https://www.csiro.au/-/media/Energy/GenCost/GenCost2024-25ConsultDraft_20241205.pdf, p. 78
electricityStoreLife | years | battery | Based on Aurecon 20-year useful life assumption and adjusted for 60% degredation. L/H +/- 20%. | 15.82 | 15.82 | 15.82 | 15.82 | 15.82 | 15.82 | 15.82 | 15.82 | 15.82 | 15.82 | 15.82 | 15.82 | 15.82 | 15.82 | 15.82 | 15.82 | https://aemo.com.au/-/media/files/major-publications/isp/2025/aurecon-2024-energy-technology-costs-and-technical-parameter-review.pdf?la=en, p. 174
electricityStoreCapacity | MWh | battery | Optimised | 500 | 500 | 500 | 500 | 500 | 500 | 500 | 500 | 500 | 500 | 500 | 500 | 500 | 500 | 500 | 500 | 0
electricityStoreMaxDepthOfDischarge | %(fraction) | battery | A GenCost assumption based on maintaining health of battery. | 0.8 | 0.8 | 0.8 | 0.8 | 0.8 | 0.8 | 0.8 | 0.8 | 0.8 | 0.8 | 0.8 | 0.8 | 0.8 | 0.8 | 0.8 | 0.8 | https://publications.csiro.au/publications/publication/PIcsiro:EP2024-2021, p. 37
electricityStoreUnitOpex | mA$/ MW | battery | Based on implied opex as percentage of capex from 2024 Aurecon figures. L/H -/+ 10%. | 0.0022773 | 0.0022773 | 0.0022773 | 0.0022773 | 0.0022773 | 0.0022773 | 0.0022773 | 0.0022773 | 0.0022773 | 0.0022773 | 0.0022773 | 0.0022773 | 0.0022773 | 0.0022773 | 0.0022773 | 0.0022773 | 0
electricityDistributeUnitCapex | mA$/MW | elecDist | Based on 1GW green hydrogen plant design. Scaled up to 1.5/2/2.5GW capacity for L/M/H, given historic model runs and energy requirements. Unit includes: HV electrical system, four state-of-the-art 380/66kV 300MVA transformers with open-air switchgear, 66/1.5kV transformers equipped with gas-insulated switchgear. | 0.259 | 0.259 | 0.259 | 0.259 | 0.259 | 0.259 | 0.259 | 0.259 | 0.259 | 0.259 | 0.259 | 0.259 | 0.259 | 0.259 | 0.259 | 0.259 | https://ispt.eu/media/Public-report-gigawatt-advanced-green-electrolyser-design.pdf, p. 15, 31.
electricityDistributeLife | years | elecDist | Assumed | 40 | 40 | 40 | 40 | 40 | 40 | 40 | 40 | 40 | 40 | 40 | 40 | 40 | 40 | 40 | 40 | 0
naturalGasToElectricity | GJ/MWh | gasTurbine | Static heat rate for generic new entrant OCGT | 11.75 | 11.75 | 11.75 | 11.75 | 11.75 | 11.75 | 11.75 | 11.75 | 11.75 | 11.75 | 11.75 | 11.75 | 11.75 | 11.75 | 11.75 | 11.75 | https://aemo.com.au/-/media/files/stakeholder_consultation/consultations/nsp_consultations/2020/aemo-heat-rate-data.pdf?la=en
naturalGasToEmissions | GJ/tCO2e | gasTurbine | Inverse calculation from DCCEEW Scope 1 emissions (Table 5). | 19.61 | 19.61 | 19.61 | 19.61 | 19.61 | 19.61 | 19.61 | 19.61 | 19.61 | 19.61 | 19.61 | 19.61 | 19.61 | 19.61 | 19.61 | 19.61 | https://www.dcceew.gov.au/sites/default/files/documents/national-greenhouse-account-factors-2023.pdf, p. 16
electricityGasTurbinesUnitCapex | mA$/MW | gasTurbine | Based on GenCost 2024-25 figures for open cycle gas turbines. | 1.302 | 1.302 | 1.302 | 1.302 | 1.302 | 1.302 | 1.302 | 1.302 | 1.302 | 1.302 | 1.302 | 1.302 | 1.302 | 1.302 | 1.302 | 1.302 | https://www.csiro.au/-/media/Energy/GenCost/GenCost2024-25ConsultDraft_20241205.pdf (Global NZE post 2050 policies scenario), p. 83
electricityGasTurbinesLife | years | gasTurbine | 0 | 25 | 25 | 25 | 25 | 25 | 25 | 25 | 25 | 25 | 25 | 25 | 25 | 25 | 25 | 25 | 25 | https://aemo.com.au/-/media/files/major-publications/isp/2025/aurecon-2024-energy-technology-costs-and-technical-parameter-review.pdf?la=en, p. 62
naturalGasConnectionCapacity | GJ/ hr | gasTurbine | Toggled | 0 | 0 | 0 | 0 | 0 | 0 | 0 | 0 | 0 | 0 | 0 | 0 | 0 | 0 | 0 | 0 | 0
electricityGasTurbinesCapacity | MW | gasTurbine | Not included in base cases | 0 | 0 | 0 | 0 | 0 | 0 | 0 | 0 | 0 | 0 | 0 | 0 | 0 | 0 | 0 | 0 | 0
electricityGasTurbinesUnitOpex | mA$/MW | gasTurbine | Based on implied opex as percentage of capex from 2024 Aurecon figures. L/H -/+ 10%. | 0.030913 | 0.030913 | 0.030913 | 0.030913 | 0.030913 | 0.030913 | 0.030913 | 0.030913 | 0.030913 | 0.030913 | 0.030913 | 0.030913 | 0.030913 | 0.030913 | 0.030913 | 0.030913 | 0
electricityToWater | MWh/t | desalPlant | 0 | 0.0035 | 0.0035 | 0.0035 | 0.0035 | 0.0035 | 0.0035 | 0.0035 | 0.0035 | 0.0035 | 0.0035 | 0.0035 | 0.0035 | 0.0035 | 0.0035 | 0.0035 | 0.0035 | https://www.mdpi.com/2073-4441/16/15/2140,
waterProduceLife | years | desalPlant | Assumed | 27.5 | 27.5 | 27.5 | 27.5 | 27.5 | 27.5 | 27.5 | 27.5 | 27.5 | 27.5 | 27.5 | 27.5 | 27.5 | 27.5 | 27.5 | 27.5 | https://watereuse.org/wp-content/uploads/2015/10/Intake_White_Paper.pdf, p. 11
waterProduceUnitCapex | mA$/tph | desalPlant | Convert $40,000/ML to mA$/tph. Deduct product storage and distribution (10% of 80% construction cost). | 0.018836 | 0.018836 | 0.018836 | 0.018836 | 0.018836 | 0.018836 | 0.018836 | 0.018836 | 0.018836 | 0.018836 | 0.018836 | 0.018836 | 0.018836 | 0.018836 | 0.018836 | 0.018836 | https://aemo.com.au/-/media/files/major-publications/isp/2025/aurecon-2024-energy-technology-costs-and-technical-parameter-review.pdf?la=en, p. 132
waterProduceUnitOpex | mA$/tph | desalPlant | Based on implied opex as percentage of capex from 2024 Aurecon figures. L/H -/+ 10%. | 0.00036729 | 0.00036729 | 0.00036729 | 0.00036729 | 0.00036729 | 0.00036729 | 0.00036729 | 0.00036729 | 0.00036729 | 0.00036729 | 0.00036729 | 0.00036729 | 0.00036729 | 0.00036729 | 0.00036729 | 0.00036729 | 0
waterStorePercentHour0 | % (fraction) | waterStore | Assumed | 0.5 | 0.5 | 0.5 | 0.5 | 0.5 | 0.5 | 0.5 | 0.5 | 0.5 | 0.5 | 0.5 | 0.5 | 0.5 | 0.5 | 0.5 | 0.5 | 0
waterStoreUnitCapex | mA$/t | waterStore | Aurecon assume 5% CAPEX of waterProduceUnitCapex. Doubled to ensure suitable storage (i.e., ~15,000ML) | 0.0018836 | 0.0018836 | 0.0018836 | 0.0018836 | 0.0018836 | 0.0018836 | 0.0018836 | 0.0018836 | 0.0018836 | 0.0018836 | 0.0018836 | 0.0018836 | 0.0018836 | 0.0018836 | 0.0018836 | 0.0018836 | https://aemo.com.au/-/media/files/major-publications/isp/2025/aurecon-2024-energy-technology-costs-and-technical-parameter-review.pdf?la=en, p. 132
waterStoreLife | years | waterStore | Assumed | 30 | 30 | 30 | 30 | 30 | 30 | 30 | 30 | 30 | 30 | 30 | 30 | 30 | 30 | 30 | 30 | 0
waterDistributeUnitCapex | mA$/tph | waterDist | Aurecon assume 5% CAPEX of waterProduceUnitCapex. | 0.00094178 | 0.00094178 | 0.00094178 | 0.00094178 | 0.00094178 | 0.00094178 | 0.00094178 | 0.00094178 | 0.00094178 | 0.00094178 | 0.00094178 | 0.00094178 | 0.00094178 | 0.00094178 | 0.00094178 | 0.00094178 | https://aemo.com.au/-/media/files/major-publications/isp/2025/aurecon-2024-energy-technology-costs-and-technical-parameter-review.pdf?la=en, p. 132
waterDistributeLife | years | waterDist | Assumed | 30 | 30 | 30 | 30 | 30 | 30 | 30 | 30 | 30 | 30 | 30 | 30 | 30 | 30 | 30 | 30 | 0
electricityToH2 | MWh/t H2 | electrolysis | [Multiple sources]. Low is IRENA 2020 lower bound figure for PEM efficiency; qualitatively defended as more likely than DOE target (46Mwh/tH2) given current political environment. High is Aurecon PEM efficiency assumption, considered as commercially viable for construction by 2024. Middle represents average. Also note that "the thermodynamic efficiency limit for electrolysis is 40 kWh/kgH2... The CSIRO concluded that "it is generally considered that efficiencies better than 45 kWh/kg are unlikely to be achieved". | 55 | 55 | 55 | 55 | 55 | 55 | 55 | 55 | 55 | 55 | 55 | 55 | 55 | 55 | 55 | 55 | 0
waterToH2 | t water/t H2 | electrolysis | 9kg water/kg H2 is the theoretical requirement for electrolysis. Total system requirements and cooling tower require additional. | 31.5 | 31.5 | 31.5 | 31.5 | 31.5 | 31.5 | 31.5 | 31.5 | 31.5 | 31.5 | 31.5 | 31.5 | 31.5 | 31.5 | 31.5 | 31.5 | https://www.dcceew.gov.au/sites/default/files/documents/national-hydrogen-infrastructure-assessment-final-report.pdf (p. B-4), https://www.netzeroaustralia.net.au/wp-content/uploads/2023/04/Net-Zero-Australia-Methods-Assumptions-Scenarios-Sensitivities.pdf (p. 122)
h2ProduceUnitCapex | mA$/tph | electrolysis | [Calc]. Based on GenCost 2024-25 GenCost figures, which featured a significant increase in electrolyser costs compared to previous editions. Calculations assume HHV (39kWh/kgH2), and 285.8kJ energy to split H2 from H2O. Mid AUD/kW from GenCost 2024-25 is varied by efficiency assumptions used in this report (i.e., 50/55/60) to produce L/M/H cost estimates while maintaining internal consistency. | 114.02 | 114.02 | 114.02 | 114.02 | 114.02 | 114.02 | 114.02 | 114.02 | 114.02 | 114.02 | 114.02 | 114.02 | 114.02 | 114.02 | 114.02 | 114.02 | https://www.csiro.au/en/news/All/News/2024/December/GenCost-2024-25-Draft-Report-released-for-consultation p. 85
h2ProduceLife | years | electrolysis | 80,000 hours at 90% annual capacity | 10 | 10 | 10 | 10 | 10 | 10 | 10 | 10 | 10 | 10 | 10 | 10 | 10 | 10 | 10 | 10 | https://www.energymining.sa.gov.au/__data/assets/pdf_file/0011/1006985/66ed5bccec444ce135c4d0697da4f4450da87002.pdf, p. 7; https://www.netzeroaustralia.net.au/wp-content/uploads/2023/04/Net-Zero-Australia-Methods-Assumptions-Scenarios-Sensitivities.pdf, p. 122.
h2ProduceCapacity | tph | electrolysis | Optimised | 25 | 25 | 25 | 25 | 25 | 25 | 25 | 25 | 25 | 25 | 25 | 25 | 25 | 25 | 25 | 25 | 0
h2EmissionsIntensityLimit | t CO2e/ t H2 | electrolysis | To receive the HTPI, a kilogram of hydrogen must have "a production emissions intensity that is less than or equal to 0.6 kilograms of carbon dioxide per 1 kilogram of hydrogen" | 0.6 | 0.6 | 0.6 | 0.6 | 0.6 | 0.6 | 0.6 | 0.6 | 0.6 | 0.6 | 0.6 | 0.6 | 0.6 | 0.6 | 0.6 | 0.6 | https://parlinfo.aph.gov.au/parlInfo/search/display/display.w3p;db=LEGISLATION;id=legislation%2Fbills%2Fr7297_aspassed%2F0001;query=Id%3A%22legislation%2Fbills%2Fr7297_aspassed%2F0000%22
h2ProduceUnitOpex | mA$/tph | electrolysis | Based on implied opex as percentage of capex from 2024 Aurecon figures. L/H -/+ 10%. | 2.2632 | 2.2632 | 2.2632 | 2.2632 | 2.2632 | 2.2632 | 2.2632 | 2.2632 | 2.2632 | 2.2632 | 2.2632 | 2.2632 | 2.2632 | 2.2632 | 2.2632 | 2.2632 | 0
h2StorePercentHour0 | % (fraction) | storeH2 | Assumed | 0.5 | 0.5 | 0.5 | 0.5 | 0.5 | 0.5 | 0.5 | 0.5 | 0.5 | 0.5 | 0.5 | 0.5 | 0.5 | 0.5 | 0.5 | 0.5 | 0
h2StoreMaxChargeRate | % (fraction) | storeH2 | Assumed. Not constraining charge or discharge. | 1 | 1 | 1 | 1 | 1 | 1 | 1 | 1 | 1 | 1 | 1 | 1 | 1 | 1 | 1 | 1 | 0
h2StoreUnitCapex | mA$/t | storeH2 | [Multiple sources]. Low is based on DNV 700 bar compression storage figure with conversion of 131GJ/tH2. Middle and high are from 2018 CSIRO Hydrogen Roadmap. Figures are based on 150 and 350 bar compression, respectively, and include tank, compressor, associated infrastructure, and installation costs. Figures have been inflated to AUD2024. | 2.19 | 2.19 | 2.19 | 2.19 | 2.19 | 2.19 | 2.19 | 2.19 | 2.19 | 2.19 | 2.19 | 2.19 | 2.19 | 2.19 | 2.19 | 2.19 | https://www.nrel.gov/docs/fy14osti/58564.pdf; https://apps.dtic.mil/sti/tr/pdf/AD1053240.pdf, p. 13; https://www.sciencedirect.com/science/article/pii/S0360319921005838, p. 15678
h2StoreUnitOpex | mA$/t | storeH2 | ~2% CAPEX, as per reference: opex / CAPEX 150 bar case. | 0.046686 | 0.046686 | 0.046686 | 0.046686 | 0.046686 | 0.046686 | 0.046686 | 0.046686 | 0.046686 | 0.046686 | 0.046686 | 0.046686 | 0.046686 | 0.046686 | 0.046686 | 0.046686 | https://www.csiro.au/-/media/Do-Business/Files/Futures/18-00314_EN_NationalHydrogenRoadmap_WEB_180823.pdf, p. 84
h2StoreLife | years | storeH2 | Low from Net Zero. High from IRENA. Middle takes average | 35 | 35 | 35 | 35 | 35 | 35 | 35 | 35 | 35 | 35 | 35 | 35 | 35 | 35 | 35 | 35 | https://www.netzeroaustralia.net.au/wp-content/uploads/2023/04/Net-Zero-Australia-Methods-Assumptions-Scenarios-Sensitivities.pdf, p. 127; https://www.irena.org/-/media/Files/IRENA/Agency/Publication/2021/May/IRENA_Green_Hydrogen_Supply_2021, p. 18
h2StoreCapacity | t | storeH2 | Optimised | 500 | 500 | 500 | 500 | 500 | 500 | 500 | 500 | 500 | 500 | 500 | 500 | 500 | 500 | 500 | 500 | 0
h2DistributeUnitCapex | mA$/tph | distH2 | [Calc]. Assumed 5km of distribution pipe. L/H = -/+ 10%. | 0.44514 | 0.44514 | 0.44514 | 0.44514 | 0.44514 | 0.44514 | 0.44514 | 0.44514 | 0.44514 | 0.44514 | 0.44514 | 0.44514 | 0.44514 | 0.44514 | 0.44514 | 0.44514 | https://iea.blob.core.windows.net/assets/36017d2f-747b-4993-b06d-33209fe143fa/GHR24AssumptionsAnnex.pdf, p. 8
h2DistributeLife | years | distH2 | 0 | 42 | 42 | 42 | 42 | 42 | 42 | 42 | 42 | 42 | 42 | 42 | 42 | 42 | 42 | 42 | 42 | https://transitionaccelerator.ca/wp-content/uploads/2023/06/The-Techno-Economics-of-Hydrogen-Pipelines-v2.pdf, p. 20; https://iea.blob.core.windows.net/assets/36017d2f-747b-4993-b06d-33209fe143fa/GHR24AssumptionsAnnex.pdf, p. 8
ironOreEmissionsIntensity | tCO2e/t iron ore | ironOre | Assumed. Not including mining or transport emissions. | 0 | 0 | 0 | 0 | 0 | 0 | 0 | 0 | 0 | 0 | 0 | 0 | 0 | 0 | 0 | 0 | 0
ironOreUnitCost | A$/t | ironOre | [Calc]. 2030 price forecast, China CFR. WA: 2030 price forecast, China CFR. Average of 62 and 58% fines. In 2024AUD. SA: Adjusted based on price forecast of 65% Fe sinter fines. In 2024AUD. Includes transport and handling costs for respective ports where relevant to the envisaged scenario. Capesize for Gladstone and Handysize for Kwinana. | 153.7372 | 153.7372 | 105.0507 | 105.0507 | 105.0507 | 105.0507 | 158.6449 | 158.6449 | 118.9403 | 118.9403 | 124.7372 | 124.7372 | 105.0507 | 105.0507 | 105.0507 | 105.0507 | 0
naturalGasUnitCost | A$/GJ | Natural_gas | [Calc]. Industrial gas price forecasts for 2030 by state from 2024 ACIL Allen (supporting material for AEMO 2025 Gas Statement of Opportunities). Pipeline costs from various sources as they relate to the location of proposed green iron plants. | 12.8882 | 12.8882 | 9.1521 | 9.1521 | 9.0507 | 9.0507 | 9.0507 | 9.0507 | 9.4479 | 9.4479 | 13.4159 | 13.4159 | 9.1521 | 9.1521 | 12.8882 | 12.8882 | https://aemo.com.au/energy-systems/gas/gas-forecasting-and-planning/gas-statement-of-opportunities-gsoo
electricityToIronPreP | MWh/t Pre-processed iron | preProcessing | [Multiple sources]. Referenced value is for electricity consumption only (i.e., excludes heating). Does not vary by ore type. | 0.033713 | 0 | 0.033713 | 0 | 0.033713 | 0 | 0.033713 | 0 | 0.033713 | 0 | 0.033713 | 0 | 0.033713 | 0 | 0.033713 | 0 | https://eippcb.jrc.ec.europa.eu/sites/default/files/2019-11/IS_Adopted_03_2012.pdf, p.188
h2ToIronPreP | t H2/t Pre-processed iron | preProcessing | No hydrogen involved in pelletization. Natural gas is used for ore heating. | 0 | 0 | 0 | 0 | 0 | 0 | 0 | 0 | 0 | 0 | 0 | 0 | 0 | 0 | 0 | 0 | 0
waterToIronPreP | t water/t Pre-processed iron | preProcessing | NA | 0 | 0 | 0 | 0 | 0 | 0 | 0 | 0 | 0 | 0 | 0 | 0 | 0 | 0 | 0 | 0 | 0
ironOreToIronPreP | t iron ore/t Pre-processed iron | preProcessing | [Calc]. [Explainer]. Where relevant to the technology route, concentrated fine required for one ton of pellets. It is assumed that five per cent of moisture is lost in the process. L/H = -/+ 10%. | 1.0526 | 1 | 1.0526 | 1 | 1.0526 | 1 | 1.0526 | 1 | 1.0526 | 1 | 1.0526 | 1 | 1.0526 | 1 | 1.0526 | 1 | 0
naturalGasToIronPreP | GJ/t Pre-processed iron | preProcessing | [Multiple sources]. Natural gas used for heating the ore. Differences between SA and Pilbara derived from varying heating requirements of magnetite and hematite. | 0.426 | 0 | 1.065 | 0 | 1.065 | 0 | 0.426 | 0 | 1.065 | 0 | 1.065 | 0 | 1.065 | 0 | 1.065 | 0 | https://publications.jrc.ec.europa.eu/repository/bitstream/JRC129297/JRC129297_01.pdf, p. 30; https://rmi.org/insight/green-iron-corridors/, p. 31
ironPrePProduceUnitCapex | mA$/tph | preProcessing | Convert RMI figure to mA$/tph. Capex of pelletisation plant. Not required in Zesty process. | 2.642 | 0 | 2.642 | 0 | 2.642 | 0 | 2.642 | 0 | 2.642 | 0 | 2.642 | 0 | 2.642 | 0 | 2.642 | 0 | https://rmi.org/insight/green-iron-corridors/, p. 31
ironPrePProduceLife | years | preProcessing | 0 | 25 | 25 | 25 | 25 | 25 | 25 | 25 | 25 | 25 | 25 | 25 | 25 | 25 | 25 | 25 | 25 | https://www.sciencedirect.com/science/article/pii/S0959652618326301, p. 739
electricityToIronRaw | MWh/t Raw iron | HBI | [Calcs]. For Midrex: ore and reducing gas heating with 90% efficiency, plus non-heating electrical requirements for auxilliary equipment. Zesty electricity requirements excluding hydrogen production. | 1.3016 | 1.1 | 1.3016 | 1.1 | 1.3016 | 1.1 | 1.3016 | 1.1 | 1.3016 | 1.1 | 1.3016 | 1.1 | 1.3016 | 1.1 | 1.3016 | 1.1 | 0
h2ToIronRaw | t H2/t Raw iron | HBI | MIDREX H2-DRI figure for 100% H2 reductant. Stoichiometric lower bound is 54kg/tDRI but difficult to meet due to process inefficiencies. Upper bound reported as high as 76kg/tDRI. Zesty assumption as per techincal report. | 0.054 | 0.054 | 0.054 | 0.054 | 0.054 | 0.054 | 0.054 | 0.054 | 0.054 | 0.054 | 0.054 | 0.054 | 0.054 | 0.054 | 0.054 | 0.054 | https://www.primetals.com/fileadmin/user_upload/landing_pages/2021/Green_Steel/Publications/downloads/AISTech_2021_MIDREX_H2_Final.pdf, p. 5; https://climateenergyfinance.org/wp-content/uploads/2024/11/CEF_Green-Metal-Statecraft_FINAL.pdf, p. 73; https://arena.gov.au/assets/2023/09/Calix-Zesty-Tech-Zero-Emissions-Iron-and-Steel-Pre-Feed-Report-Demo.pdf, p. 12.
waterToIronRaw | t water/t Raw iron | HBI | Not an input for Zesty technology. | 1.25 | 0 | 1.25 | 0 | 1.25 | 0 | 1.25 | 0 | 1.25 | 0 | 1.25 | 0 | 1.25 | 0 | 1.25 | 0 | https://www.aist.org/AIST/aist/AIST/Conferences_Exhibitions/Training_Seminars/Scrap%20Files/28-Gordon.pdf; https://www.primetals.com/fileadmin/user_upload/landing_pages/2021/Green_Steel/Publications/downloads/AISTech_2021_MIDREX_H2_Final.pdf
ironPrePToIronRaw | t Pre-processed iron/t Raw iron | HBI | [Calc]. [Explainer]. Differences are driven by metallisation rates of Midrex (assumed 94%) and Zesty (assumed 95%) technologies, as well as Fe content of Pilbara and Eyre Peninsula pellets. L/H = -/+ 10%. | 1.3998 | 1.3778 | 1.3727 | 1.4222 | 1.3727 | 1.4222 | 1.3598 | 1.3384 | 1.3727 | 1.4222 | 1.3727 | 1.4222 | 1.3727 | 1.4222 | 1.3727 | 1.4222 | 0
naturalGasToIronRawHeating | GJ/t Raw iron | HBI | No gas used for heating. | 0 | 0 | 0 | 0 | 0 | 0 | 0 | 0 | 0 | 0 | 0 | 0 | 0 | 0 | 0 | 0 | 0
naturalGasToIronRawReducing | GJ/t Raw iron | HBI | Not included in base cases. Note that there is 2.3GJ/tDRI involved in heating that is excluded from this figure as heating is done electrically in all cases. | 7.7 | 7.7 | 7.7 | 7.7 | 7.7 | 7.7 | 7.7 | 7.7 | 7.7 | 7.7 | 7.7 | 7.7 | 7.7 | 7.7 | 7.7 | 7.7 | https://www.aist.org/AIST/aist/AIST/Conferences_Exhibitions/Training_Seminars/Scrap%20Files/28-Gordon.pdf, s. 25. Elliot, Richard: https://m.ecic-icsti.register-me.org/programs/proceedings#107, p. 4
ironRawToWater | t Raw iron/t water | HBI | NA | 0 | 0 | 0 | 0 | 0 | 0 | 0 | 0 | 0 | 0 | 0 | 0 | 0 | 0 | 0 | 0 | 0
ironRawProduceUnitCapex | mA$/tph | HBI | [Multiple sources]. In lieu of commercial scale plant CAPEX estimates for Zesty, a 20 per cent increase has been applied to the Midrex estimate. For FOAK estimates, a multiplier is applied to reflect novelty of technologies. | 5.1509 | 7.0641 | 5.1509 | 7.0641 | 5.1509 | 7.0641 | 5.1509 | 7.0641 | 5.1509 | 7.0641 | 5.1509 | 7.0641 | 5.1509 | 7.0641 | 5.1509 | 7.0641 | 0
ironRawProduceLife | years | HBI | L/H = +/- 10% | 25 | 25 | 25 | 25 | 25 | 25 | 25 | 25 | 25 | 25 | 25 | 25 | 25 | 25 | 25 | 25 | https://iea.blob.core.windows.net/assets/eb0c8ec1-3665-4959-97d0-187ceca189a8/Iron_and_Steel_Technology_Roadmap.pdf, p. 108
ironRawProduceUnitOpex | mA$/tph Raw iron | HBI | Based on US$12.93 inflated from US2015 to AUD2024 figure from Duke University report. | 0.21679 | 0.21679 | 0.21679 | 0.21679 | 0.21679 | 0.21679 | 0.21679 | 0.21679 | 0.21679 | 0.21679 | 0.21679 | 0.21679 | 0.21679 | 0.21679 | 0.21679 | 0.21679 | Midrex O&M: https://dukespace.lib.duke.edu/server/api/core/bitstreams/19daa588-bc17-4bc8-8acc-a3b3b2e6ff91/content, p. 19-20; inflated using https://www.bls.gov/data/inflation_calculator.htm
electricityToIronPostP | MWh/t Post-processed iron | postProcessing | Briquetting required for Eyre Peninsula. Smelting required for Pilbara. | 0.01 | 0.01 | 0.6679 | 0.6679 | 0.6679 | 0.6679 | 0.01 | 0.01 | 0.6679 | 0.6679 | 0.6679 | 0.6679 | 0.6679 | 0.6679 | 0.6679 | 0.6679 | Briquetting: https://rmi.org/insight/green-iron-corridors/, p. 31. Smelting: https://www.sustainableironmaking.com.au/wp-content/uploads/2023/03/4.-Sara-Paymooni.pdf, p. 20
h2ToIronPostP | t H2/t Post-processed iron | postProcessing | No H2 required for smelting or briquetting. | 0 | 0 | 0 | 0 | 0 | 0 | 0 | 0 | 0 | 0 | 0 | 0 | 0 | 0 | 0 | 0 | 0
waterToIronPostP | t water/t Post-processed iron | postProcessing | Small amounts of water required for ESF cooling. | 0 | 0 | 0 | 0 | 0 | 0 | 0 | 0 | 0 | 0 | 0 | 0 | 0 | 0 | 0 | 0 | https://www.sustainableironmaking.com.au/wp-content/uploads/2023/03/4.-Sara-Paymooni.pdf
ironRawToIronPostP | t Raw iron/t Post-processed iron | postProcessing | [Calc]. [Explainer]. Requirements to realise Fe content in benchmark product. L/H = -/+ 10%. | 1 | 1 | 1.0109 | 1.0239 | 1.0109 | 1.0239 | 1 | 1 | 1.0109 | 1.0239 | 1.0109 | 1.0239 | 1.0109 | 1.0239 | 1.0109 | 1.0239 | 0
naturalGasToIronPostP | GJ/t Post-processed iron | postProcessing | No natural gas used in post-processing. | 0 | 0 | 0 | 0 | 0 | 0 | 0 | 0 | 0 | 0 | 0 | 0 | 0 | 0 | 0 | 0 | 0
ironPostPProduceUnitCapex | mA$/tph | postProcessing | [Multiple sources] Briquetting for Eyre scenarios and ESF for other. For FOAK estimates, a multiplier is applied to reflect novelty of ESF technology. | 0.1 | 0.1 | 3.2209 | 3.2209 | 3.2209 | 3.2209 | 0.1 | 0.1 | 3.2209 | 3.2209 | 3.2209 | 3.2209 | 3.2209 | 3.2209 | 3.2209 | 3.2209 | https://rmi.org/insight/green-iron-corridors/, p. 31
ironPostPProduceLife | years | postProcessing | Assumed | 25 | 25 | 25 | 25 | 25 | 25 | 25 | 25 | 25 | 25 | 25 | 25 | 25 | 25 | 25 | 25 | 0
ironDistributeUnitCapex | A$/ tph | ironGeneral | NA | 0 | 0 | 0 | 0 | 0 | 0 | 0 | 0 | 0 | 0 | 0 | 0 | 0 | 0 | 0 | 0 | 0
ironMarketEmissionsIntensity | tCO2e/t iron | ironGeneral | 0 | 1.8 | 1.8 | 1.8 | 1.8 | 1.8 | 1.8 | 1.8 | 1.8 | 1.8 | 1.8 | 1.8 | 1.8 | 1.8 | 1.8 | 1.8 | 1.8 | 0
ironProduceCapacity | tph | ironGeneral | Optimised | 285 | 285 | 285 | 285 | 285 | 285 | 285 | 285 | 285 | 285 | 285 | 285 | 285 | 285 | 285 | 285 | 0
ironEmissionsIntensityLimit | tCO2e/t iron | ironGeneral | Limits production to avoid exceeding this limit. Set to 10 as a very high number we don't ever hit. The H2 emissions intensity constraint is the one that impacts first (which is based on HPTI requirements) | 10 | 10 | 10 | 10 | 10 | 10 | 10 | 10 | 10 | 10 | 10 | 10 | 10 | 10 | 10 | 10 | 0
ironMarketValue | A$/kg | ironGeneral | Used as indicative price of HBI to determine sell-back strategy. | 0.665 | 0.665 | 0.665 | 0.665 | 0.665 | 0.665 | 0.665 | 0.665 | 0.665 | 0.665 | 0.665 | 0.665 | 0.665 | 0.665 | 0.665 | 0.665 | 0
ironTargetAnnualSupply | None | ironGeneral | Assumed | 2500 | 2500 | 2500 | 2500 | 2500 | 2500 | 2500 | 2500 | 2500 | 2500 | 2500 | 2500 | 2500 | 2500 | 2500 | 2500 | 0
ironDistributeLife | years | ironGeneral | Assumed | 25 | 25 | 25 | 25 | 25 | 25 | 25 | 25 | 25 | 25 | 25 | 25 | 25 | 25 | 25 | 25 | 0
portCapex | mA$ | port | NA | 0 | 0 | 0 | 0 | 0 | 0 | 0 | 0 | 0 | 0 | 0 | 0 | 0 | 0 | 0 | 0 | 0
portLife | years | port | NA | 40 | 40 | 40 | 40 | 40 | 40 | 40 | 40 | 40 | 40 | 40 | 40 | 40 | 40 | 40 | 40 | 0
roadLife | years | road | NA | 40 | 40 | 40 | 40 | 40 | 40 | 40 | 40 | 40 | 40 | 40 | 40 | 40 | 40 | 40 | 40 | 0
roadDistance | km | road | NA | 0 | 0 | 0 | 0 | 0 | 0 | 0 | 0 | 0 | 0 | 0 | 0 | 0 | 0 | 0 | 0 | 0
roadUnitCapex | mA$/km | road | BITRE figure inflated to 2023AU$ | 6.3648 | 6.3648 | 6.3648 | 6.3648 | 6.3648 | 6.3648 | 6.3648 | 6.3648 | 6.3648 | 6.3648 | 6.3648 | 6.3648 | 6.3648 | 6.3648 | 6.3648 | 6.3648 | https://infrastructuredeliverymodels.gihub.org/case-studies/bitre-road-construction-cost-and-infrastructure-procurement-benchmarking
h2TaxCredit | A$/kg | economic | 0 | 0 | 0 | 0 | 0 | 0 | 0 | 0 | 0 | 0 | 0 | 0 | 0 | 0 | 0 | 0 | 0 | 0
carbonPrice | A$/tCO2e | economic | 0 | 0 | 0 | 0 | 0 | 0 | 0 | 0 | 0 | 0 | 0 | 0 | 0 | 0 | 0 | 0 | 0 | 0
capexCostsFactor | Multiplier | economic | [Calc]. [Explainer]. Location cost factors are comprised of equipment costs, installation costs, fuel connection costs, cost of land and development, and O&M costs. GHD provides a summary of the variation across locations for each of the above components. AEMO’s location factors are taken from the GHD report from 2018 with adjustments applied based on regional development studies and feedback. AEMO’s breakdown of component costs was used for our calculations. To increase accuracy, we split the cost factor for renewables (large scale solar, wind, and batteries) and other facilities, as the proportions of the cost breakdown are different for renewables compared with standard industrial generation plants. | 1.08 | 1.08 | 1.36 | 1.36 | 1.24 | 1.24 | 1.24 | 1.24 | 1.12 | 1.12 | 1.11 | 1.11 | 1.36 | 1.36 | 1.08 | 1.08 | 0
capexCostsFactorRE | 0 | economic | [Calc]. [Explainer]. Same exercise as in capexCostsFactor but this time splits for RE technologies are taken at face value. | 1.08 | 1.08 | 1.34 | 1.34 | 1.23 | 1.23 | 1.23 | 1.23 | 1.11 | 1.11 | 1.1 | 1.1 | 1.34 | 1.34 | 1.08 | 1.08 | 0
opexFactor | % (fraction) | economic | Base model assumption | 0.03 | 0.03 | 0.03 | 0.03 | 0.03 | 0.03 | 0.03 | 0.03 | 0.03 | 0.03 | 0.03 | 0.03 | 0.03 | 0.03 | 0.03 | 0.03 | 0
wacc | % (fraction) | economic | As per bi-annual IPART WACC February 2025 update. Middle reflects long-term post-tax real WACC, low reflects lower bound post-tax real WACC, and high reflects middle 10% market risk premium (upgraded from market rate of 6.25%). | 0.055 | 0.06 | 0.055 | 0.06 | 0.055 | 0.06 | 0.055 | 0.06 | 0.055 | 0.06 | 0.055 | 0.06 | 0.055 | 0.06 | 0.055 | 0.06 | https://www.ipart.nsw.gov.au/Home/Industries/Special-Reviews/Regulatory-policy/Market-Update
waccRenewables | % (fraction) | economic | As per bi-annual IPART WACC February 2025 update. Middle reflects long-term post-tax real WACC, low reflects lower bound post-tax real WACC, and high reflects middle 10% market risk premium (upgraded from market rate of 6.25%). | 0.045 | 0.045 | 0.055 | 0.06 | 0.045 | 0.045 | 0.045 | 0.045 | 0.045 | 0.045 | 0.045 | 0.045 | 0.045 | 0.045 | 0.045 | 0.045 | https://www.ipart.nsw.gov.au/Home/Industries/Special-Reviews/Regulatory-policy/Market-Update
discountRate | %(fraction) | economic | Not used. | 0.07 | 0.07 | 0.07 | 0.07 | 0.07 | 0.07 | 0.07 | 0.07 | 0.07 | 0.07 | 0.07 | 0.07 | 0.07 | 0.07 | 0.07 | 0.07 | 0
simLength | hours | economic | One-year in length | 8760 | 8760 | 8760 | 8760 | 8760 | 8760 | 8760 | 8760 | 8760 | 8760 | 8760 | 8760 | 8760 | 8760 | 8760 | 8760 | 0
npvPeriod | years | economic | Assumed | 10 | 10 | 10 | 10 | 10 | 10 | 10 | 10 | 10 | 10 | 10 | 10 | 10 | 10 | 10 | 10 | 0
electricityGridEconomicExportToggle | None | toggle | 0 | FALSE | TRUE | FALSE | FALSE | FALSE | TRUE | FALSE | TRUE | FALSE | TRUE | FALSE | TRUE | FALSE | FALSE | FALSE | TRUE | 0
electricityGridCurtailedExportToggle | None | toggle | 0 | TRUE | TRUE | FALSE | FALSE | TRUE | TRUE | TRUE | TRUE | TRUE | TRUE | TRUE | TRUE | FALSE | FALSE | TRUE | TRUE | 0
hourlyDataSource | None | misc | [Calcs]. The model draws on hourly weather, price and emissions data. | eyre2023 | eyre2023 | pilb2019 | pilb2019 | gera2019 | gera2019 | gera2019 | gera2019 | kwin2019 | kwin2019 | glad2023 | glad2023 | pilb2019 | pilb2019 | leigh2023 | leigh2023 | 0

## FOAK_M
item | unit | category | comments | eyre_inflex | eyre_flex | pilb_inflex | pilb_flex | gera_inflex | gera_flex | geraMag_inflex | geraMag_flex | kwin_inflex | kwin_flex | glad_inflex | glad_flex | pilb_inflex_h2Swap | pilb_flex_h2Swap | midn_inflex_h2Swap | midn_flex_h2Swap | Reference(s)
electricityGridNetworkDailyCharge | A$/day | gridElec | 0 | 0 | 0 | 1 | 1 | 0 | 0 | 0 | 0 | 0 | 0 | 0 | 0 | 1 | 1 | 0 | 0 | 0
electricityGridNetworkVariableCharge | A$/kWh | gridElec | Electranet, Powerlink, and Western Power pricing schedules for high voltage industrial loads were considered as inputs here but ultimately it was decided to assume values based on consultation and general calculations given complexity and opacity of charging structures. The network charge also accounts for an insignificant portion of overall project costs since majority of energy used is generated BTM. L/M/H values are $10/MWh, $22/MWh, and $35/MWh. | 0.022 | 0.022 | 1 | 1 | 0.022 | 0.022 | 0.022 | 0.022 | 0.022 | 0.022 | 0.022 | 0.022 | 1 | 1 | 0.022 | 0.022 | 0
electricityGridPeakStart | hour of day | gridElec | 0 | 17 | 17 | 1 | 1 | 17 | 17 | 17 | 17 | 17 | 17 | 17 | 17 | 1 | 1 | 17 | 17 | 0
electricityGridPeakFinish | hour of day | gridElec | 0 | 21 | 21 | 1 | 1 | 21 | 21 | 21 | 21 | 21 | 21 | 21 | 21 | 1 | 1 | 21 | 21 | 0
electricityGridKvaOffPeakDailyCharge | A$/kVA/day | gridElec | 0 | 0 | 0 | 0 | 0 | 0 | 0 | 0 | 0 | 0 | 0 | 0 | 0 | 0 | 0 | 0 | 0 | 0
electricityGridKvaPeakDailyCharge | A$/kVA/day | gridElec | 0 | 0 | 0 | 0 | 0 | 0 | 0 | 0 | 0 | 0 | 0 | 0 | 0 | 0 | 0 | 0 | 0 | 0
electricityGridPowerFactor | None | gridElec | Assumed | 0.9 | 0.9 | 0.9 | 0.9 | 0.9 | 0.9 | 0.9 | 0.9 | 0.9 | 0.9 | 0.9 | 0.9 | 0.9 | 0.9 | 0.9 | 0.9 | 0
electricityGridCapacity | MW | gridElec | Optimised | 2500 | 2500 | 0 | 0 | 2500 | 2500 | 2500 | 2500 | 2500 | 2500 | 2500 | 2500 | 0 | 0 | 2500 | 2500 | 0
electricityGridTransmissionDistance | km | gridTrans | Assume that green iron plant plugs directly into transmission network with no additional transmission required. Little to no impact on LCOI. | 0 | 0 | 0 | 0 | 0 | 0 | 0 | 0 | 0 | 0 | 0 | 0 | 0 | 0 | 0 | 0 | 0
electricityGridTransmissionUnitCapex | mA$/(km GW) | gridTrans | CAPEX for 330 kV single circuit transmission line (1200 MVA each). Levelised by 1200MVA = 1.08GW transmission capacity (assuming 90% power factor). Inflated to 2023AU$. L/H = -/+ 10%. | 1.6298 | 1.6298 | 1.6298 | 1.6298 | 1.6298 | 1.6298 | 1.6298 | 1.6298 | 1.6298 | 1.6298 | 1.6298 | 1.6298 | 1.6298 | 1.6298 | 1.6298 | 1.6298 | https://www.infrastructureaustralia.gov.au/sites/default/files/2021-10/Supporting%20Appendices%20-%20Infrastructure%20Market%20Capacity.pdf, p. 71
electricityGridTransmissionLife | years | gridTrans | Based on Electranet asset life span outcomes. | 48.1 | 48.1 | 48.1 | 48.1 | 48.1 | 48.1 | 48.1 | 48.1 | 48.1 | 48.1 | 48.1 | 48.1 | 48.1 | 48.1 | 48.1 | 48.1 | https://www.aer.gov.au/system/files/Appendix%20E%20-%20Asset%20Management%20Strategy.pdf, p. 4
electricityGridTransmissionCapacity | MW | gridTrans | Optimised | 0 | 0 | 0 | 0 | 0 | 0 | 0 | 0 | 0 | 0 | 0 | 0 | 0 | 0 | 0 | 0 | 0
electricityGridExportCapacity | MW | gridTrans | Optimised | 2500 | 2500 | 0 | 0 | 2500 | 2500 | 2500 | 2500 | 2500 | 2500 | 2500 | 2500 | 2500 | 2500 | 2500 | 2500 | 0
electricitySolarPvCapacity | MW | solarPV | Optimised | 2500 | 2500 | 2500 | 2500 | 2500 | 2500 | 2500 | 2500 | 2500 | 2500 | 2500 | 2500 | 1 | 1 | 2500 | 2500 | 0
electricitySolarPvLife | years | solarPV | Based on Aurecon figures. | 30 | 30 | 30 | 30 | 30 | 30 | 30 | 30 | 30 | 30 | 30 | 30 | 30 | 30 | 30 | 30 | https://aemo.com.au/-/media/files/major-publications/isp/2025/aurecon-2024-energy-technology-costs-and-technical-parameter-review.pdf?la=en, p. 173
electricitySolarPvUnitCapex | mA$/MW | solarPV | Based on GenCost 2024-25 figures. Low: Global NZE by 2050 Mid: Global NZE post 2050 High: Current policy | 1.183 | 1.183 | 1.183 | 1.183 | 1.183 | 1.183 | 1.183 | 1.183 | 1.183 | 1.183 | 1.183 | 1.183 | 1.183 | 1.183 | 1.183 | 1.183 | https://www.csiro.au/-/media/Energy/GenCost/GenCost2024-25ConsultDraft_20241205.pdf, p. 76
electricitySolarPvLossFactor | %(fraction) | solarPV | DC-AC inverter conversion losses | 0.05 | 0.05 | 0.05 | 0.05 | 0.05 | 0.05 | 0.05 | 0.05 | 0.05 | 0.05 | 0.05 | 0.05 | 0.05 | 0.05 | 0.05 | 0.05 | https://www.mdpi.com/2227-9717/8/10/1225#:~:text=All%20the%20energy%20losses%20that,ranges%20from%2095%20to%2098%25.
electricitySolarPvUnitOpex | mA$/ MW | solarPV | Based on implied opex as percentage of capex from 2024 Aurecon figures. L/H -/+ 10%. | 0.012344 | 0.012344 | 0.012344 | 0.012344 | 0.012344 | 0.012344 | 0.012344 | 0.012344 | 0.012344 | 0.012344 | 0.012344 | 0.012344 | 0.012344 | 0.012344 | 0.012344 | 0.012344 | https://aemo.com.au/-/media/files/major-publications/isp/2025/aurecon-2024-energy-technology-costs-and-technical-parameter-review.pdf?la=en, p. 35
electricityWindTurbinesUnitCapex | mA$/MW | wind | Based on GenCost 2024-25 figures. Low: Global NZE by 2050 Mid: Global NZE post 2050 High: Current policy | 2.533 | 2.533 | 2.533 | 2.533 | 2.533 | 2.533 | 2.533 | 2.533 | 2.533 | 2.533 | 2.533 | 2.533 | 2.533 | 2.533 | 2.533 | 2.533 | https://www.csiro.au/-/media/Energy/GenCost/GenCost2024-25ConsultDraft_20241205.pdf, p. 84
electricityWindTurbinesLife | years | wind | Based on Aurecon figures. L/H = +/- 10% | 25 | 25 | 25 | 25 | 25 | 25 | 25 | 25 | 25 | 25 | 25 | 25 | 25 | 25 | 25 | 25 | https://aemo.com.au/-/media/files/major-publications/isp/2025/aurecon-2024-energy-technology-costs-and-technical-parameter-review.pdf?la=en, p. 173
electricityWindTurbinesCapacity | MW | wind | Optimised | 2500 | 2500 | 2765 | 2765 | 2500 | 2500 | 2500 | 2500 | 2500 | 2500 | 2500 | 2500 | 2500 | 2500 | 2500 | 2500 | 0
electricityWindTurbinesLossFactor | %(fraction) | wind | DC-AC inverter conversion losses. | 0.05 | 0.05 | 0.05 | 0.05 | 0.05 | 0.05 | 0.05 | 0.05 | 0.05 | 0.05 | 0.05 | 0.05 | 0.05 | 0.05 | 0.05 | 0.05 | https://www.mdpi.com/2227-9717/8/10/1225#:~:text=All%20the%20energy%20losses%20that,ranges%20from%2095%20to%2098%25.
electricityWindTurbinesUnitOpex | mA$/ MW | wind | Based on implied opex as percentage of capex from 2024 Aurecon figures. L/H -/+ 10%. | 0.023254 | 0.023254 | 0.023254 | 0.023254 | 0.023254 | 0.023254 | 0.023254 | 0.023254 | 0.023254 | 0.023254 | 0.023254 | 0.023254 | 0.023254 | 0.023254 | 0.023254 | 0.023254 | 0
electricityBtmTransmissionDistance | km | transBTM | General assumption that some BTM transmission will be required to connect energy generating and using areas of the plant. Assumes 50km of base transmission required to connect plant, with additional required for Geraldton, Kwinana and Gladstone scenarios to connect to energy generating assets. Additional is based on distance between proposed plant location and centroid of associated REZ + 20% (km). | 50 | 50 | 50 | 50 | 168.8 | 168.8 | 168.8 | 168.8 | 272 | 272 | 152 | 152 | 50 | 50 | 50 | 50 | 0
electricityBtmTransmissionUnitCapex | mA$/(km GW) | transBTM | CAPEX for 330 kV single circuit transmission line (1200 MVA each). Levelised by 1.2GW transmission capacity. Includes cost of overhead. Inflated to 2023AU$. L/H -5%/+20% | 1.6298 | 1.6298 | 1.6298 | 1.6298 | 1.6298 | 1.6298 | 1.6298 | 1.6298 | 1.6298 | 1.6298 | 1.6298 | 1.6298 | 1.6298 | 1.6298 | 1.6298 | 1.6298 | https://www.infrastructureaustralia.gov.au/sites/default/files/2021-10/Supporting%20Appendices%20-%20Infrastructure%20Market%20Capacity.pdf p. 71
electricityBtmTransmissionLife | years | transBTM | Based on Electranet asset life span outcomes. | 48.1 | 48.1 | 48.1 | 48.1 | 48.1 | 48.1 | 48.1 | 48.1 | 48.1 | 48.1 | 48.1 | 48.1 | 48.1 | 48.1 | 48.1 | 48.1 | https://www.aer.gov.au/system/files/AER%20-%20Attachment%205%20-%20Regulatory%20depreciation%20-%20October%202017.pdf, p. 5-6
electricityBtmTransmissionCapacity | MW | transBTM | Optimised | 2500 | 2500 | 2500 | 2500 | 2500 | 2500 | 2500 | 2500 | 2500 | 2500 | 2500 | 2500 | 2500 | 2500 | 2500 | 2500 | 0
electricityBtmTransmissionLossFactor | %(fraction)/ 100 km | transBTM | See reference. | 0.01 | 0.01 | 0.01 | 0.01 | 0.01 | 0.01 | 0.01 | 0.01 | 0.01 | 0.01 | 0.01 | 0.01 | 0.01 | 0.01 | 0.01 | 0.01 | https://www.nationalgrid.com/sites/default/files/documents/13784-High%20Voltage%20Direct%20Current%20Electricity%20%E2%80%93%20technical%20information.pdf, p. 7
electricityBtmTransmissionUseGrid | None | transBTM | FALSE: do not use transmission grid TRUE: use transmission grid | FALSE | FALSE | FALSE | FALSE | FALSE | FALSE | FALSE | FALSE | FALSE | FALSE | FALSE | FALSE | FALSE | FALSE | FALSE | FALSE | 0
electricityStorePercentHour0 | % (fraction) | battery | Assumed | 0.5 | 0.5 | 0.5 | 0.5 | 0.5 | 0.5 | 0.5 | 0.5 | 0.5 | 0.5 | 0.5 | 0.5 | 0.5 | 0.5 | 0.5 | 0.5 | 0
electricityStoreMaxChargeRate | % (fraction) | battery | Implied by 8-hour storage. | 0.125 | 0.125 | 0.125 | 0.125 | 0.125 | 0.125 | 0.125 | 0.125 | 0.125 | 0.125 | 0.125 | 0.125 | 0.125 | 0.125 | 0.125 | 0.125 | 0
electricityStoreRtEfficiency | % (fraction) | battery | Assumed | 0.85 | 0.85 | 0.85 | 0.85 | 0.85 | 0.85 | 0.85 | 0.85 | 0.85 | 0.85 | 0.85 | 0.85 | 0.85 | 0.85 | 0.85 | 0.85 | https://www.nrel.gov/docs/fy23osti/85332.pdf, p. 8
electricityStoreUnitCapex | mA$/MWh | battery | 8-hour total (battery + BOP) based on GenCost 2024-25 figures. Low: Global NZE by 2050 Mid: Global NZE post 2050 High: Current policy | 0.263 | 0.263 | 0.263 | 0.263 | 0.263 | 0.263 | 0.263 | 0.263 | 0.263 | 0.263 | 0.263 | 0.263 | 0.263 | 0.263 | 0.263 | 0.263 | https://www.csiro.au/-/media/Energy/GenCost/GenCost2024-25ConsultDraft_20241205.pdf, p. 78
electricityStoreLife | years | battery | Based on Aurecon 20-year useful life assumption and adjusted for 60% degredation. L/H +/- 20%. | 15.82 | 15.82 | 15.82 | 15.82 | 15.82 | 15.82 | 15.82 | 15.82 | 15.82 | 15.82 | 15.82 | 15.82 | 15.82 | 15.82 | 15.82 | 15.82 | https://aemo.com.au/-/media/files/major-publications/isp/2025/aurecon-2024-energy-technology-costs-and-technical-parameter-review.pdf?la=en, p. 174
electricityStoreCapacity | MWh | battery | Optimised | 500 | 500 | 500 | 500 | 500 | 500 | 500 | 500 | 500 | 500 | 500 | 500 | 500 | 500 | 500 | 500 | 0
electricityStoreMaxDepthOfDischarge | %(fraction) | battery | A GenCost assumption based on maintaining health of battery. | 0.8 | 0.8 | 0.8 | 0.8 | 0.8 | 0.8 | 0.8 | 0.8 | 0.8 | 0.8 | 0.8 | 0.8 | 0.8 | 0.8 | 0.8 | 0.8 | https://publications.csiro.au/publications/publication/PIcsiro:EP2024-2021, p. 37
electricityStoreUnitOpex | mA$/ MW | battery | Based on implied opex as percentage of capex from 2024 Aurecon figures. L/H -/+ 10%. | 0.0022773 | 0.0022773 | 0.0022773 | 0.0022773 | 0.0022773 | 0.0022773 | 0.0022773 | 0.0022773 | 0.0022773 | 0.0022773 | 0.0022773 | 0.0022773 | 0.0022773 | 0.0022773 | 0.0022773 | 0.0022773 | 0
electricityDistributeUnitCapex | mA$/MW | elecDist | Based on 1GW green hydrogen plant design. Scaled up to 1.5/2/2.5GW capacity for L/M/H, given historic model runs and energy requirements. Unit includes: HV electrical system, four state-of-the-art 380/66kV 300MVA transformers with open-air switchgear, 66/1.5kV transformers equipped with gas-insulated switchgear. | 0.259 | 0.259 | 0.259 | 0.259 | 0.259 | 0.259 | 0.259 | 0.259 | 0.259 | 0.259 | 0.259 | 0.259 | 0.259 | 0.259 | 0.259 | 0.259 | https://ispt.eu/media/Public-report-gigawatt-advanced-green-electrolyser-design.pdf, p. 15, 31.
electricityDistributeLife | years | elecDist | Assumed | 40 | 40 | 40 | 40 | 40 | 40 | 40 | 40 | 40 | 40 | 40 | 40 | 40 | 40 | 40 | 40 | 0
naturalGasToElectricity | GJ/MWh | gasTurbine | Static heat rate for generic new entrant OCGT | 11.75 | 11.75 | 11.75 | 11.75 | 11.75 | 11.75 | 11.75 | 11.75 | 11.75 | 11.75 | 11.75 | 11.75 | 11.75 | 11.75 | 11.75 | 11.75 | https://aemo.com.au/-/media/files/stakeholder_consultation/consultations/nsp_consultations/2020/aemo-heat-rate-data.pdf?la=en
naturalGasToEmissions | GJ/tCO2e | gasTurbine | Inverse calculation from DCCEEW Scope 1 emissions (Table 5). | 19.61 | 19.61 | 19.61 | 19.61 | 19.61 | 19.61 | 19.61 | 19.61 | 19.61 | 19.61 | 19.61 | 19.61 | 19.61 | 19.61 | 19.61 | 19.61 | https://www.dcceew.gov.au/sites/default/files/documents/national-greenhouse-account-factors-2023.pdf, p. 16
electricityGasTurbinesUnitCapex | mA$/MW | gasTurbine | Based on GenCost 2024-25 figures for open cycle gas turbines. | 1.302 | 1.302 | 1.302 | 1.302 | 1.302 | 1.302 | 1.302 | 1.302 | 1.302 | 1.302 | 1.302 | 1.302 | 1.302 | 1.302 | 1.302 | 1.302 | https://www.csiro.au/-/media/Energy/GenCost/GenCost2024-25ConsultDraft_20241205.pdf (Global NZE post 2050 policies scenario), p. 83
electricityGasTurbinesLife | years | gasTurbine | 0 | 25 | 25 | 25 | 25 | 25 | 25 | 25 | 25 | 25 | 25 | 25 | 25 | 25 | 25 | 25 | 25 | https://aemo.com.au/-/media/files/major-publications/isp/2025/aurecon-2024-energy-technology-costs-and-technical-parameter-review.pdf?la=en, p. 62
naturalGasConnectionCapacity | GJ/ hr | gasTurbine | Toggled | 0 | 0 | 0 | 0 | 0 | 0 | 0 | 0 | 0 | 0 | 0 | 0 | 0 | 0 | 0 | 0 | 0
electricityGasTurbinesCapacity | MW | gasTurbine | Not included in base cases | 0 | 0 | 0 | 0 | 0 | 0 | 0 | 0 | 0 | 0 | 0 | 0 | 0 | 0 | 0 | 0 | 0
electricityGasTurbinesUnitOpex | mA$/MW | gasTurbine | Based on implied opex as percentage of capex from 2024 Aurecon figures. L/H -/+ 10%. | 0.030913 | 0.030913 | 0.030913 | 0.030913 | 0.030913 | 0.030913 | 0.030913 | 0.030913 | 0.030913 | 0.030913 | 0.030913 | 0.030913 | 0.030913 | 0.030913 | 0.030913 | 0.030913 | 0
electricityToWater | MWh/t | desalPlant | 0 | 0.0035 | 0.0035 | 0.0035 | 0.0035 | 0.0035 | 0.0035 | 0.0035 | 0.0035 | 0.0035 | 0.0035 | 0.0035 | 0.0035 | 0.0035 | 0.0035 | 0.0035 | 0.0035 | https://www.mdpi.com/2073-4441/16/15/2140,
waterProduceLife | years | desalPlant | Assumed | 27.5 | 27.5 | 27.5 | 27.5 | 27.5 | 27.5 | 27.5 | 27.5 | 27.5 | 27.5 | 27.5 | 27.5 | 27.5 | 27.5 | 27.5 | 27.5 | https://watereuse.org/wp-content/uploads/2015/10/Intake_White_Paper.pdf, p. 11
waterProduceUnitCapex | mA$/tph | desalPlant | Convert $40,000/ML to mA$/tph. Deduct product storage and distribution (10% of 80% construction cost). | 0.018836 | 0.018836 | 0.018836 | 0.018836 | 0.018836 | 0.018836 | 0.018836 | 0.018836 | 0.018836 | 0.018836 | 0.018836 | 0.018836 | 0.018836 | 0.018836 | 0.018836 | 0.018836 | https://aemo.com.au/-/media/files/major-publications/isp/2025/aurecon-2024-energy-technology-costs-and-technical-parameter-review.pdf?la=en, p. 132
waterProduceUnitOpex | mA$/tph | desalPlant | Based on implied opex as percentage of capex from 2024 Aurecon figures. L/H -/+ 10%. | 0.00036729 | 0.00036729 | 0.00036729 | 0.00036729 | 0.00036729 | 0.00036729 | 0.00036729 | 0.00036729 | 0.00036729 | 0.00036729 | 0.00036729 | 0.00036729 | 0.00036729 | 0.00036729 | 0.00036729 | 0.00036729 | 0
waterStorePercentHour0 | % (fraction) | waterStore | Assumed | 0.5 | 0.5 | 0.5 | 0.5 | 0.5 | 0.5 | 0.5 | 0.5 | 0.5 | 0.5 | 0.5 | 0.5 | 0.5 | 0.5 | 0.5 | 0.5 | 0
waterStoreUnitCapex | mA$/t | waterStore | Aurecon assume 5% CAPEX of waterProduceUnitCapex. Doubled to ensure suitable storage (i.e., ~15,000ML) | 0.0018836 | 0.0018836 | 0.0018836 | 0.0018836 | 0.0018836 | 0.0018836 | 0.0018836 | 0.0018836 | 0.0018836 | 0.0018836 | 0.0018836 | 0.0018836 | 0.0018836 | 0.0018836 | 0.0018836 | 0.0018836 | https://aemo.com.au/-/media/files/major-publications/isp/2025/aurecon-2024-energy-technology-costs-and-technical-parameter-review.pdf?la=en, p. 132
waterStoreLife | years | waterStore | Assumed | 30 | 30 | 30 | 30 | 30 | 30 | 30 | 30 | 30 | 30 | 30 | 30 | 30 | 30 | 30 | 30 | 0
waterDistributeUnitCapex | mA$/tph | waterDist | Aurecon assume 5% CAPEX of waterProduceUnitCapex. | 0.00094178 | 0.00094178 | 0.00094178 | 0.00094178 | 0.00094178 | 0.00094178 | 0.00094178 | 0.00094178 | 0.00094178 | 0.00094178 | 0.00094178 | 0.00094178 | 0.00094178 | 0.00094178 | 0.00094178 | 0.00094178 | https://aemo.com.au/-/media/files/major-publications/isp/2025/aurecon-2024-energy-technology-costs-and-technical-parameter-review.pdf?la=en, p. 132
waterDistributeLife | years | waterDist | Assumed | 30 | 30 | 30 | 30 | 30 | 30 | 30 | 30 | 30 | 30 | 30 | 30 | 30 | 30 | 30 | 30 | 0
electricityToH2 | MWh/t H2 | electrolysis | [Multiple sources]. Low is IRENA 2020 lower bound figure for PEM efficiency; qualitatively defended as more likely than DOE target (46Mwh/tH2) given current political environment. High is Aurecon PEM efficiency assumption, considered as commercially viable for construction by 2024. Middle represents average. Also note that "the thermodynamic efficiency limit for electrolysis is 40 kWh/kgH2... The CSIRO concluded that "it is generally considered that efficiencies better than 45 kWh/kg are unlikely to be achieved". | 55 | 55 | 55 | 55 | 55 | 55 | 55 | 55 | 55 | 55 | 55 | 55 | 55 | 55 | 55 | 55 | 0
waterToH2 | t water/t H2 | electrolysis | 9kg water/kg H2 is the theoretical requirement for electrolysis. Total system requirements and cooling tower require additional. | 31.5 | 31.5 | 31.5 | 31.5 | 31.5 | 31.5 | 31.5 | 31.5 | 31.5 | 31.5 | 31.5 | 31.5 | 31.5 | 31.5 | 31.5 | 31.5 | https://www.dcceew.gov.au/sites/default/files/documents/national-hydrogen-infrastructure-assessment-final-report.pdf (p. B-4), https://www.netzeroaustralia.net.au/wp-content/uploads/2023/04/Net-Zero-Australia-Methods-Assumptions-Scenarios-Sensitivities.pdf (p. 122)
h2ProduceUnitCapex | mA$/tph | electrolysis | [Calc]. Based on GenCost 2024-25 GenCost figures, which featured a significant increase in electrolyser costs compared to previous editions. Calculations assume HHV (39kWh/kgH2), and 285.8kJ energy to split H2 from H2O. Mid AUD/kW from GenCost 2024-25 is varied by efficiency assumptions used in this report (i.e., 50/55/60) to produce L/M/H cost estimates while maintaining internal consistency. | 114.02 | 114.02 | 114.02 | 114.02 | 114.02 | 114.02 | 114.02 | 114.02 | 114.02 | 114.02 | 114.02 | 114.02 | 114.02 | 114.02 | 114.02 | 114.02 | https://www.csiro.au/en/news/All/News/2024/December/GenCost-2024-25-Draft-Report-released-for-consultation p. 85
h2ProduceLife | years | electrolysis | 80,000 hours at 90% annual capacity | 10 | 10 | 10 | 10 | 10 | 10 | 10 | 10 | 10 | 10 | 10 | 10 | 10 | 10 | 10 | 10 | https://www.energymining.sa.gov.au/__data/assets/pdf_file/0011/1006985/66ed5bccec444ce135c4d0697da4f4450da87002.pdf, p. 7; https://www.netzeroaustralia.net.au/wp-content/uploads/2023/04/Net-Zero-Australia-Methods-Assumptions-Scenarios-Sensitivities.pdf, p. 122.
h2ProduceCapacity | tph | electrolysis | Optimised | 25 | 25 | 25 | 25 | 25 | 25 | 25 | 25 | 25 | 25 | 25 | 25 | 25 | 25 | 25 | 25 | 0
h2EmissionsIntensityLimit | t CO2e/ t H2 | electrolysis | To receive the HTPI, a kilogram of hydrogen must have "a production emissions intensity that is less than or equal to 0.6 kilograms of carbon dioxide per 1 kilogram of hydrogen" | 0.6 | 0.6 | 0.6 | 0.6 | 0.6 | 0.6 | 0.6 | 0.6 | 0.6 | 0.6 | 0.6 | 0.6 | 0.6 | 0.6 | 0.6 | 0.6 | https://parlinfo.aph.gov.au/parlInfo/search/display/display.w3p;db=LEGISLATION;id=legislation%2Fbills%2Fr7297_aspassed%2F0001;query=Id%3A%22legislation%2Fbills%2Fr7297_aspassed%2F0000%22
h2ProduceUnitOpex | mA$/tph | electrolysis | Based on implied opex as percentage of capex from 2024 Aurecon figures. L/H -/+ 10%. | 2.2632 | 2.2632 | 2.2632 | 2.2632 | 2.2632 | 2.2632 | 2.2632 | 2.2632 | 2.2632 | 2.2632 | 2.2632 | 2.2632 | 2.2632 | 2.2632 | 2.2632 | 2.2632 | 0
h2StorePercentHour0 | % (fraction) | storeH2 | Assumed | 0.5 | 0.5 | 0.5 | 0.5 | 0.5 | 0.5 | 0.5 | 0.5 | 0.5 | 0.5 | 0.5 | 0.5 | 0.5 | 0.5 | 0.5 | 0.5 | 0
h2StoreMaxChargeRate | % (fraction) | storeH2 | Assumed. Not constraining charge or discharge. | 1 | 1 | 1 | 1 | 1 | 1 | 1 | 1 | 1 | 1 | 1 | 1 | 1 | 1 | 1 | 1 | 0
h2StoreUnitCapex | mA$/t | storeH2 | [Multiple sources]. Low is based on DNV 700 bar compression storage figure with conversion of 131GJ/tH2. Middle and high are from 2018 CSIRO Hydrogen Roadmap. Figures are based on 150 and 350 bar compression, respectively, and include tank, compressor, associated infrastructure, and installation costs. Figures have been inflated to AUD2024. | 2.19 | 2.19 | 2.19 | 2.19 | 2.19 | 2.19 | 2.19 | 2.19 | 2.19 | 2.19 | 2.19 | 2.19 | 2.19 | 2.19 | 2.19 | 2.19 | https://www.nrel.gov/docs/fy14osti/58564.pdf; https://apps.dtic.mil/sti/tr/pdf/AD1053240.pdf, p. 13; https://www.sciencedirect.com/science/article/pii/S0360319921005838, p. 15678
h2StoreUnitOpex | mA$/t | storeH2 | ~2% CAPEX, as per reference: opex / CAPEX 150 bar case. | 0.046686 | 0.046686 | 0.046686 | 0.046686 | 0.046686 | 0.046686 | 0.046686 | 0.046686 | 0.046686 | 0.046686 | 0.046686 | 0.046686 | 0.046686 | 0.046686 | 0.046686 | 0.046686 | https://www.csiro.au/-/media/Do-Business/Files/Futures/18-00314_EN_NationalHydrogenRoadmap_WEB_180823.pdf, p. 84
h2StoreLife | years | storeH2 | Low from Net Zero. High from IRENA. Middle takes average | 35 | 35 | 35 | 35 | 35 | 35 | 35 | 35 | 35 | 35 | 35 | 35 | 35 | 35 | 35 | 35 | https://www.netzeroaustralia.net.au/wp-content/uploads/2023/04/Net-Zero-Australia-Methods-Assumptions-Scenarios-Sensitivities.pdf, p. 127; https://www.irena.org/-/media/Files/IRENA/Agency/Publication/2021/May/IRENA_Green_Hydrogen_Supply_2021, p. 18
h2StoreCapacity | t | storeH2 | Optimised | 500 | 500 | 500 | 500 | 500 | 500 | 500 | 500 | 500 | 500 | 500 | 500 | 500 | 500 | 500 | 500 | 0
h2DistributeUnitCapex | mA$/tph | distH2 | [Calc]. Assumed 5km of distribution pipe. L/H = -/+ 10%. | 0.44514 | 0.44514 | 0.44514 | 0.44514 | 0.44514 | 0.44514 | 0.44514 | 0.44514 | 0.44514 | 0.44514 | 0.44514 | 0.44514 | 0.44514 | 0.44514 | 0.44514 | 0.44514 | https://iea.blob.core.windows.net/assets/36017d2f-747b-4993-b06d-33209fe143fa/GHR24AssumptionsAnnex.pdf, p. 8
h2DistributeLife | years | distH2 | 0 | 42 | 42 | 42 | 42 | 42 | 42 | 42 | 42 | 42 | 42 | 42 | 42 | 42 | 42 | 42 | 42 | https://transitionaccelerator.ca/wp-content/uploads/2023/06/The-Techno-Economics-of-Hydrogen-Pipelines-v2.pdf, p. 20; https://iea.blob.core.windows.net/assets/36017d2f-747b-4993-b06d-33209fe143fa/GHR24AssumptionsAnnex.pdf, p. 8
ironOreEmissionsIntensity | tCO2e/t iron ore | ironOre | Assumed. Not including mining or transport emissions. | 0 | 0 | 0 | 0 | 0 | 0 | 0 | 0 | 0 | 0 | 0 | 0 | 0 | 0 | 0 | 0 | 0
ironOreUnitCost | A$/t | ironOre | [Calc]. 2030 price forecast, China CFR. WA: 2030 price forecast, China CFR. Average of 62 and 58% fines. In 2024AUD. SA: Adjusted based on price forecast of 65% Fe sinter fines. In 2024AUD. Includes transport and handling costs for respective ports where relevant to the envisaged scenario. Capesize for Gladstone and Handysize for Kwinana. | 153.7372 | 153.7372 | 105.0507 | 105.0507 | 105.0507 | 105.0507 | 158.6449 | 158.6449 | 118.9403 | 118.9403 | 124.7372 | 124.7372 | 105.0507 | 105.0507 | 105.0507 | 105.0507 | 0
naturalGasUnitCost | A$/GJ | Natural_gas | [Calc]. Industrial gas price forecasts for 2030 by state from 2024 ACIL Allen (supporting material for AEMO 2025 Gas Statement of Opportunities). Pipeline costs from various sources as they relate to the location of proposed green iron plants. | 12.8882 | 12.8882 | 9.1521 | 9.1521 | 9.0507 | 9.0507 | 9.0507 | 9.0507 | 9.4479 | 9.4479 | 13.4159 | 13.4159 | 9.1521 | 9.1521 | 12.8882 | 12.8882 | https://aemo.com.au/energy-systems/gas/gas-forecasting-and-planning/gas-statement-of-opportunities-gsoo
electricityToIronPreP | MWh/t Pre-processed iron | preProcessing | [Multiple sources]. Referenced value is for electricity consumption only (i.e., excludes heating). Does not vary by ore type. | 0.033713 | 0 | 0.033713 | 0 | 0.033713 | 0 | 0.033713 | 0 | 0.033713 | 0 | 0.033713 | 0 | 0.033713 | 0 | 0.033713 | 0 | https://eippcb.jrc.ec.europa.eu/sites/default/files/2019-11/IS_Adopted_03_2012.pdf, p.188
h2ToIronPreP | t H2/t Pre-processed iron | preProcessing | No hydrogen involved in pelletization. Natural gas is used for ore heating. | 0 | 0 | 0 | 0 | 0 | 0 | 0 | 0 | 0 | 0 | 0 | 0 | 0 | 0 | 0 | 0 | 0
waterToIronPreP | t water/t Pre-processed iron | preProcessing | NA | 0 | 0 | 0 | 0 | 0 | 0 | 0 | 0 | 0 | 0 | 0 | 0 | 0 | 0 | 0 | 0 | 0
ironOreToIronPreP | t iron ore/t Pre-processed iron | preProcessing | [Calc]. [Explainer]. Where relevant to the technology route, concentrated fine required for one ton of pellets. It is assumed that five per cent of moisture is lost in the process. L/H = -/+ 10%. | 1.0526 | 1 | 1.0526 | 1 | 1.0526 | 1 | 1.0526 | 1 | 1.0526 | 1 | 1.0526 | 1 | 1.0526 | 1 | 1.0526 | 1 | 0
naturalGasToIronPreP | GJ/t Pre-processed iron | preProcessing | [Multiple sources]. Natural gas used for heating the ore. Differences between SA and Pilbara derived from varying heating requirements of magnetite and hematite. | 0.426 | 0 | 1.065 | 0 | 1.065 | 0 | 0.426 | 0 | 1.065 | 0 | 1.065 | 0 | 1.065 | 0 | 1.065 | 0 | https://publications.jrc.ec.europa.eu/repository/bitstream/JRC129297/JRC129297_01.pdf, p. 30; https://rmi.org/insight/green-iron-corridors/, p. 31
ironPrePProduceUnitCapex | mA$/tph | preProcessing | Convert RMI figure to mA$/tph. Capex of pelletisation plant. Not required in Zesty process. | 2.642 | 0 | 2.642 | 0 | 2.642 | 0 | 2.642 | 0 | 2.642 | 0 | 2.642 | 0 | 2.642 | 0 | 2.642 | 0 | https://rmi.org/insight/green-iron-corridors/, p. 31
ironPrePProduceLife | years | preProcessing | 0 | 25 | 25 | 25 | 25 | 25 | 25 | 25 | 25 | 25 | 25 | 25 | 25 | 25 | 25 | 25 | 25 | https://www.sciencedirect.com/science/article/pii/S0959652618326301, p. 739
electricityToIronRaw | MWh/t Raw iron | HBI | [Calcs]. For Midrex: ore and reducing gas heating with 90% efficiency, plus non-heating electrical requirements for auxilliary equipment. Zesty electricity requirements excluding hydrogen production. | 1.3016 | 1.1 | 1.3016 | 1.1 | 1.3016 | 1.1 | 1.3016 | 1.1 | 1.3016 | 1.1 | 1.3016 | 1.1 | 1.3016 | 1.1 | 1.3016 | 1.1 | 0
h2ToIronRaw | t H2/t Raw iron | HBI | MIDREX H2-DRI figure for 100% H2 reductant. Stoichiometric lower bound is 54kg/tDRI but difficult to meet due to process inefficiencies. Upper bound reported as high as 76kg/tDRI. Zesty assumption as per techincal report. | 0.054 | 0.054 | 0.054 | 0.054 | 0.054 | 0.054 | 0.054 | 0.054 | 0.054 | 0.054 | 0.054 | 0.054 | 0.054 | 0.054 | 0.054 | 0.054 | https://www.primetals.com/fileadmin/user_upload/landing_pages/2021/Green_Steel/Publications/downloads/AISTech_2021_MIDREX_H2_Final.pdf, p. 5; https://climateenergyfinance.org/wp-content/uploads/2024/11/CEF_Green-Metal-Statecraft_FINAL.pdf, p. 73; https://arena.gov.au/assets/2023/09/Calix-Zesty-Tech-Zero-Emissions-Iron-and-Steel-Pre-Feed-Report-Demo.pdf, p. 12.
waterToIronRaw | t water/t Raw iron | HBI | Not an input for Zesty technology. | 1.25 | 0 | 1.25 | 0 | 1.25 | 0 | 1.25 | 0 | 1.25 | 0 | 1.25 | 0 | 1.25 | 0 | 1.25 | 0 | https://www.aist.org/AIST/aist/AIST/Conferences_Exhibitions/Training_Seminars/Scrap%20Files/28-Gordon.pdf; https://www.primetals.com/fileadmin/user_upload/landing_pages/2021/Green_Steel/Publications/downloads/AISTech_2021_MIDREX_H2_Final.pdf
ironPrePToIronRaw | t Pre-processed iron/t Raw iron | HBI | [Calc]. [Explainer]. Differences are driven by metallisation rates of Midrex (assumed 94%) and Zesty (assumed 95%) technologies, as well as Fe content of Pilbara and Eyre Peninsula pellets. L/H = -/+ 10%. | 1.3998 | 1.3778 | 1.3727 | 1.4222 | 1.3727 | 1.4222 | 1.3598 | 1.3384 | 1.3727 | 1.4222 | 1.3727 | 1.4222 | 1.3727 | 1.4222 | 1.3727 | 1.4222 | 0
naturalGasToIronRawHeating | GJ/t Raw iron | HBI | No gas used for heating. | 0 | 0 | 0 | 0 | 0 | 0 | 0 | 0 | 0 | 0 | 0 | 0 | 0 | 0 | 0 | 0 | 0
naturalGasToIronRawReducing | GJ/t Raw iron | HBI | Not included in base cases. Note that there is 2.3GJ/tDRI involved in heating that is excluded from this figure as heating is done electrically in all cases. | 7.7 | 7.7 | 7.7 | 7.7 | 7.7 | 7.7 | 7.7 | 7.7 | 7.7 | 7.7 | 7.7 | 7.7 | 7.7 | 7.7 | 7.7 | 7.7 | https://www.aist.org/AIST/aist/AIST/Conferences_Exhibitions/Training_Seminars/Scrap%20Files/28-Gordon.pdf, s. 25. Elliot, Richard: https://m.ecic-icsti.register-me.org/programs/proceedings#107, p. 4
ironRawToWater | t Raw iron/t water | HBI | NA | 0 | 0 | 0 | 0 | 0 | 0 | 0 | 0 | 0 | 0 | 0 | 0 | 0 | 0 | 0 | 0 | 0
ironRawProduceUnitCapex | mA$/tph | HBI | [Multiple sources]. In lieu of commercial scale plant CAPEX estimates for Zesty, a 20 per cent increase has been applied to the Midrex estimate. For FOAK estimates, a multiplier is applied to reflect novelty of technologies. | 6.0875 | 8.279 | 6.0875 | 8.279 | 6.0875 | 8.279 | 6.0875 | 8.279 | 6.0875 | 8.279 | 6.0875 | 8.279 | 6.0875 | 8.279 | 6.0875 | 8.279 | 6.3022
ironRawProduceLife | years | HBI | L/H = +/- 10% | 25 | 25 | 25 | 25 | 25 | 25 | 25 | 25 | 25 | 25 | 25 | 25 | 25 | 25 | 25 | 25 | https://iea.blob.core.windows.net/assets/eb0c8ec1-3665-4959-97d0-187ceca189a8/Iron_and_Steel_Technology_Roadmap.pdf, p. 108
ironRawProduceUnitOpex | mA$/tph Raw iron | HBI | Based on US$12.93 inflated from US2015 to AUD2024 figure from Duke University report. | 0.21679 | 0.21679 | 0.21679 | 0.21679 | 0.21679 | 0.21679 | 0.21679 | 0.21679 | 0.21679 | 0.21679 | 0.21679 | 0.21679 | 0.21679 | 0.21679 | 0.21679 | 0.21679 | Midrex O&M: https://dukespace.lib.duke.edu/server/api/core/bitstreams/19daa588-bc17-4bc8-8acc-a3b3b2e6ff91/content, p. 19-20; inflated using https://www.bls.gov/data/inflation_calculator.htm
electricityToIronPostP | MWh/t Post-processed iron | postProcessing | Briquetting required for Eyre Peninsula. Smelting required for Pilbara. | 0.01 | 0.01 | 0.6679 | 0.6679 | 0.6679 | 0.6679 | 0.01 | 0.01 | 0.6679 | 0.6679 | 0.6679 | 0.6679 | 0.6679 | 0.6679 | 0.6679 | 0.6679 | Briquetting: https://rmi.org/insight/green-iron-corridors/, p. 31. Smelting: https://www.sustainableironmaking.com.au/wp-content/uploads/2023/03/4.-Sara-Paymooni.pdf, p. 20
h2ToIronPostP | t H2/t Post-processed iron | postProcessing | No H2 required for smelting or briquetting. | 0 | 0 | 0 | 0 | 0 | 0 | 0 | 0 | 0 | 0 | 0 | 0 | 0 | 0 | 0 | 0 | 0
waterToIronPostP | t water/t Post-processed iron | postProcessing | Small amounts of water required for ESF cooling. | 0 | 0 | 0 | 0 | 0 | 0 | 0 | 0 | 0 | 0 | 0 | 0 | 0 | 0 | 0 | 0 | https://www.sustainableironmaking.com.au/wp-content/uploads/2023/03/4.-Sara-Paymooni.pdf
ironRawToIronPostP | t Raw iron/t Post-processed iron | postProcessing | [Calc]. [Explainer]. Requirements to realise Fe content in benchmark product. L/H = -/+ 10%. | 1 | 1 | 1.0109 | 1.0239 | 1.0109 | 1.0239 | 1 | 1 | 1.0109 | 1.0239 | 1.0109 | 1.0239 | 1.0109 | 1.0239 | 1.0109 | 1.0239 | 0
naturalGasToIronPostP | GJ/t Post-processed iron | postProcessing | No natural gas used in post-processing. | 0 | 0 | 0 | 0 | 0 | 0 | 0 | 0 | 0 | 0 | 0 | 0 | 0 | 0 | 0 | 0 | 0
ironPostPProduceUnitCapex | mA$/tph | postProcessing | [Multiple sources] Briquetting for Eyre scenarios and ESF for other. For FOAK estimates, a multiplier is applied to reflect novelty of ESF technology. | 0.1 | 0.1 | 4.3137 | 4.3137 | 4.3137 | 4.3137 | 0.1 | 0.1 | 4.3137 | 4.3137 | 4.3137 | 4.3137 | 4.3137 | 4.3137 | 4.3137 | 4.3137 | 4.3137
ironPostPProduceLife | years | postProcessing | Assumed | 25 | 25 | 25 | 25 | 25 | 25 | 25 | 25 | 25 | 25 | 25 | 25 | 25 | 25 | 25 | 25 | 0
ironDistributeUnitCapex | A$/ tph | ironGeneral | NA | 0 | 0 | 0 | 0 | 0 | 0 | 0 | 0 | 0 | 0 | 0 | 0 | 0 | 0 | 0 | 0 | 0
ironMarketEmissionsIntensity | tCO2e/t iron | ironGeneral | 0 | 1.8 | 1.8 | 1.8 | 1.8 | 1.8 | 1.8 | 1.8 | 1.8 | 1.8 | 1.8 | 1.8 | 1.8 | 1.8 | 1.8 | 1.8 | 1.8 | 0
ironProduceCapacity | tph | ironGeneral | Optimised | 285 | 285 | 285 | 285 | 285 | 285 | 285 | 285 | 285 | 285 | 285 | 285 | 285 | 285 | 285 | 285 | 0
ironEmissionsIntensityLimit | tCO2e/t iron | ironGeneral | Limits production to avoid exceeding this limit. Set to 10 as a very high number we don't ever hit. The H2 emissions intensity constraint is the one that impacts first (which is based on HPTI requirements) | 10 | 10 | 10 | 10 | 10 | 10 | 10 | 10 | 10 | 10 | 10 | 10 | 10 | 10 | 10 | 10 | 0
ironMarketValue | A$/kg | ironGeneral | Used as indicative price of HBI to determine sell-back strategy. | 0.665 | 0.665 | 0.665 | 0.665 | 0.665 | 0.665 | 0.665 | 0.665 | 0.665 | 0.665 | 0.665 | 0.665 | 0.665 | 0.665 | 0.665 | 0.665 | 0
ironTargetAnnualSupply | None | ironGeneral | Assumed | 2500 | 2500 | 2500 | 2500 | 2500 | 2500 | 2500 | 2500 | 2500 | 2500 | 2500 | 2500 | 2500 | 2500 | 2500 | 2500 | 0
ironDistributeLife | years | ironGeneral | Assumed | 25 | 25 | 25 | 25 | 25 | 25 | 25 | 25 | 25 | 25 | 25 | 25 | 25 | 25 | 25 | 25 | 0
portCapex | mA$ | port | NA | 0 | 0 | 0 | 0 | 0 | 0 | 0 | 0 | 0 | 0 | 0 | 0 | 0 | 0 | 0 | 0 | 0
portLife | years | port | NA | 40 | 40 | 40 | 40 | 40 | 40 | 40 | 40 | 40 | 40 | 40 | 40 | 40 | 40 | 40 | 40 | 0
roadLife | years | road | NA | 40 | 40 | 40 | 40 | 40 | 40 | 40 | 40 | 40 | 40 | 40 | 40 | 40 | 40 | 40 | 40 | 0
roadDistance | km | road | NA | 0 | 0 | 0 | 0 | 0 | 0 | 0 | 0 | 0 | 0 | 0 | 0 | 0 | 0 | 0 | 0 | 0
roadUnitCapex | mA$/km | road | BITRE figure inflated to 2023AU$ | 6.3648 | 6.3648 | 6.3648 | 6.3648 | 6.3648 | 6.3648 | 6.3648 | 6.3648 | 6.3648 | 6.3648 | 6.3648 | 6.3648 | 6.3648 | 6.3648 | 6.3648 | 6.3648 | https://infrastructuredeliverymodels.gihub.org/case-studies/bitre-road-construction-cost-and-infrastructure-procurement-benchmarking
h2TaxCredit | A$/kg | economic | 0 | 0 | 0 | 0 | 0 | 0 | 0 | 0 | 0 | 0 | 0 | 0 | 0 | 0 | 0 | 0 | 0 | 0
carbonPrice | A$/tCO2e | economic | 0 | 0 | 0 | 0 | 0 | 0 | 0 | 0 | 0 | 0 | 0 | 0 | 0 | 0 | 0 | 0 | 0 | 0
capexCostsFactor | Multiplier | economic | [Calc]. [Explainer]. Location cost factors are comprised of equipment costs, installation costs, fuel connection costs, cost of land and development, and O&M costs. GHD provides a summary of the variation across locations for each of the above components. AEMO’s location factors are taken from the GHD report from 2018 with adjustments applied based on regional development studies and feedback. AEMO’s breakdown of component costs was used for our calculations. To increase accuracy, we split the cost factor for renewables (large scale solar, wind, and batteries) and other facilities, as the proportions of the cost breakdown are different for renewables compared with standard industrial generation plants. | 1.08 | 1.08 | 1.36 | 1.36 | 1.24 | 1.24 | 1.24 | 1.24 | 1.12 | 1.12 | 1.11 | 1.11 | 1.36 | 1.36 | 1.08 | 1.08 | 0
capexCostsFactorRE | 0 | economic | [Calc]. [Explainer]. Same exercise as in capexCostsFactor but this time splits for RE technologies are taken at face value. | 1.08 | 1.08 | 1.34 | 1.34 | 1.23 | 1.23 | 1.23 | 1.23 | 1.11 | 1.11 | 1.1 | 1.1 | 1.34 | 1.34 | 1.08 | 1.08 | 0
opexFactor | % (fraction) | economic | Base model assumption | 0.03 | 0.03 | 0.03 | 0.03 | 0.03 | 0.03 | 0.03 | 0.03 | 0.03 | 0.03 | 0.03 | 0.03 | 0.03 | 0.03 | 0.03 | 0.03 | 0
wacc | % (fraction) | economic | [Multiple sources] First-of-a-kind risk premiums are applied to the wacc across Midrex and Zesty to reflect degrees of technology novelty and risk appetite of investors. | 0.06 | 0.063 | 0.06 | 0.063 | 0.06 | 0.063 | 0.06 | 0.063 | 0.06 | 0.063 | 0.06 | 0.063 | 0.06 | 0.063 | 0.06 | 0.063 | 0.063
waccRenewables | % (fraction) | economic | For grid connected projects (i.e., all bar Pilbara), the renewables wacc is not affected by foak premiums as these projects can sell renewable energy back into the grid if the ironmaking technologies do not stand up. For the Pilbara, where no energy offtake is possible, waccRenewables increase in line with foak premiums. | 0.045 | 0.045 | 0.06 | 0.063 | 0.045 | 0.045 | 0.045 | 0.045 | 0.045 | 0.045 | 0.045 | 0.045 | 0.045 | 0.045 | 0.045 | 0.045 | 0.045
discountRate | %(fraction) | economic | Not used. | 0.07 | 0.07 | 0.07 | 0.07 | 0.07 | 0.07 | 0.07 | 0.07 | 0.07 | 0.07 | 0.07 | 0.07 | 0.07 | 0.07 | 0.07 | 0.07 | 0
simLength | hours | economic | One-year in length | 8760 | 8760 | 8760 | 8760 | 8760 | 8760 | 8760 | 8760 | 8760 | 8760 | 8760 | 8760 | 8760 | 8760 | 8760 | 8760 | 0
npvPeriod | years | economic | Assumed | 10 | 10 | 10 | 10 | 10 | 10 | 10 | 10 | 10 | 10 | 10 | 10 | 10 | 10 | 10 | 10 | 0
electricityGridEconomicExportToggle | None | toggle | 0 | FALSE | TRUE | FALSE | FALSE | FALSE | TRUE | FALSE | TRUE | FALSE | TRUE | FALSE | TRUE | FALSE | FALSE | FALSE | TRUE | 0
electricityGridCurtailedExportToggle | None | toggle | 0 | TRUE | TRUE | FALSE | FALSE | TRUE | TRUE | TRUE | TRUE | TRUE | TRUE | TRUE | TRUE | FALSE | FALSE | TRUE | TRUE | 0
hourlyDataSource | None | misc | [Calcs]. The model draws on hourly weather, price and emissions data. | eyre2023 | eyre2023 | pilb2019 | pilb2019 | gera2019 | gera2019 | gera2019 | gera2019 | kwin2019 | kwin2019 | glad2023 | glad2023 | pilb2019 | pilb2019 | leigh2023 | leigh2023 | 0

## FOAK_H
item | unit | category | comments | eyre_inflex | eyre_flex | pilb_inflex | pilb_flex | gera_inflex | gera_flex | geraMag_inflex | geraMag_flex | kwin_inflex | kwin_flex | glad_inflex | glad_flex | pilb_inflex_h2Swap | pilb_flex_h2Swap | midn_inflex_h2Swap | midn_flex_h2Swap | References
electricityGridNetworkDailyCharge | A$/day | gridElec | 0 | 0 | 0 | 1 | 1 | 0 | 0 | 0 | 0 | 0 | 0 | 0 | 0 | 1 | 1 | 0 | 0 | 0
electricityGridNetworkVariableCharge | A$/kWh | gridElec | Electranet, Powerlink, and Western Power pricing schedules for high voltage industrial loads were considered as inputs here but ultimately it was decided to assume values based on consultation and general calculations given complexity and opacity of charging structures. The network charge also accounts for an insignificant portion of overall project costs since majority of energy used is generated BTM. L/M/H values are $10/MWh, $22/MWh, and $35/MWh. | 0.022 | 0.022 | 1 | 1 | 0.022 | 0.022 | 0.022 | 0.022 | 0.022 | 0.022 | 0.022 | 0.022 | 1 | 1 | 0.022 | 0.022 | 0
electricityGridPeakStart | hour of day | gridElec | 0 | 17 | 17 | 1 | 1 | 17 | 17 | 17 | 17 | 17 | 17 | 17 | 17 | 1 | 1 | 17 | 17 | 0
electricityGridPeakFinish | hour of day | gridElec | 0 | 21 | 21 | 1 | 1 | 21 | 21 | 21 | 21 | 21 | 21 | 21 | 21 | 1 | 1 | 21 | 21 | 0
electricityGridKvaOffPeakDailyCharge | A$/kVA/day | gridElec | 0 | 0 | 0 | 0 | 0 | 0 | 0 | 0 | 0 | 0 | 0 | 0 | 0 | 0 | 0 | 0 | 0 | 0
electricityGridKvaPeakDailyCharge | A$/kVA/day | gridElec | 0 | 0 | 0 | 0 | 0 | 0 | 0 | 0 | 0 | 0 | 0 | 0 | 0 | 0 | 0 | 0 | 0 | 0
electricityGridPowerFactor | None | gridElec | Assumed | 0.9 | 0.9 | 0.9 | 0.9 | 0.9 | 0.9 | 0.9 | 0.9 | 0.9 | 0.9 | 0.9 | 0.9 | 0.9 | 0.9 | 0.9 | 0.9 | 0
electricityGridCapacity | MW | gridElec | Optimised | 2500 | 2500 | 0 | 0 | 2500 | 2500 | 2500 | 2500 | 2500 | 2500 | 2500 | 2500 | 0 | 0 | 2500 | 2500 | 0
electricityGridTransmissionDistance | km | gridTrans | Assume that green iron plant plugs directly into transmission network with no additional transmission required. Little to no impact on LCOI. | 0 | 0 | 0 | 0 | 0 | 0 | 0 | 0 | 0 | 0 | 0 | 0 | 0 | 0 | 0 | 0 | 0
electricityGridTransmissionUnitCapex | mA$/(km GW) | gridTrans | CAPEX for 330 kV single circuit transmission line (1200 MVA each). Levelised by 1200MVA = 1.08GW transmission capacity (assuming 90% power factor). Inflated to 2023AU$. L/H = -/+ 10%. | 1.6298 | 1.6298 | 1.6298 | 1.6298 | 1.6298 | 1.6298 | 1.6298 | 1.6298 | 1.6298 | 1.6298 | 1.6298 | 1.6298 | 1.6298 | 1.6298 | 1.6298 | 1.6298 | https://www.infrastructureaustralia.gov.au/sites/default/files/2021-10/Supporting%20Appendices%20-%20Infrastructure%20Market%20Capacity.pdf, p. 71
electricityGridTransmissionLife | years | gridTrans | Based on Electranet asset life span outcomes. | 48.1 | 48.1 | 48.1 | 48.1 | 48.1 | 48.1 | 48.1 | 48.1 | 48.1 | 48.1 | 48.1 | 48.1 | 48.1 | 48.1 | 48.1 | 48.1 | https://www.aer.gov.au/system/files/Appendix%20E%20-%20Asset%20Management%20Strategy.pdf, p. 4
electricityGridTransmissionCapacity | MW | gridTrans | Optimised | 0 | 0 | 0 | 0 | 0 | 0 | 0 | 0 | 0 | 0 | 0 | 0 | 0 | 0 | 0 | 0 | 0
electricityGridExportCapacity | MW | gridTrans | Optimised | 2500 | 2500 | 0 | 0 | 2500 | 2500 | 2500 | 2500 | 2500 | 2500 | 2500 | 2500 | 2500 | 2500 | 2500 | 2500 | 0
electricitySolarPvCapacity | MW | solarPV | Optimised | 2500 | 2500 | 2500 | 2500 | 2500 | 2500 | 2500 | 2500 | 2500 | 2500 | 2500 | 2500 | 1 | 1 | 2500 | 2500 | 0
electricitySolarPvLife | years | solarPV | Based on Aurecon figures. | 30 | 30 | 30 | 30 | 30 | 30 | 30 | 30 | 30 | 30 | 30 | 30 | 30 | 30 | 30 | 30 | https://aemo.com.au/-/media/files/major-publications/isp/2025/aurecon-2024-energy-technology-costs-and-technical-parameter-review.pdf?la=en, p. 173
electricitySolarPvUnitCapex | mA$/MW | solarPV | Based on GenCost 2024-25 figures. Low: Global NZE by 2050 Mid: Global NZE post 2050 High: Current policy | 1.183 | 1.183 | 1.183 | 1.183 | 1.183 | 1.183 | 1.183 | 1.183 | 1.183 | 1.183 | 1.183 | 1.183 | 1.183 | 1.183 | 1.183 | 1.183 | https://www.csiro.au/-/media/Energy/GenCost/GenCost2024-25ConsultDraft_20241205.pdf, p. 76
electricitySolarPvLossFactor | %(fraction) | solarPV | DC-AC inverter conversion losses | 0.05 | 0.05 | 0.05 | 0.05 | 0.05 | 0.05 | 0.05 | 0.05 | 0.05 | 0.05 | 0.05 | 0.05 | 0.05 | 0.05 | 0.05 | 0.05 | https://www.mdpi.com/2227-9717/8/10/1225#:~:text=All%20the%20energy%20losses%20that,ranges%20from%2095%20to%2098%25.
electricitySolarPvUnitOpex | mA$/ MW | solarPV | Based on implied opex as percentage of capex from 2024 Aurecon figures. L/H -/+ 10%. | 0.012344 | 0.012344 | 0.012344 | 0.012344 | 0.012344 | 0.012344 | 0.012344 | 0.012344 | 0.012344 | 0.012344 | 0.012344 | 0.012344 | 0.012344 | 0.012344 | 0.012344 | 0.012344 | https://aemo.com.au/-/media/files/major-publications/isp/2025/aurecon-2024-energy-technology-costs-and-technical-parameter-review.pdf?la=en, p. 35
electricityWindTurbinesUnitCapex | mA$/MW | wind | Based on GenCost 2024-25 figures. Low: Global NZE by 2050 Mid: Global NZE post 2050 High: Current policy | 2.533 | 2.533 | 2.533 | 2.533 | 2.533 | 2.533 | 2.533 | 2.533 | 2.533 | 2.533 | 2.533 | 2.533 | 2.533 | 2.533 | 2.533 | 2.533 | https://www.csiro.au/-/media/Energy/GenCost/GenCost2024-25ConsultDraft_20241205.pdf, p. 84
electricityWindTurbinesLife | years | wind | Based on Aurecon figures. L/H = +/- 10% | 25 | 25 | 25 | 25 | 25 | 25 | 25 | 25 | 25 | 25 | 25 | 25 | 25 | 25 | 25 | 25 | https://aemo.com.au/-/media/files/major-publications/isp/2025/aurecon-2024-energy-technology-costs-and-technical-parameter-review.pdf?la=en, p. 173
electricityWindTurbinesCapacity | MW | wind | Optimised | 2500 | 2500 | 2765 | 2765 | 2500 | 2500 | 2500 | 2500 | 2500 | 2500 | 2500 | 2500 | 2500 | 2500 | 2500 | 2500 | 0
electricityWindTurbinesLossFactor | %(fraction) | wind | DC-AC inverter conversion losses. | 0.05 | 0.05 | 0.05 | 0.05 | 0.05 | 0.05 | 0.05 | 0.05 | 0.05 | 0.05 | 0.05 | 0.05 | 0.05 | 0.05 | 0.05 | 0.05 | https://www.mdpi.com/2227-9717/8/10/1225#:~:text=All%20the%20energy%20losses%20that,ranges%20from%2095%20to%2098%25.
electricityWindTurbinesUnitOpex | mA$/ MW | wind | Based on implied opex as percentage of capex from 2024 Aurecon figures. L/H -/+ 10%. | 0.023254 | 0.023254 | 0.023254 | 0.023254 | 0.023254 | 0.023254 | 0.023254 | 0.023254 | 0.023254 | 0.023254 | 0.023254 | 0.023254 | 0.023254 | 0.023254 | 0.023254 | 0.023254 | 0
electricityBtmTransmissionDistance | km | transBTM | General assumption that some BTM transmission will be required to connect energy generating and using areas of the plant. Assumes 50km of base transmission required to connect plant, with additional required for Geraldton, Kwinana and Gladstone scenarios to connect to energy generating assets. Additional is based on distance between proposed plant location and centroid of associated REZ + 20% (km). | 50 | 50 | 50 | 50 | 168.8 | 168.8 | 168.8 | 168.8 | 272 | 272 | 152 | 152 | 50 | 50 | 50 | 50 | 0
electricityBtmTransmissionUnitCapex | mA$/(km GW) | transBTM | CAPEX for 330 kV single circuit transmission line (1200 MVA each). Levelised by 1.2GW transmission capacity. Includes cost of overhead. Inflated to 2023AU$. L/H -5%/+20% | 1.6298 | 1.6298 | 1.6298 | 1.6298 | 1.6298 | 1.6298 | 1.6298 | 1.6298 | 1.6298 | 1.6298 | 1.6298 | 1.6298 | 1.6298 | 1.6298 | 1.6298 | 1.6298 | https://www.infrastructureaustralia.gov.au/sites/default/files/2021-10/Supporting%20Appendices%20-%20Infrastructure%20Market%20Capacity.pdf p. 71
electricityBtmTransmissionLife | years | transBTM | Based on Electranet asset life span outcomes. | 48.1 | 48.1 | 48.1 | 48.1 | 48.1 | 48.1 | 48.1 | 48.1 | 48.1 | 48.1 | 48.1 | 48.1 | 48.1 | 48.1 | 48.1 | 48.1 | https://www.aer.gov.au/system/files/AER%20-%20Attachment%205%20-%20Regulatory%20depreciation%20-%20October%202017.pdf, p. 5-6
electricityBtmTransmissionCapacity | MW | transBTM | Optimised | 2500 | 2500 | 2500 | 2500 | 2500 | 2500 | 2500 | 2500 | 2500 | 2500 | 2500 | 2500 | 2500 | 2500 | 2500 | 2500 | 0
electricityBtmTransmissionLossFactor | %(fraction)/ 100 km | transBTM | See reference. | 0.01 | 0.01 | 0.01 | 0.01 | 0.01 | 0.01 | 0.01 | 0.01 | 0.01 | 0.01 | 0.01 | 0.01 | 0.01 | 0.01 | 0.01 | 0.01 | https://www.nationalgrid.com/sites/default/files/documents/13784-High%20Voltage%20Direct%20Current%20Electricity%20%E2%80%93%20technical%20information.pdf, p. 7
electricityBtmTransmissionUseGrid | None | transBTM | FALSE: do not use transmission grid TRUE: use transmission grid | FALSE | FALSE | FALSE | FALSE | FALSE | FALSE | FALSE | FALSE | FALSE | FALSE | FALSE | FALSE | FALSE | FALSE | FALSE | FALSE | 0
electricityStorePercentHour0 | % (fraction) | battery | Assumed | 0.5 | 0.5 | 0.5 | 0.5 | 0.5 | 0.5 | 0.5 | 0.5 | 0.5 | 0.5 | 0.5 | 0.5 | 0.5 | 0.5 | 0.5 | 0.5 | 0
electricityStoreMaxChargeRate | % (fraction) | battery | Implied by 8-hour storage. | 0.125 | 0.125 | 0.125 | 0.125 | 0.125 | 0.125 | 0.125 | 0.125 | 0.125 | 0.125 | 0.125 | 0.125 | 0.125 | 0.125 | 0.125 | 0.125 | 0
electricityStoreRtEfficiency | % (fraction) | battery | Assumed | 0.85 | 0.85 | 0.85 | 0.85 | 0.85 | 0.85 | 0.85 | 0.85 | 0.85 | 0.85 | 0.85 | 0.85 | 0.85 | 0.85 | 0.85 | 0.85 | https://www.nrel.gov/docs/fy23osti/85332.pdf, p. 8
electricityStoreUnitCapex | mA$/MWh | battery | 8-hour total (battery + BOP) based on GenCost 2024-25 figures. Low: Global NZE by 2050 Mid: Global NZE post 2050 High: Current policy | 0.263 | 0.263 | 0.263 | 0.263 | 0.263 | 0.263 | 0.263 | 0.263 | 0.263 | 0.263 | 0.263 | 0.263 | 0.263 | 0.263 | 0.263 | 0.263 | https://www.csiro.au/-/media/Energy/GenCost/GenCost2024-25ConsultDraft_20241205.pdf, p. 78
electricityStoreLife | years | battery | Based on Aurecon 20-year useful life assumption and adjusted for 60% degredation. L/H +/- 20%. | 15.82 | 15.82 | 15.82 | 15.82 | 15.82 | 15.82 | 15.82 | 15.82 | 15.82 | 15.82 | 15.82 | 15.82 | 15.82 | 15.82 | 15.82 | 15.82 | https://aemo.com.au/-/media/files/major-publications/isp/2025/aurecon-2024-energy-technology-costs-and-technical-parameter-review.pdf?la=en, p. 174
electricityStoreCapacity | MWh | battery | Optimised | 500 | 500 | 500 | 500 | 500 | 500 | 500 | 500 | 500 | 500 | 500 | 500 | 500 | 500 | 500 | 500 | 0
electricityStoreMaxDepthOfDischarge | %(fraction) | battery | A GenCost assumption based on maintaining health of battery. | 0.8 | 0.8 | 0.8 | 0.8 | 0.8 | 0.8 | 0.8 | 0.8 | 0.8 | 0.8 | 0.8 | 0.8 | 0.8 | 0.8 | 0.8 | 0.8 | https://publications.csiro.au/publications/publication/PIcsiro:EP2024-2021, p. 37
electricityStoreUnitOpex | mA$/ MW | battery | Based on implied opex as percentage of capex from 2024 Aurecon figures. L/H -/+ 10%. | 0.0022773 | 0.0022773 | 0.0022773 | 0.0022773 | 0.0022773 | 0.0022773 | 0.0022773 | 0.0022773 | 0.0022773 | 0.0022773 | 0.0022773 | 0.0022773 | 0.0022773 | 0.0022773 | 0.0022773 | 0.0022773 | 0
electricityDistributeUnitCapex | mA$/MW | elecDist | Based on 1GW green hydrogen plant design. Scaled up to 1.5/2/2.5GW capacity for L/M/H, given historic model runs and energy requirements. Unit includes: HV electrical system, four state-of-the-art 380/66kV 300MVA transformers with open-air switchgear, 66/1.5kV transformers equipped with gas-insulated switchgear. | 0.259 | 0.259 | 0.259 | 0.259 | 0.259 | 0.259 | 0.259 | 0.259 | 0.259 | 0.259 | 0.259 | 0.259 | 0.259 | 0.259 | 0.259 | 0.259 | https://ispt.eu/media/Public-report-gigawatt-advanced-green-electrolyser-design.pdf, p. 15, 31.
electricityDistributeLife | years | elecDist | Assumed | 40 | 40 | 40 | 40 | 40 | 40 | 40 | 40 | 40 | 40 | 40 | 40 | 40 | 40 | 40 | 40 | 0
naturalGasToElectricity | GJ/MWh | gasTurbine | Static heat rate for generic new entrant OCGT | 11.75 | 11.75 | 11.75 | 11.75 | 11.75 | 11.75 | 11.75 | 11.75 | 11.75 | 11.75 | 11.75 | 11.75 | 11.75 | 11.75 | 11.75 | 11.75 | https://aemo.com.au/-/media/files/stakeholder_consultation/consultations/nsp_consultations/2020/aemo-heat-rate-data.pdf?la=en
naturalGasToEmissions | GJ/tCO2e | gasTurbine | Inverse calculation from DCCEEW Scope 1 emissions (Table 5). | 19.61 | 19.61 | 19.61 | 19.61 | 19.61 | 19.61 | 19.61 | 19.61 | 19.61 | 19.61 | 19.61 | 19.61 | 19.61 | 19.61 | 19.61 | 19.61 | https://www.dcceew.gov.au/sites/default/files/documents/national-greenhouse-account-factors-2023.pdf, p. 16
electricityGasTurbinesUnitCapex | mA$/MW | gasTurbine | Based on GenCost 2024-25 figures for open cycle gas turbines. | 1.302 | 1.302 | 1.302 | 1.302 | 1.302 | 1.302 | 1.302 | 1.302 | 1.302 | 1.302 | 1.302 | 1.302 | 1.302 | 1.302 | 1.302 | 1.302 | https://www.csiro.au/-/media/Energy/GenCost/GenCost2024-25ConsultDraft_20241205.pdf (Global NZE post 2050 policies scenario), p. 83
electricityGasTurbinesLife | years | gasTurbine | 0 | 25 | 25 | 25 | 25 | 25 | 25 | 25 | 25 | 25 | 25 | 25 | 25 | 25 | 25 | 25 | 25 | https://aemo.com.au/-/media/files/major-publications/isp/2025/aurecon-2024-energy-technology-costs-and-technical-parameter-review.pdf?la=en, p. 62
naturalGasConnectionCapacity | GJ/ hr | gasTurbine | Toggled | 0 | 0 | 0 | 0 | 0 | 0 | 0 | 0 | 0 | 0 | 0 | 0 | 0 | 0 | 0 | 0 | 0
electricityGasTurbinesCapacity | MW | gasTurbine | Not included in base cases | 0 | 0 | 0 | 0 | 0 | 0 | 0 | 0 | 0 | 0 | 0 | 0 | 0 | 0 | 0 | 0 | 0
electricityGasTurbinesUnitOpex | mA$/MW | gasTurbine | Based on implied opex as percentage of capex from 2024 Aurecon figures. L/H -/+ 10%. | 0.030913 | 0.030913 | 0.030913 | 0.030913 | 0.030913 | 0.030913 | 0.030913 | 0.030913 | 0.030913 | 0.030913 | 0.030913 | 0.030913 | 0.030913 | 0.030913 | 0.030913 | 0.030913 | 0
electricityToWater | MWh/t | desalPlant | 0 | 0.0035 | 0.0035 | 0.0035 | 0.0035 | 0.0035 | 0.0035 | 0.0035 | 0.0035 | 0.0035 | 0.0035 | 0.0035 | 0.0035 | 0.0035 | 0.0035 | 0.0035 | 0.0035 | https://www.mdpi.com/2073-4441/16/15/2140,
waterProduceLife | years | desalPlant | Assumed | 27.5 | 27.5 | 27.5 | 27.5 | 27.5 | 27.5 | 27.5 | 27.5 | 27.5 | 27.5 | 27.5 | 27.5 | 27.5 | 27.5 | 27.5 | 27.5 | https://watereuse.org/wp-content/uploads/2015/10/Intake_White_Paper.pdf, p. 11
waterProduceUnitCapex | mA$/tph | desalPlant | Convert $40,000/ML to mA$/tph. Deduct product storage and distribution (10% of 80% construction cost). | 0.018836 | 0.018836 | 0.018836 | 0.018836 | 0.018836 | 0.018836 | 0.018836 | 0.018836 | 0.018836 | 0.018836 | 0.018836 | 0.018836 | 0.018836 | 0.018836 | 0.018836 | 0.018836 | https://aemo.com.au/-/media/files/major-publications/isp/2025/aurecon-2024-energy-technology-costs-and-technical-parameter-review.pdf?la=en, p. 132
waterProduceUnitOpex | mA$/tph | desalPlant | Based on implied opex as percentage of capex from 2024 Aurecon figures. L/H -/+ 10%. | 0.00036729 | 0.00036729 | 0.00036729 | 0.00036729 | 0.00036729 | 0.00036729 | 0.00036729 | 0.00036729 | 0.00036729 | 0.00036729 | 0.00036729 | 0.00036729 | 0.00036729 | 0.00036729 | 0.00036729 | 0.00036729 | 0
waterStorePercentHour0 | % (fraction) | waterStore | Assumed | 0.5 | 0.5 | 0.5 | 0.5 | 0.5 | 0.5 | 0.5 | 0.5 | 0.5 | 0.5 | 0.5 | 0.5 | 0.5 | 0.5 | 0.5 | 0.5 | 0
waterStoreUnitCapex | mA$/t | waterStore | Aurecon assume 5% CAPEX of waterProduceUnitCapex. Doubled to ensure suitable storage (i.e., ~15,000ML) | 0.0018836 | 0.0018836 | 0.0018836 | 0.0018836 | 0.0018836 | 0.0018836 | 0.0018836 | 0.0018836 | 0.0018836 | 0.0018836 | 0.0018836 | 0.0018836 | 0.0018836 | 0.0018836 | 0.0018836 | 0.0018836 | https://aemo.com.au/-/media/files/major-publications/isp/2025/aurecon-2024-energy-technology-costs-and-technical-parameter-review.pdf?la=en, p. 132
waterStoreLife | years | waterStore | Assumed | 30 | 30 | 30 | 30 | 30 | 30 | 30 | 30 | 30 | 30 | 30 | 30 | 30 | 30 | 30 | 30 | 0
waterDistributeUnitCapex | mA$/tph | waterDist | Aurecon assume 5% CAPEX of waterProduceUnitCapex. | 0.00094178 | 0.00094178 | 0.00094178 | 0.00094178 | 0.00094178 | 0.00094178 | 0.00094178 | 0.00094178 | 0.00094178 | 0.00094178 | 0.00094178 | 0.00094178 | 0.00094178 | 0.00094178 | 0.00094178 | 0.00094178 | https://aemo.com.au/-/media/files/major-publications/isp/2025/aurecon-2024-energy-technology-costs-and-technical-parameter-review.pdf?la=en, p. 132
waterDistributeLife | years | waterDist | Assumed | 30 | 30 | 30 | 30 | 30 | 30 | 30 | 30 | 30 | 30 | 30 | 30 | 30 | 30 | 30 | 30 | 0
electricityToH2 | MWh/t H2 | electrolysis | [Multiple sources]. Low is IRENA 2020 lower bound figure for PEM efficiency; qualitatively defended as more likely than DOE target (46Mwh/tH2) given current political environment. High is Aurecon PEM efficiency assumption, considered as commercially viable for construction by 2024. Middle represents average. Also note that "the thermodynamic efficiency limit for electrolysis is 40 kWh/kgH2... The CSIRO concluded that "it is generally considered that efficiencies better than 45 kWh/kg are unlikely to be achieved". | 55 | 55 | 55 | 55 | 55 | 55 | 55 | 55 | 55 | 55 | 55 | 55 | 55 | 55 | 55 | 55 | 0
waterToH2 | t water/t H2 | electrolysis | 9kg water/kg H2 is the theoretical requirement for electrolysis. Total system requirements and cooling tower require additional. | 31.5 | 31.5 | 31.5 | 31.5 | 31.5 | 31.5 | 31.5 | 31.5 | 31.5 | 31.5 | 31.5 | 31.5 | 31.5 | 31.5 | 31.5 | 31.5 | https://www.dcceew.gov.au/sites/default/files/documents/national-hydrogen-infrastructure-assessment-final-report.pdf (p. B-4), https://www.netzeroaustralia.net.au/wp-content/uploads/2023/04/Net-Zero-Australia-Methods-Assumptions-Scenarios-Sensitivities.pdf (p. 122)
h2ProduceUnitCapex | mA$/tph | electrolysis | [Calc]. Based on GenCost 2024-25 GenCost figures, which featured a significant increase in electrolyser costs compared to previous editions. Calculations assume HHV (39kWh/kgH2), and 285.8kJ energy to split H2 from H2O. Mid AUD/kW from GenCost 2024-25 is varied by efficiency assumptions used in this report (i.e., 50/55/60) to produce L/M/H cost estimates while maintaining internal consistency. | 114.02 | 114.02 | 114.02 | 114.02 | 114.02 | 114.02 | 114.02 | 114.02 | 114.02 | 114.02 | 114.02 | 114.02 | 114.02 | 114.02 | 114.02 | 114.02 | https://www.csiro.au/en/news/All/News/2024/December/GenCost-2024-25-Draft-Report-released-for-consultation p. 85
h2ProduceLife | years | electrolysis | 80,000 hours at 90% annual capacity | 10 | 10 | 10 | 10 | 10 | 10 | 10 | 10 | 10 | 10 | 10 | 10 | 10 | 10 | 10 | 10 | https://www.energymining.sa.gov.au/__data/assets/pdf_file/0011/1006985/66ed5bccec444ce135c4d0697da4f4450da87002.pdf, p. 7; https://www.netzeroaustralia.net.au/wp-content/uploads/2023/04/Net-Zero-Australia-Methods-Assumptions-Scenarios-Sensitivities.pdf, p. 122.
h2ProduceCapacity | tph | electrolysis | Optimised | 25 | 25 | 25 | 25 | 25 | 25 | 25 | 25 | 25 | 25 | 25 | 25 | 25 | 25 | 25 | 25 | 0
h2EmissionsIntensityLimit | t CO2e/ t H2 | electrolysis | To receive the HTPI, a kilogram of hydrogen must have "a production emissions intensity that is less than or equal to 0.6 kilograms of carbon dioxide per 1 kilogram of hydrogen" | 0.6 | 0.6 | 0.6 | 0.6 | 0.6 | 0.6 | 0.6 | 0.6 | 0.6 | 0.6 | 0.6 | 0.6 | 0.6 | 0.6 | 0.6 | 0.6 | https://parlinfo.aph.gov.au/parlInfo/search/display/display.w3p;db=LEGISLATION;id=legislation%2Fbills%2Fr7297_aspassed%2F0001;query=Id%3A%22legislation%2Fbills%2Fr7297_aspassed%2F0000%22
h2ProduceUnitOpex | mA$/tph | electrolysis | Based on implied opex as percentage of capex from 2024 Aurecon figures. L/H -/+ 10%. | 2.2632 | 2.2632 | 2.2632 | 2.2632 | 2.2632 | 2.2632 | 2.2632 | 2.2632 | 2.2632 | 2.2632 | 2.2632 | 2.2632 | 2.2632 | 2.2632 | 2.2632 | 2.2632 | 0
h2StorePercentHour0 | % (fraction) | storeH2 | Assumed | 0.5 | 0.5 | 0.5 | 0.5 | 0.5 | 0.5 | 0.5 | 0.5 | 0.5 | 0.5 | 0.5 | 0.5 | 0.5 | 0.5 | 0.5 | 0.5 | 0
h2StoreMaxChargeRate | % (fraction) | storeH2 | Assumed. Not constraining charge or discharge. | 1 | 1 | 1 | 1 | 1 | 1 | 1 | 1 | 1 | 1 | 1 | 1 | 1 | 1 | 1 | 1 | 0
h2StoreUnitCapex | mA$/t | storeH2 | [Multiple sources]. Low is based on DNV 700 bar compression storage figure with conversion of 131GJ/tH2. Middle and high are from 2018 CSIRO Hydrogen Roadmap. Figures are based on 150 and 350 bar compression, respectively, and include tank, compressor, associated infrastructure, and installation costs. Figures have been inflated to AUD2024. | 2.19 | 2.19 | 2.19 | 2.19 | 2.19 | 2.19 | 2.19 | 2.19 | 2.19 | 2.19 | 2.19 | 2.19 | 2.19 | 2.19 | 2.19 | 2.19 | https://www.nrel.gov/docs/fy14osti/58564.pdf; https://apps.dtic.mil/sti/tr/pdf/AD1053240.pdf, p. 13; https://www.sciencedirect.com/science/article/pii/S0360319921005838, p. 15678
h2StoreUnitOpex | mA$/t | storeH2 | ~2% CAPEX, as per reference: opex / CAPEX 150 bar case. | 0.046686 | 0.046686 | 0.046686 | 0.046686 | 0.046686 | 0.046686 | 0.046686 | 0.046686 | 0.046686 | 0.046686 | 0.046686 | 0.046686 | 0.046686 | 0.046686 | 0.046686 | 0.046686 | https://www.csiro.au/-/media/Do-Business/Files/Futures/18-00314_EN_NationalHydrogenRoadmap_WEB_180823.pdf, p. 84
h2StoreLife | years | storeH2 | Low from Net Zero. High from IRENA. Middle takes average | 35 | 35 | 35 | 35 | 35 | 35 | 35 | 35 | 35 | 35 | 35 | 35 | 35 | 35 | 35 | 35 | https://www.netzeroaustralia.net.au/wp-content/uploads/2023/04/Net-Zero-Australia-Methods-Assumptions-Scenarios-Sensitivities.pdf, p. 127; https://www.irena.org/-/media/Files/IRENA/Agency/Publication/2021/May/IRENA_Green_Hydrogen_Supply_2021, p. 18
h2StoreCapacity | t | storeH2 | Optimised | 500 | 500 | 500 | 500 | 500 | 500 | 500 | 500 | 500 | 500 | 500 | 500 | 500 | 500 | 500 | 500 | 0
h2DistributeUnitCapex | mA$/tph | distH2 | [Calc]. Assumed 5km of distribution pipe. L/H = -/+ 10%. | 0.44514 | 0.44514 | 0.44514 | 0.44514 | 0.44514 | 0.44514 | 0.44514 | 0.44514 | 0.44514 | 0.44514 | 0.44514 | 0.44514 | 0.44514 | 0.44514 | 0.44514 | 0.44514 | https://iea.blob.core.windows.net/assets/36017d2f-747b-4993-b06d-33209fe143fa/GHR24AssumptionsAnnex.pdf, p. 8
h2DistributeLife | years | distH2 | 0 | 42 | 42 | 42 | 42 | 42 | 42 | 42 | 42 | 42 | 42 | 42 | 42 | 42 | 42 | 42 | 42 | https://transitionaccelerator.ca/wp-content/uploads/2023/06/The-Techno-Economics-of-Hydrogen-Pipelines-v2.pdf, p. 20; https://iea.blob.core.windows.net/assets/36017d2f-747b-4993-b06d-33209fe143fa/GHR24AssumptionsAnnex.pdf, p. 8
ironOreEmissionsIntensity | tCO2e/t iron ore | ironOre | Assumed. Not including mining or transport emissions. | 0 | 0 | 0 | 0 | 0 | 0 | 0 | 0 | 0 | 0 | 0 | 0 | 0 | 0 | 0 | 0 | 0
ironOreUnitCost | A$/t | ironOre | [Calc]. 2030 price forecast, China CFR. WA: 2030 price forecast, China CFR. Average of 62 and 58% fines. In 2024AUD. SA: Adjusted based on price forecast of 65% Fe sinter fines. In 2024AUD. Includes transport and handling costs for respective ports where relevant to the envisaged scenario. Capesize for Gladstone and Handysize for Kwinana. | 153.7372 | 153.7372 | 105.0507 | 105.0507 | 105.0507 | 105.0507 | 158.6449 | 158.6449 | 118.9403 | 118.9403 | 124.7372 | 124.7372 | 105.0507 | 105.0507 | 105.0507 | 105.0507 | 0
naturalGasUnitCost | A$/GJ | Natural_gas | [Calc]. Industrial gas price forecasts for 2030 by state from 2024 ACIL Allen (supporting material for AEMO 2025 Gas Statement of Opportunities). Pipeline costs from various sources as they relate to the location of proposed green iron plants. | 12.8882 | 12.8882 | 9.1521 | 9.1521 | 9.0507 | 9.0507 | 9.0507 | 9.0507 | 9.4479 | 9.4479 | 13.4159 | 13.4159 | 9.1521 | 9.1521 | 12.8882 | 12.8882 | https://aemo.com.au/energy-systems/gas/gas-forecasting-and-planning/gas-statement-of-opportunities-gsoo
electricityToIronPreP | MWh/t Pre-processed iron | preProcessing | [Multiple sources]. Referenced value is for electricity consumption only (i.e., excludes heating). Does not vary by ore type. | 0.033713 | 0 | 0.033713 | 0 | 0.033713 | 0 | 0.033713 | 0 | 0.033713 | 0 | 0.033713 | 0 | 0.033713 | 0 | 0.033713 | 0 | https://eippcb.jrc.ec.europa.eu/sites/default/files/2019-11/IS_Adopted_03_2012.pdf, p.188
h2ToIronPreP | t H2/t Pre-processed iron | preProcessing | No hydrogen involved in pelletization. Natural gas is used for ore heating. | 0 | 0 | 0 | 0 | 0 | 0 | 0 | 0 | 0 | 0 | 0 | 0 | 0 | 0 | 0 | 0 | 0
waterToIronPreP | t water/t Pre-processed iron | preProcessing | NA | 0 | 0 | 0 | 0 | 0 | 0 | 0 | 0 | 0 | 0 | 0 | 0 | 0 | 0 | 0 | 0 | 0
ironOreToIronPreP | t iron ore/t Pre-processed iron | preProcessing | [Calc]. [Explainer]. Where relevant to the technology route, concentrated fine required for one ton of pellets. It is assumed that five per cent of moisture is lost in the process. L/H = -/+ 10%. | 1.0526 | 1 | 1.0526 | 1 | 1.0526 | 1 | 1.0526 | 1 | 1.0526 | 1 | 1.0526 | 1 | 1.0526 | 1 | 1.0526 | 1 | 0
naturalGasToIronPreP | GJ/t Pre-processed iron | preProcessing | [Multiple sources]. Natural gas used for heating the ore. Differences between SA and Pilbara derived from varying heating requirements of magnetite and hematite. | 0.426 | 0 | 1.065 | 0 | 1.065 | 0 | 0.426 | 0 | 1.065 | 0 | 1.065 | 0 | 1.065 | 0 | 1.065 | 0 | https://publications.jrc.ec.europa.eu/repository/bitstream/JRC129297/JRC129297_01.pdf, p. 30; https://rmi.org/insight/green-iron-corridors/, p. 31
ironPrePProduceUnitCapex | mA$/tph | preProcessing | Convert RMI figure to mA$/tph. Capex of pelletisation plant. Not required in Zesty process. | 2.642 | 0 | 2.642 | 0 | 2.642 | 0 | 2.642 | 0 | 2.642 | 0 | 2.642 | 0 | 2.642 | 0 | 2.642 | 0 | https://rmi.org/insight/green-iron-corridors/, p. 31
ironPrePProduceLife | years | preProcessing | 0 | 25 | 25 | 25 | 25 | 25 | 25 | 25 | 25 | 25 | 25 | 25 | 25 | 25 | 25 | 25 | 25 | https://www.sciencedirect.com/science/article/pii/S0959652618326301, p. 739
electricityToIronRaw | MWh/t Raw iron | HBI | [Calcs]. For Midrex: ore and reducing gas heating with 90% efficiency, plus non-heating electrical requirements for auxilliary equipment. Zesty electricity requirements excluding hydrogen production. | 1.3016 | 1.1 | 1.3016 | 1.1 | 1.3016 | 1.1 | 1.3016 | 1.1 | 1.3016 | 1.1 | 1.3016 | 1.1 | 1.3016 | 1.1 | 1.3016 | 1.1 | 0
h2ToIronRaw | t H2/t Raw iron | HBI | MIDREX H2-DRI figure for 100% H2 reductant. Stoichiometric lower bound is 54kg/tDRI but difficult to meet due to process inefficiencies. Upper bound reported as high as 76kg/tDRI. Zesty assumption as per techincal report. | 0.054 | 0.054 | 0.054 | 0.054 | 0.054 | 0.054 | 0.054 | 0.054 | 0.054 | 0.054 | 0.054 | 0.054 | 0.054 | 0.054 | 0.054 | 0.054 | https://www.primetals.com/fileadmin/user_upload/landing_pages/2021/Green_Steel/Publications/downloads/AISTech_2021_MIDREX_H2_Final.pdf, p. 5; https://climateenergyfinance.org/wp-content/uploads/2024/11/CEF_Green-Metal-Statecraft_FINAL.pdf, p. 73; https://arena.gov.au/assets/2023/09/Calix-Zesty-Tech-Zero-Emissions-Iron-and-Steel-Pre-Feed-Report-Demo.pdf, p. 12.
waterToIronRaw | t water/t Raw iron | HBI | Not an input for Zesty technology. | 1.25 | 0 | 1.25 | 0 | 1.25 | 0 | 1.25 | 0 | 1.25 | 0 | 1.25 | 0 | 1.25 | 0 | 1.25 | 0 | https://www.aist.org/AIST/aist/AIST/Conferences_Exhibitions/Training_Seminars/Scrap%20Files/28-Gordon.pdf; https://www.primetals.com/fileadmin/user_upload/landing_pages/2021/Green_Steel/Publications/downloads/AISTech_2021_MIDREX_H2_Final.pdf
ironPrePToIronRaw | t Pre-processed iron/t Raw iron | HBI | [Calc]. [Explainer]. Differences are driven by metallisation rates of Midrex (assumed 94%) and Zesty (assumed 95%) technologies, as well as Fe content of Pilbara and Eyre Peninsula pellets. L/H = -/+ 10%. | 1.3998 | 1.3778 | 1.3727 | 1.4222 | 1.3727 | 1.4222 | 1.3598 | 1.3384 | 1.3727 | 1.4222 | 1.3727 | 1.4222 | 1.3727 | 1.4222 | 1.3727 | 1.4222 | 0
naturalGasToIronRawHeating | GJ/t Raw iron | HBI | No gas used for heating. | 0 | 0 | 0 | 0 | 0 | 0 | 0 | 0 | 0 | 0 | 0 | 0 | 0 | 0 | 0 | 0 | 0
naturalGasToIronRawReducing | GJ/t Raw iron | HBI | Not included in base cases. Note that there is 2.3GJ/tDRI involved in heating that is excluded from this figure as heating is done electrically in all cases. | 7.7 | 7.7 | 7.7 | 7.7 | 7.7 | 7.7 | 7.7 | 7.7 | 7.7 | 7.7 | 7.7 | 7.7 | 7.7 | 7.7 | 7.7 | 7.7 | https://www.aist.org/AIST/aist/AIST/Conferences_Exhibitions/Training_Seminars/Scrap%20Files/28-Gordon.pdf, s. 25. Elliot, Richard: https://m.ecic-icsti.register-me.org/programs/proceedings#107, p. 4
ironRawToWater | t Raw iron/t water | HBI | NA | 0 | 0 | 0 | 0 | 0 | 0 | 0 | 0 | 0 | 0 | 0 | 0 | 0 | 0 | 0 | 0 | 0
ironRawProduceUnitCapex | mA$/tph | HBI | [Multiple sources]. [Explainer]. In lieu of commercial scale plant CAPEX estimates for Zesty, a 20 per cent increase has been applied to the Midrex estimate for M. | 7.6276 | 10.2972 | 7.6276 | 10.2972 | 7.6276 | 10.2972 | 7.6276 | 10.2972 | 7.6276 | 10.2972 | 7.6276 | 10.2972 | 7.6276 | 10.2972 | 7.6276 | 10.2972 | 0
ironRawProduceLife | years | HBI | L/H = +/- 10% | 25 | 25 | 25 | 25 | 25 | 25 | 25 | 25 | 25 | 25 | 25 | 25 | 25 | 25 | 25 | 25 | https://iea.blob.core.windows.net/assets/eb0c8ec1-3665-4959-97d0-187ceca189a8/Iron_and_Steel_Technology_Roadmap.pdf, p. 108
ironRawProduceUnitOpex | mA$/tph Raw iron | HBI | Based on US$12.93 inflated from US2015 to AUD2024 figure from Duke University report. | 0.21679 | 0.21679 | 0.21679 | 0.21679 | 0.21679 | 0.21679 | 0.21679 | 0.21679 | 0.21679 | 0.21679 | 0.21679 | 0.21679 | 0.21679 | 0.21679 | 0.21679 | 0.21679 | Midrex O&M: https://dukespace.lib.duke.edu/server/api/core/bitstreams/19daa588-bc17-4bc8-8acc-a3b3b2e6ff91/content, p. 19-20; inflated using https://www.bls.gov/data/inflation_calculator.htm
electricityToIronPostP | MWh/t Post-processed iron | postProcessing | Briquetting required for Eyre Peninsula. Smelting required for Pilbara. | 0.01 | 0.01 | 0.6679 | 0.6679 | 0.6679 | 0.6679 | 0.01 | 0.01 | 0.6679 | 0.6679 | 0.6679 | 0.6679 | 0.6679 | 0.6679 | 0.6679 | 0.6679 | Briquetting: https://rmi.org/insight/green-iron-corridors/, p. 31. Smelting: https://www.sustainableironmaking.com.au/wp-content/uploads/2023/03/4.-Sara-Paymooni.pdf, p. 20
h2ToIronPostP | t H2/t Post-processed iron | postProcessing | No H2 required for smelting or briquetting. | 0 | 0 | 0 | 0 | 0 | 0 | 0 | 0 | 0 | 0 | 0 | 0 | 0 | 0 | 0 | 0 | 0
waterToIronPostP | t water/t Post-processed iron | postProcessing | Small amounts of water required for ESF cooling. | 0 | 0 | 0 | 0 | 0 | 0 | 0 | 0 | 0 | 0 | 0 | 0 | 0 | 0 | 0 | 0 | https://www.sustainableironmaking.com.au/wp-content/uploads/2023/03/4.-Sara-Paymooni.pdf
ironRawToIronPostP | t Raw iron/t Post-processed iron | postProcessing | [Calc]. [Explainer]. Requirements to realise Fe content in benchmark product. L/H = -/+ 10%. | 1 | 1 | 1.0109 | 1.0239 | 1.0109 | 1.0239 | 1 | 1 | 1.0109 | 1.0239 | 1.0109 | 1.0239 | 1.0109 | 1.0239 | 1.0109 | 1.0239 | 0
naturalGasToIronPostP | GJ/t Post-processed iron | postProcessing | No natural gas used in post-processing. | 0 | 0 | 0 | 0 | 0 | 0 | 0 | 0 | 0 | 0 | 0 | 0 | 0 | 0 | 0 | 0 | 0
ironPostPProduceUnitCapex | mA$/tph | postProcessing | [Multiple sources] Briquetting for Eyre scenarios and ESF for other. For FOAK estimates, a multiplier is applied to reflect novelty of ESF technology. | 0.1 | 0.1 | 5.52 | 5.52 | 5.52 | 5.52 | 0.1 | 0.1 | 5.52 | 5.52 | 5.52 | 5.52 | 5.52 | 5.52 | 5.52 | 5.52 | https://rmi.org/insight/green-iron-corridors/, p. 31
ironPostPProduceLife | years | postProcessing | Assumed | 25 | 25 | 25 | 25 | 25 | 25 | 25 | 25 | 25 | 25 | 25 | 25 | 25 | 25 | 25 | 25 | 0
ironDistributeUnitCapex | A$/ tph | ironGeneral | NA | 0 | 0 | 0 | 0 | 0 | 0 | 0 | 0 | 0 | 0 | 0 | 0 | 0 | 0 | 0 | 0 | 0
ironMarketEmissionsIntensity | tCO2e/t iron | ironGeneral | 0 | 1.8 | 1.8 | 1.8 | 1.8 | 1.8 | 1.8 | 1.8 | 1.8 | 1.8 | 1.8 | 1.8 | 1.8 | 1.8 | 1.8 | 1.8 | 1.8 | 0
ironProduceCapacity | tph | ironGeneral | Optimised | 285 | 285 | 285 | 285 | 285 | 285 | 285 | 285 | 285 | 285 | 285 | 285 | 285 | 285 | 285 | 285 | 0
ironEmissionsIntensityLimit | tCO2e/t iron | ironGeneral | Limits production to avoid exceeding this limit. Set to 10 as a very high number we don't ever hit. The H2 emissions intensity constraint is the one that impacts first (which is based on HPTI requirements) | 10 | 10 | 10 | 10 | 10 | 10 | 10 | 10 | 10 | 10 | 10 | 10 | 10 | 10 | 10 | 10 | 0
ironMarketValue | A$/kg | ironGeneral | Used as indicative price of HBI to determine sell-back strategy. | 0.665 | 0.665 | 0.665 | 0.665 | 0.665 | 0.665 | 0.665 | 0.665 | 0.665 | 0.665 | 0.665 | 0.665 | 0.665 | 0.665 | 0.665 | 0.665 | 0
ironTargetAnnualSupply | None | ironGeneral | Assumed | 2500 | 2500 | 2500 | 2500 | 2500 | 2500 | 2500 | 2500 | 2500 | 2500 | 2500 | 2500 | 2500 | 2500 | 2500 | 2500 | 0
ironDistributeLife | years | ironGeneral | Assumed | 25 | 25 | 25 | 25 | 25 | 25 | 25 | 25 | 25 | 25 | 25 | 25 | 25 | 25 | 25 | 25 | 0
portCapex | mA$ | port | NA | 0 | 0 | 0 | 0 | 0 | 0 | 0 | 0 | 0 | 0 | 0 | 0 | 0 | 0 | 0 | 0 | 0
portLife | years | port | NA | 40 | 40 | 40 | 40 | 40 | 40 | 40 | 40 | 40 | 40 | 40 | 40 | 40 | 40 | 40 | 40 | 0
roadLife | years | road | NA | 40 | 40 | 40 | 40 | 40 | 40 | 40 | 40 | 40 | 40 | 40 | 40 | 40 | 40 | 40 | 40 | 0
roadDistance | km | road | NA | 0 | 0 | 0 | 0 | 0 | 0 | 0 | 0 | 0 | 0 | 0 | 0 | 0 | 0 | 0 | 0 | 0
roadUnitCapex | mA$/km | road | BITRE figure inflated to 2023AU$ | 6.3648 | 6.3648 | 6.3648 | 6.3648 | 6.3648 | 6.3648 | 6.3648 | 6.3648 | 6.3648 | 6.3648 | 6.3648 | 6.3648 | 6.3648 | 6.3648 | 6.3648 | 6.3648 | https://infrastructuredeliverymodels.gihub.org/case-studies/bitre-road-construction-cost-and-infrastructure-procurement-benchmarking
h2TaxCredit | A$/kg | economic | 0 | 0 | 0 | 0 | 0 | 0 | 0 | 0 | 0 | 0 | 0 | 0 | 0 | 0 | 0 | 0 | 0 | 0
carbonPrice | A$/tCO2e | economic | 0 | 0 | 0 | 0 | 0 | 0 | 0 | 0 | 0 | 0 | 0 | 0 | 0 | 0 | 0 | 0 | 0 | 0
capexCostsFactor | Multiplier | economic | [Calc]. [Explainer]. Location cost factors are comprised of equipment costs, installation costs, fuel connection costs, cost of land and development, and O&M costs. GHD provides a summary of the variation across locations for each of the above components. AEMO’s location factors are taken from the GHD report from 2018 with adjustments applied based on regional development studies and feedback. AEMO’s breakdown of component costs was used for our calculations. To increase accuracy, we split the cost factor for renewables (large scale solar, wind, and batteries) and other facilities, as the proportions of the cost breakdown are different for renewables compared with standard industrial generation plants. | 1.08 | 1.08 | 1.36 | 1.36 | 1.24 | 1.24 | 1.24 | 1.24 | 1.12 | 1.12 | 1.11 | 1.11 | 1.36 | 1.36 | 1.08 | 1.08 | 0
capexCostsFactorRE | 0 | economic | [Calc]. [Explainer]. Same exercise as in capexCostsFactor but this time splits for RE technologies are taken at face value. | 1.08 | 1.08 | 1.34 | 1.34 | 1.23 | 1.23 | 1.23 | 1.23 | 1.11 | 1.11 | 1.1 | 1.1 | 1.34 | 1.34 | 1.08 | 1.08 | 0
opexFactor | % (fraction) | economic | Base model assumption | 0.03 | 0.03 | 0.03 | 0.03 | 0.03 | 0.03 | 0.03 | 0.03 | 0.03 | 0.03 | 0.03 | 0.03 | 0.03 | 0.03 | 0.03 | 0.03 | 0
wacc | % (fraction) | economic | As per bi-annual IPART WACC February 2025 update. Middle reflects long-term post-tax real WACC, low reflects lower bound post-tax real WACC, and high reflects middle 10% market risk premium (upgraded from market rate of 6.25%). | 0.065 | 0.07 | 0.065 | 0.07 | 0.065 | 0.07 | 0.065 | 0.07 | 0.065 | 0.07 | 0.065 | 0.07 | 0.065 | 0.07 | 0.065 | 0.07 | 0.07
waccRenewables | % (fraction) | economic | As per bi-annual IPART WACC February 2025 update. Middle reflects long-term post-tax real WACC, low reflects lower bound post-tax real WACC, and high reflects middle 10% market risk premium (upgraded from market rate of 6.25%). | 0.045 | 0.045 | 0.065 | 0.07 | 0.045 | 0.045 | 0.045 | 0.045 | 0.045 | 0.045 | 0.045 | 0.045 | 0.045 | 0.045 | 0.045 | 0.045 | 0.045
discountRate | %(fraction) | economic | Not used. | 0.07 | 0.07 | 0.07 | 0.07 | 0.07 | 0.07 | 0.07 | 0.07 | 0.07 | 0.07 | 0.07 | 0.07 | 0.07 | 0.07 | 0.07 | 0.07 | 0
simLength | hours | economic | One-year in length | 8760 | 8760 | 8760 | 8760 | 8760 | 8760 | 8760 | 8760 | 8760 | 8760 | 8760 | 8760 | 8760 | 8760 | 8760 | 8760 | 0
npvPeriod | years | economic | Assumed | 10 | 10 | 10 | 10 | 10 | 10 | 10 | 10 | 10 | 10 | 10 | 10 | 10 | 10 | 10 | 10 | 0
electricityGridEconomicExportToggle | None | toggle | 0 | FALSE | TRUE | FALSE | FALSE | FALSE | TRUE | FALSE | TRUE | FALSE | TRUE | FALSE | TRUE | FALSE | FALSE | FALSE | TRUE | 0
electricityGridCurtailedExportToggle | None | toggle | 0 | TRUE | TRUE | FALSE | FALSE | TRUE | TRUE | TRUE | TRUE | TRUE | TRUE | TRUE | TRUE | FALSE | FALSE | TRUE | TRUE | 0
hourlyDataSource | None | misc | [Calcs]. The model draws on hourly weather, price and emissions data. | eyre2023 | eyre2023 | pilb2019 | pilb2019 | gera2019 | gera2019 | gera2019 | gera2019 | kwin2019 | kwin2019 | glad2023 | glad2023 | pilb2019 | pilb2019 | leigh2023 | leigh2023 | 0

## eyre2023
dateTime | solar | wind | gridElectricityEmissionsFactor | wholesaleElectricityPrice
2023-01-01 | 0 | 0.3227 | 0.01799 | 107.2155
2023-01-01 01:00 | 0 | 0.18484 | 0.01701 | 92.9983
2023-01-01 02:00 | 0 | 0.19285 | 0.01585 | 83.2475
2023-01-01 03:00 | 0 | 0.16475 | 0.02562 | 75.5542
2023-01-01 04:00 | 0 | 0.13331 | 0.04299 | 70.1517
2023-01-01 05:00 | 0 | 0.096934 | 0.06798 | 66.1492
2023-01-01 06:00 | 0 | 0.090673 | 0.0922 | -3.73
2023-01-01 07:00 | 0.37694 | 0.098716 | 0.10521 | -44.8392
2023-01-01 08:00 | 0.90763 | 0.013316 | 0.1155 | -46.6725
2023-01-01 09:00 | 0.99538 | 0.002426 | 0.14898 | -49.445
2023-01-01 10:00 | 0.99919 | 0.001717 | 0.13937 | -47.1367
2023-01-01 11:00 | 1 | 0.001976 | 0.11567 | -11.4633
2023-01-01 12:00 | 0.99828 | 0.047086 | 0.11868 | 38.4042
2023-01-01 13:00 | 1 | 0.090001 | 0.12429 | 43.3358
2023-01-01 14:00 | 0.98388 | 0.082247 | 0.13166 | 72.5125
2023-01-01 15:00 | 0.97174 | 0.061099 | 0.12622 | 71.1392
2023-01-01 16:00 | 1 | 0.072537 | 0.12533 | 86.0767
2023-01-01 17:00 | 0.98288 | 0.1722 | 0.13565 | 101.4942
2023-01-01 18:00 | 0.90307 | 0.38854 | 0.14371 | 158.9792
2023-01-01 19:00 | 0.39921 | 0.7122 | 0.17301 | 153.4075
2023-01-01 20:00 | 0.014021 | 0.88274 | 0.17867 | 87.2383
2023-01-01 21:00 | 0 | 0.87368 | 0.07082 | 84.7958
2023-01-01 22:00 | 0 | 0.82564 | 0.02119 | 95.2525
2023-01-01 23:00 | 0 | 0.76812 | 0.01875 | 106.1333
2023-01-02 | 0 | 0.71171 | 0.01454 | 95.0675
2023-01-02 01:00 | 0 | 0.63766 | 0.01244 | 78.03
2023-01-02 02:00 | 0 | 0.52541 | 0.01198 | 49.6725
2023-01-02 03:00 | 0 | 0.40541 | 0.01207 | 50.8658
2023-01-02 04:00 | 0 | 0.31474 | 0.01211 | 55.8517
2023-01-02 05:00 | 0 | 0.27039 | 0.0119 | 77.6317
2023-01-02 06:00 | 0 | 0.21715 | 0.01164 | 45.415
2023-01-02 07:00 | 0.38037 | 0.10167 | 0.01138 | 26.74
2023-01-02 08:00 | 0.9314 | 0.001092 | 0.03072 | 27.7383
2023-01-02 09:00 | 1 | 0.080731 | 0.04471 | 18.3608
2023-01-02 10:00 | 1 | 0.29501 | 0.05608 | -36.9225
2023-01-02 11:00 | 1 | 0.58942 | 0.06017 | -30.145
2023-01-02 12:00 | 1 | 0.74651 | 0.06337 | -47.415
2023-01-02 13:00 | 1 | 0.77688 | 0.06533 | -62.09
2023-01-02 14:00 | 1 | 0.82152 | 0.07324 | -63.0792
2023-01-02 15:00 | 1 | 0.86988 | 0.07549 | -60.1783
2023-01-02 16:00 | 1 | 0.90403 | 0.06679 | -61.7283
2023-01-02 17:00 | 1 | 0.91737 | 0.05211 | -38.8142
2023-01-02 18:00 | 0.9682 | 0.91315 | 0.05371 | 46.1425
2023-01-02 19:00 | 0.42456 | 0.87379 | 0.04913 | 88.6117
2023-01-02 20:00 | 0.01485 | 0.89955 | 0.04407 | 99.8558
2023-01-02 21:00 | 0 | 0.87756 | 0.03123 | 101.3533
2023-01-02 22:00 | 0 | 0.86165 | 0.01791 | 110.1292
2023-01-02 23:00 | 0 | 0.8562 | 0.0165 | 101.3567
2023-01-03 | 0 | 0.82905 | 0.01544 | 100.9617
2023-01-03 01:00 | 0 | 0.75921 | 0.01509 | 96.3375
2023-01-03 02:00 | 0 | 0.71725 | 0.01504 | 84.5025
2023-01-03 03:00 | 0 | 0.64404 | 0.01526 | 90.0683
2023-01-03 04:00 | 0 | 0.57592 | 0.01459 | 103.9625
2023-01-03 05:00 | 0 | 0.58629 | 0.01417 | 100.2833
2023-01-03 06:00 | 0 | 0.66409 | 0.01418 | 57.725
2023-01-03 07:00 | 0.25499 | 0.72498 | 0.01408 | 22.3675
2023-01-03 08:00 | 0.6391 | 0.68246 | 0.01668 | -12.8375
2023-01-03 09:00 | 0.77676 | 0.80939 | 0.02175 | -51.6608
2023-01-03 10:00 | 0.79456 | 0.83075 | 0.02432 | -56.5
2023-01-03 11:00 | 0.8768 | 0.81003 | 0.02391 | -57.0483
2023-01-03 12:00 | 0.8869 | 0.7966 | 0.02423 | -57.51
2023-01-03 13:00 | 0.96471 | 0.81246 | 0.02373 | -61.3633
2023-01-03 14:00 | 1 | 0.82879 | 0.02376 | -58.2467
2023-01-03 15:00 | 1 | 0.85531 | 0.022 | -56.4625
2023-01-03 16:00 | 1 | 0.87556 | 0.0207 | -56.5
2023-01-03 17:00 | 1 | 0.88446 | 0.02117 | -57.1733
2023-01-03 18:00 | 0.98363 | 0.88525 | 0.01989 | -12.39
2023-01-03 19:00 | 0.43988 | 0.90907 | 0.02057 | 35.8975
2023-01-03 20:00 | 0.01566 | 0.8938 | 0.0198 | 33.9142
2023-01-03 21:00 | 0 | 0.9016 | 0.01837 | 9.0225
2023-01-03 22:00 | 0 | 0.90105 | 0.01758 | 15.9933
2023-01-03 23:00 | 0 | 0.87066 | 0.0169 | 27.2358
2023-01-04 | 0 | 0.88024 | 0.01667 | 36.4542
2023-01-04 01:00 | 0 | 0.87461 | 0.01594 | -2.1733
2023-01-04 02:00 | 0 | 0.84172 | 0.01643 | -37.7092
2023-01-04 03:00 | 0 | 0.81454 | 0.01597 | -37.7558
2023-01-04 04:00 | 0 | 0.79773 | 0.01546 | -35.5725
2023-01-04 05:00 | 0 | 0.80108 | 0.01489 | -12.815
2023-01-04 06:00 | 0 | 0.77227 | 0.01462 | -28.5067
2023-01-04 07:00 | 0.31779 | 0.79876 | 0.0146 | -42.2808
2023-01-04 08:00 | 0.91559 | 0.67259 | 0.01611 | -61.0042
2023-01-04 09:00 | 0.96978 | 0.67869 | 0.02138 | -60.675
2023-01-04 10:00 | 0.96539 | 0.68697 | 0.01979 | -56.45
2023-01-04 11:00 | 1 | 0.6995 | 0.02051 | -56.4917
2023-01-04 12:00 | 1 | 0.69578 | 0.02078 | -56.8367
2023-01-04 13:00 | 1 | 0.71356 | 0.0201 | -71.0567
2023-01-04 14:00 | 1 | 0.76179 | 0.02078 | -62.0167
2023-01-04 15:00 | 1 | 0.83309 | 0.02005 | -57.8783
2023-01-04 16:00 | 1 | 0.8611 | 0.02008 | -56.6683
2023-01-04 17:00 | 1 | 0.87462 | 0.02065 | -56.4042
2023-01-04 18:00 | 0.99647 | 0.8837 | 0.02135 | -28.3183
2023-01-04 19:00 | 0.43832 | 0.9233 | 0.02141 | 8.3783
2023-01-04 20:00 | 0.015461 | 0.91416 | 0.02221 | 11.6808
2023-01-04 21:00 | 0 | 0.91766 | 0.02011 | 8.5992
2023-01-04 22:00 | 0 | 0.89643 | 0.01785 | 9.1033
2023-01-04 23:00 | 0 | 0.84994 | 0.01659 | 26.57
2023-01-05 | 0 | 0.79967 | 0.01561 | 19.3383
2023-01-05 01:00 | 0 | 0.6828 | 0.01529 | 8.7367
2023-01-05 02:00 | 0 | 0.61807 | 0.01535 | 8.1792
2023-01-05 03:00 | 0 | 0.59614 | 0.01501 | 8.5992
2023-01-05 04:00 | 0 | 0.58319 | 0.01483 | 8.66
2023-01-05 05:00 | 0 | 0.54262 | 0.01478 | 8.8067
2023-01-05 06:00 | 0 | 0.53925 | 0.01399 | 6.245
2023-01-05 07:00 | 0.39552 | 0.37863 | 0.01373 | -19.8233
2023-01-05 08:00 | 0.97186 | 0.40708 | 0.0149 | -55.9675
2023-01-05 09:00 | 1 | 0.29528 | 0.02065 | -53.1833
2023-01-05 10:00 | 1 | 0.24213 | 0.02159 | -58.035
2023-01-05 11:00 | 1 | 0.26911 | 0.01882 | -64.9833
2023-01-05 12:00 | 1 | 0.31476 | 0.01817 | -65.2642
2023-01-05 13:00 | 1 | 0.37693 | 0.01773 | -56.7525
2023-01-05 14:00 | 1 | 0.42594 | 0.02013 | -59.2675
2023-01-05 15:00 | 1 | 0.50386 | 0.02153 | -62.155
2023-01-05 16:00 | 1 | 0.5625 | 0.02098 | -57.6675
2023-01-05 17:00 | 1 | 0.62057 | 0.01974 | -56.7775
2023-01-05 18:00 | 0.98516 | 0.67395 | 0.01984 | -42.23
2023-01-05 19:00 | 0.43518 | 0.71104 | 0.02013 | 25.6708
2023-01-05 20:00 | 0.015401 | 0.80901 | 0.02088 | 39.3383
2023-01-05 21:00 | 0 | 0.79625 | 0.01907 | 14.9875
2023-01-05 22:00 | 0 | 0.70309 | 0.01808 | 4.7592
2023-01-05 23:00 | 0 | 0.54054 | 0.01853 | 12.28
2023-01-06 | 0 | 0.45553 | 0.02025 | 22.9642
2023-01-06 01:00 | 0 | 0.40467 | 0.01906 | 7.8617
2023-01-06 02:00 | 0 | 0.35486 | 0.01938 | -2.695
2023-01-06 03:00 | 0 | 0.25007 | 0.0186 | -28.3183
2023-01-06 04:00 | 0 | 0.21136 | 0.01808 | -8.8017
2023-01-06 05:00 | 0 | 0.18354 | 0.01658 | 8.6158
2023-01-06 06:00 | 0 | 0.18295 | 0.01551 | -18.1608
2023-01-06 07:00 | 0.38131 | 0.17 | 0.01624 | -45.2108
2023-01-06 08:00 | 0.94562 | 0.044646 | 0.01857 | -64.2567
2023-01-06 09:00 | 1 | 0.18843 | 0.02422 | -81.07
2023-01-06 10:00 | 1 | 0.15881 | 0.02448 | -100.7158
2023-01-06 11:00 | 1 | 0.073742 | 0.02358 | -109.72
2023-01-06 12:00 | 1 | 0.020667 | 0.02519 | -109.065
2023-01-06 13:00 | 1 | 0.023535 | 0.02581 | -71.735
2023-01-06 14:00 | 1 | 0.041533 | 0.02333 | -64.1333
2023-01-06 15:00 | 1 | 0.056522 | 0.02245 | -55.515
2023-01-06 16:00 | 1 | 0.075002 | 0.02196 | -47.8683
2023-01-06 17:00 | 1 | 0.095527 | 0.02223 | -30.1158
2023-01-06 18:00 | 0.95011 | 0.13372 | 0.02166 | 29.4925
2023-01-06 19:00 | 0.4202 | 0.17145 | 0.02114 | 74.4433
2023-01-06 20:00 | 0.015283 | 0.15677 | 0.02042 | 66.4008
2023-01-06 21:00 | 0 | 0.16597 | 0.0189 | 48.9608
2023-01-06 22:00 | 0 | 0.21407 | 0.01729 | 45.0075
2023-01-06 23:00 | 0 | 0.26109 | 0.01631 | 42.9417
2023-01-07 | 0 | 0.359 | 0.01714 | 43.6883
2023-01-07 01:00 | 0 | 0.41309 | 0.0174 | 37.695
2023-01-07 02:00 | 0 | 0.50124 | 0.01697 | 30.1733
2023-01-07 03:00 | 0 | 0.6691 | 0.01505 | 28.8633
2023-01-07 04:00 | 0 | 0.73138 | 0.01972 | 18.3192
2023-01-07 05:00 | 0 | 0.66938 | 0.04943 | 7.2583
2023-01-07 06:00 | 0 | 0.57476 | 0.08277 | -40.3217
2023-01-07 07:00 | 0.36714 | 0.52899 | 0.1352 | -55.745
2023-01-07 08:00 | 0.9014 | 0.26925 | 0.20375 | -66.9567
2023-01-07 09:00 | 1 | 0.28937 | 0.26352 | -70.9075
2023-01-07 10:00 | 1 | 0.3337 | 0.26467 | -64.5767
2023-01-07 11:00 | 1 | 0.11017 | 0.17241 | -65.3725
2023-01-07 12:00 | 1 | 0.001475 | 0.12476 | -55.2508
2023-01-07 13:00 | 1 | 0.001531 | 0.12119 | -26.215
2023-01-07 14:00 | 1 | 0.00112 | 0.1081 | 40.9017
2023-01-07 15:00 | 1 | 0.001197 | 0.05721 | 257.8317
2023-01-07 16:00 | 1 | 0.00246 | 0.04418 | 219.6808
2023-01-07 17:00 | 0.99874 | 0.018214 | 0.03874 | 308.4067
2023-01-07 18:00 | 0.91607 | 0.056892 | 0.03844 | 496.04
2023-01-07 19:00 | 0.41817 | 0.11827 | 0.03921 | 579.3908
2023-01-07 20:00 | 0.015209 | 0.27837 | 0.0379 | 328.5175
2023-01-07 21:00 | 0 | 0.34297 | 0.03113 | 112.2133
2023-01-07 22:00 | 0 | 0.29212 | 0.01958 | 81.6692
2023-01-07 23:00 | 0 | 0.33088 | 0.01785 | 73.5883
2023-01-08 | 0 | 0.35952 | 0.01585 | 53.9683
2023-01-08 01:00 | 0 | 0.28166 | 0.0201 | 49.5242
2023-01-08 02:00 | 0 | 0.19203 | 0.03017 | 84.565
2023-01-08 03:00 | 0 | 0.16574 | 0.04326 | 80.8
2023-01-08 04:00 | 0 | 0.2067 | 0.06338 | 83.2725
2023-01-08 05:00 | 0 | 0.28641 | 0.07686 | 83.0292
2023-01-08 06:00 | 0 | 0.3222 | 0.10821 | 17.49
2023-01-08 07:00 | 0.36596 | 0.35312 | 0.13969 | -50.0308
2023-01-08 08:00 | 0.8921 | 0.3056 | 0.18755 | -51.9683
2023-01-08 09:00 | 0.98689 | 0.28148 | 0.1928 | -53.3733
2023-01-08 10:00 | 1 | 0.36473 | 0.11614 | -58.5233
2023-01-08 11:00 | 1 | 0.22206 | 0.10733 | -50.8208
2023-01-08 12:00 | 0.98623 | 0.048927 | 0.10095 | -47.4008
2023-01-08 13:00 | 0.99918 | 0.001751 | 0.09626 | 112.67
2023-01-08 14:00 | 0.90274 | 0.002597 | 0.09562 | 127.1917
2023-01-08 15:00 | 0.84569 | 0.002219 | 0.0816 | 129.0108
2023-01-08 16:00 | 0.82936 | 0.008695 | 0.08479 | 191.495
2023-01-08 17:00 | 0.8778 | 0.048554 | 0.08485 | 277.1017
2023-01-08 18:00 | 0.63371 | 0.17918 | 0.08603 | 292.9258
2023-01-08 19:00 | 0.16549 | 0.56123 | 0.09406 | 248.3675
2023-01-08 20:00 | 0.0044449 | 0.6944 | 0.0943 | 92.3933
2023-01-08 21:00 | 0 | 0.63237 | 0.06587 | 90.7208
2023-01-08 22:00 | 0 | 0.54898 | 0.0281 | 103.8442
2023-01-08 23:00 | 0 | 0.5566 | 0.01676 | 95.4292
2023-01-09 | 0 | 0.62061 | 0.0149 | 103.9725
2023-01-09 01:00 | 0 | 0.61741 | 0.01335 | 95.7042
2023-01-09 02:00 | 0 | 0.63702 | 0.01237 | 109.5342
2023-01-09 03:00 | 0 | 0.62607 | 0.01264 | 121.5408
2023-01-09 04:00 | 0 | 0.54641 | 0.01333 | 119.0192
2023-01-09 05:00 | 0 | 0.46343 | 0.01401 | 129.7133
2023-01-09 06:00 | 0 | 0.35942 | 0.01513 | 92.3683
2023-01-09 07:00 | 0.27822 | 0.27861 | 0.0336 | 70.66
2023-01-09 08:00 | 0.87846 | 0.09613 | 0.04517 | 24.1225
2023-01-09 09:00 | 1 | 0.11505 | 0.07103 | 6.0725
2023-01-09 10:00 | 1 | 0.087626 | 0.0833 | -2.7733
2023-01-09 11:00 | 1 | 0.089562 | 0.08301 | -26.5383
2023-01-09 12:00 | 1 | 0.25324 | 0.05601 | -23.12
2023-01-09 13:00 | 1 | 0.49119 | 0.05812 | -31.2842
2023-01-09 14:00 | 1 | 0.56246 | 0.06895 | -14.7825
2023-01-09 15:00 | 0.94054 | 0.68249 | 0.16343 | -4.4642
2023-01-09 16:00 | 0.94163 | 0.76806 | 0.15577 | 12.6258
2023-01-09 17:00 | 0.85652 | 0.8222 | 0.10332 | 10.2317
2023-01-09 18:00 | 0.63713 | 0.84533 | 0.08229 | 36.1442
2023-01-09 19:00 | 0.20415 | 0.86681 | 0.09863 | 70.9067
2023-01-09 20:00 | 0.0038719 | 0.83101 | 0.13303 | 78.6192
2023-01-09 21:00 | 0 | 0.75121 | 0.08898 | 89.07
2023-01-09 22:00 | 0 | 0.67324 | 0.02645 | 86.0992
2023-01-09 23:00 | 0 | 0.5877 | 0.02206 | 90.2683
2023-01-10 | 0 | 0.51669 | 0.01579 | 94.2658
2023-01-10 01:00 | 0 | 0.50693 | 0.01519 | 84.9258
2023-01-10 02:00 | 0 | 0.50128 | 0.01436 | 79.6542
2023-01-10 03:00 | 0 | 0.47334 | 0.01356 | 77.8233
2023-01-10 04:00 | 0 | 0.40298 | 0.01785 | 102.0283
2023-01-10 05:00 | 0 | 0.37287 | 0.03969 | 106.3908
2023-01-10 06:00 | 0 | 0.26404 | 0.06293 | 53.1733
2023-01-10 07:00 | 0.23893 | 0.11849 | 0.07055 | 19.0908
2023-01-10 08:00 | 0.64873 | 0.002548 | 0.13236 | 16.5875
2023-01-10 09:00 | 0.93084 | 0.014171 | 0.21044 | -18.4767
2023-01-10 10:00 | 0.95563 | 0.021947 | 0.17951 | -31.8625
2023-01-10 11:00 | 0.93933 | 0.038864 | 0.15631 | -37.695
2023-01-10 12:00 | 0.91929 | 0.063363 | 0.19902 | -48.2192
2023-01-10 13:00 | 0.92365 | 0.12254 | 0.25347 | -39.9417
2023-01-10 14:00 | 0.96372 | 0.19417 | 0.30578 | -32.7433
2023-01-10 15:00 | 0.80813 | 0.33774 | 0.32302 | -7.6792
2023-01-10 16:00 | 0.94532 | 0.50971 | 0.33061 | 23.2592
2023-01-10 17:00 | 0.98827 | 0.63268 | 0.3634 | 57.8442
2023-01-10 18:00 | 0.80038 | 0.61889 | 0.37802 | 126.255
2023-01-10 19:00 | 0.29745 | 0.57601 | 0.38243 | 140.8617
2023-01-10 20:00 | 0.008474 | 0.71063 | 0.34908 | 115.2117
2023-01-10 21:00 | 0 | 0.7243 | 0.24983 | 97.1792
2023-01-10 22:00 | 0 | 0.71214 | 0.16823 | 104.1708
2023-01-10 23:00 | 0 | 0.69076 | 0.13683 | 107.67
2023-01-11 | 0 | 0.61078 | 0.08606 | 117.79
2023-01-11 01:00 | 0 | 0.39337 | 0.04745 | 113.6383
2023-01-11 02:00 | 0 | 0.1292 | 0.04605 | 100.3067
2023-01-11 03:00 | 0 | 0.069841 | 0.05491 | 112.9542
2023-01-11 04:00 | 0 | 0.096966 | 0.06854 | 135.1575
2023-01-11 05:00 | 0 | 0.090761 | 0.07654 | 158.5858
2023-01-11 06:00 | 0 | 0.078612 | 0.09298 | 121.4167
2023-01-11 07:00 | 0.18556 | 0.061281 | 0.1713 | 96.5917
2023-01-11 08:00 | 0.36938 | 0.013397 | 0.19334 | 87.9942
2023-01-11 09:00 | 0.60438 | 0.004826 | 0.27776 | 103.4242
2023-01-11 10:00 | 0.68215 | 0.001226 | 0.35375 | 69.3567
2023-01-11 11:00 | 0.77698 | 0.003686 | 0.36709 | 62.8633
2023-01-11 12:00 | 0.95319 | 0.011879 | 0.3861 | 78.6333
2023-01-11 13:00 | 0.96282 | 0.028956 | 0.38046 | 100.9567
2023-01-11 14:00 | 0.89294 | 0.023717 | 0.41015 | 112.7058
2023-01-11 15:00 | 0.56329 | 0.012736 | 0.43787 | 103.7992
2023-01-11 16:00 | 0.6249 | 0.014686 | 0.44986 | 109.5633
2023-01-11 17:00 | 0.14535 | 0.11251 | 0.45294 | 166.6333
2023-01-11 18:00 | 0.1386 | 0.29482 | 0.44935 | 188.4592
2023-01-11 19:00 | 0.12942 | 0.41021 | 0.43289 | 201.1875
2023-01-11 20:00 | 0.0024813 | 0.35488 | 0.37003 | 240.1817
2023-01-11 21:00 | 0 | 0.2892 | 0.25481 | 151.685
2023-01-11 22:00 | 0 | 0.25714 | 0.11416 | 162.6358
2023-01-11 23:00 | 0 | 0.198 | 0.06095 | 175.7158
2023-01-12 | 0 | 0.1284 | 0.05213 | 173.3758
2023-01-12 01:00 | 0 | 0.054424 | 0.05432 | 163.99
2023-01-12 02:00 | 0 | 0.04009 | 0.04487 | 163.5917
2023-01-12 03:00 | 0 | 0.062166 | 0.05314 | 169.5267
2023-01-12 04:00 | 0 | 0.061087 | 0.06044 | 172.0458
2023-01-12 05:00 | 0 | 0.059219 | 0.06502 | 188.5908
2023-01-12 06:00 | 0 | 0.061352 | 0.08975 | 171.4758
2023-01-12 07:00 | 0.33055 | 0.07141 | 0.12661 | 119.8575
2023-01-12 08:00 | 0.86675 | 0.011218 | 0.15702 | 122.5542
2023-01-12 09:00 | 0.99825 | 0.006094 | 0.15171 | 107.1317
2023-01-12 10:00 | 1 | 0.010962 | 0.12736 | 79.2517
2023-01-12 11:00 | 1 | 0.006081 | 0.10725 | 54.9158
2023-01-12 12:00 | 1 | 0.001694 | 0.09846 | 20.9417
2023-01-12 13:00 | 0.99301 | 0.003065 | 0.10841 | 74.7167
2023-01-12 14:00 | 0.98959 | 0.027376 | 0.16954 | 97.9642
2023-01-12 15:00 | 1 | 0.081947 | 0.17843 | 134.8858
2023-01-12 16:00 | 1 | 0.16525 | 0.16458 | 134.2475
2023-01-12 17:00 | 0.99566 | 0.30534 | 0.15156 | 135.71
2023-01-12 18:00 | 0.92306 | 0.53405 | 0.14617 | 141.0258
2023-01-12 19:00 | 0.41664 | 0.70741 | 0.1441 | 151.4075
2023-01-12 20:00 | 0.015161 | 0.74791 | 0.13015 | 116.6983
2023-01-12 21:00 | 0 | 0.73042 | 0.08686 | 119.2317
2023-01-12 22:00 | 0 | 0.72164 | 0.07346 | 106.0742
2023-01-12 23:00 | 0 | 0.55 | 0.06787 | 105.185
2023-01-13 | 0 | 0.34486 | 0.06754 | 132.7567
2023-01-13 01:00 | 0 | 0.17913 | 0.08877 | 133.5458
2023-01-13 02:00 | 0 | 0.18126 | 0.10998 | 125.6708
2023-01-13 03:00 | 0 | 0.28111 | 0.12094 | 122.8033
2023-01-13 04:00 | 0 | 0.33378 | 0.12489 | 152.3867
2023-01-13 05:00 | 0 | 0.31814 | 0.14621 | 155.3625
2023-01-13 06:00 | 0 | 0.2251 | 0.16986 | 108.4242
2023-01-13 07:00 | 0.32847 | 0.15413 | 0.21031 | 74.3625
2023-01-13 08:00 | 0.84981 | 0.082183 | 0.26345 | 74.0433
2023-01-13 09:00 | 0.97397 | 0.059839 | 0.28872 | 100.8508
2023-01-13 10:00 | 0.99137 | 0.1486 | 0.23522 | 95.3625
2023-01-13 11:00 | 1 | 0.17037 | 0.20399 | 91.4917
2023-01-13 12:00 | 0.98799 | 0.063149 | 0.13014 | 171.0875
2023-01-13 13:00 | 0.98788 | 0.010945 | 0.10359 | 198.5933
2023-01-13 14:00 | 0.99309 | 0.005222 | 0.09463 | 136.4517
2023-01-13 15:00 | 0.99997 | 0.005222 | 0.08585 | 271.9775
2023-01-13 16:00 | 1 | 0.010291 | 0.08084 | 130.7167
2023-01-13 17:00 | 0.97378 | 0.092278 | 0.07852 | 258.2742
2023-01-13 18:00 | 0.88563 | 0.27322 | 0.07457 | 346.4142
2023-01-13 19:00 | 0.39824 | 0.43701 | 0.07769 | 324.6708
2023-01-13 20:00 | 0.014111 | 0.48721 | 0.05669 | 160.1
2023-01-13 21:00 | 0 | 0.53841 | 0.0445 | 137.6583
2023-01-13 22:00 | 0 | 0.6075 | 0.03787 | 103.5983
2023-01-13 23:00 | 0 | 0.61508 | 0.04197 | 107.0217
2023-01-14 | 0 | 0.6804 | 0.02391 | 130.9508
2023-01-14 01:00 | 0 | 0.7443 | 0.0444 | 122.5358
2023-01-14 02:00 | 0 | 0.85949 | 0.06592 | 108.5833
2023-01-14 03:00 | 0 | 0.88638 | 0.03789 | 84.28
2023-01-14 04:00 | 0 | 0.85035 | 0.02969 | 99.8925
2023-01-14 05:00 | 0 | 0.78335 | 0.04028 | 103.2042
2023-01-14 06:00 | 0 | 0.70574 | 0.05262 | 75.0225
2023-01-14 07:00 | 0.20267 | 0.64991 | 0.06555 | 20.5858
2023-01-14 08:00 | 0.71734 | 0.50021 | 0.07914 | 15.6508
2023-01-14 09:00 | 0.90534 | 0.22794 | 0.08492 | 1.91
2023-01-14 10:00 | 0.85091 | 0.29603 | 0.09047 | -8.2075
2023-01-14 11:00 | 0.91172 | 0.74053 | 0.08817 | 9.0233
2023-01-14 12:00 | 0.85014 | 0.72219 | 0.08338 | 19.9958
2023-01-14 13:00 | 0.87934 | 0.55675 | 0.06401 | 18.8167
2023-01-14 14:00 | 0.88432 | 0.43967 | 0.07342 | 78.3392
2023-01-14 15:00 | 0.36713 | 0.34027 | 0.07258 | 47.895
2023-01-14 16:00 | 0.23895 | 0.54032 | 0.04009 | -49.005
2023-01-14 17:00 | 0.11363 | 0.80575 | 0.04628 | 13.0608
2023-01-14 18:00 | 0.3533 | 0.88694 | 0.06092 | 197.7475
2023-01-14 19:00 | 0.21094 | 0.86248 | 0.0483 | 168.4408
2023-01-14 20:00 | 0.0075661 | 0.68978 | 0.0206 | 126.8558
2023-01-14 21:00 | 0 | 0.88706 | 0.01952 | 75.8542
2023-01-14 22:00 | 0 | 0.92259 | 0.01813 | 46.6067
2023-01-14 23:00 | 0 | 0.918 | 0.01693 | 53.635
2023-01-15 | 0 | 0.90951 | 0.01578 | 57.32
2023-01-15 01:00 | 0 | 0.86596 | 0.01579 | 33.2792
2023-01-15 02:00 | 0 | 0.79795 | 0.01594 | 26.195
2023-01-15 03:00 | 0 | 0.72496 | 0.01604 | 31.0742
2023-01-15 04:00 | 0 | 0.70811 | 0.01494 | 15.2833
2023-01-15 05:00 | 0 | 0.72106 | 0.0142 | 8.8467
2023-01-15 06:00 | 0 | 0.74659 | 0.01455 | -15.6642
2023-01-15 07:00 | 0.13924 | 0.76304 | 0.01603 | -50.0017
2023-01-15 08:00 | 0.64471 | 0.56742 | 0.01789 | -56.425
2023-01-15 09:00 | 0.81022 | 0.64216 | 0.04109 | -59.9667
2023-01-15 10:00 | 0.81064 | 0.66026 | 0.06601 | -81.4892
2023-01-15 11:00 | 1 | 0.63988 | 0.12908 | -81.86
2023-01-15 12:00 | 0.9382 | 0.57442 | 0.14555 | -104.345
2023-01-15 13:00 | 0.76436 | 0.51847 | 0.14719 | -74.52
2023-01-15 14:00 | 0.42419 | 0.52104 | 0.16589 | -56.2317
2023-01-15 15:00 | 0.28786 | 0.62126 | 0.08784 | -54.6183
2023-01-15 16:00 | 0.21438 | 0.72423 | 0.06374 | -50.0475
2023-01-15 17:00 | 0.15823 | 0.78588 | 0.12209 | -34.9375
2023-01-15 18:00 | 0.062623 | 0.76606 | 0.0898 | -0.14833
2023-01-15 19:00 | 0.060103 | 0.67027 | 0.0871 | 51.5008
2023-01-15 20:00 | 0.00078576 | 0.68276 | 0.10161 | 42.335
2023-01-15 21:00 | 0 | 0.50735 | 0.1029 | 46.0833
2023-01-15 22:00 | 0 | 0.63795 | 0.07527 | 45.1125
2023-01-15 23:00 | 0 | 0.51878 | 0.06441 | 63.1517
2023-01-16 | 0 | 0.35496 | 0.0474 | 50.5367
2023-01-16 01:00 | 0 | 0.10351 | 0.0578 | 60.7325
2023-01-16 02:00 | 0 | 0.032176 | 0.067 | 65.8308
2023-01-16 03:00 | 0 | 0.093946 | 0.06927 | 74.6225
2023-01-16 04:00 | 0 | 0.10311 | 0.08893 | 80.5925
2023-01-16 05:00 | 0 | 0.10525 | 0.11468 | 123.7842
2023-01-16 06:00 | 0 | 0.09502 | 0.16367 | 125.1708
2023-01-16 07:00 | 0.093876 | 0.11192 | 0.20799 | 115.5292
2023-01-16 08:00 | 0.23733 | 0.047113 | 0.24961 | 85.9808
2023-01-16 09:00 | 0.65385 | 0.017733 | 0.29673 | 63.5
2023-01-16 10:00 | 0.63313 | 0.001574 | 0.27932 | 41.2583
2023-01-16 11:00 | 0.44571 | 0.002645 | 0.23854 | 54.5375
2023-01-16 12:00 | 0.64592 | 0.066736 | 0.14555 | 63.2083
2023-01-16 13:00 | 0.61364 | 0.16908 | 0.12069 | 102.7533
2023-01-16 14:00 | 0.82316 | 0.19864 | 0.11499 | 127.5483
2023-01-16 15:00 | 0.89077 | 0.12591 | 0.09994 | 125.2667
2023-01-16 16:00 | 0.98164 | 0.06685 | 0.0887 | 108.985
2023-01-16 17:00 | 0.95083 | 0.083351 | 0.0793 | 160.1258
2023-01-16 18:00 | 0.85689 | 0.14752 | 0.07491 | 177.5942
2023-01-16 19:00 | 0.37872 | 0.21885 | 0.08492 | 173.6358
2023-01-16 20:00 | 0.0070107 | 0.3255 | 0.08299 | 129.6375
2023-01-16 21:00 | 0 | 0.4972 | 0.07939 | 123.5742
2023-01-16 22:00 | 0 | 0.61219 | 0.05851 | 107.0567
2023-01-16 23:00 | 0 | 0.63084 | 0.05195 | 88.4825
2023-01-17 | 0 | 0.49133 | 0.04328 | 94.2883
2023-01-17 01:00 | 0 | 0.53107 | 0.0415 | 74.86
2023-01-17 02:00 | 0 | 0.76968 | 0.04202 | 62.3258
2023-01-17 03:00 | 0 | 0.87696 | 0.05411 | 42.5083
2023-01-17 04:00 | 0 | 0.87631 | 0.06827 | 20.72
2023-01-17 05:00 | 0 | 0.82786 | 0.0776 | 28.4425
2023-01-17 06:00 | 0 | 0.84131 | 0.07719 | 31.9275
2023-01-17 07:00 | 0.11235 | 0.8523 | 0.10928 | 14.4675
2023-01-17 08:00 | 0.66815 | 0.56182 | 0.16473 | 10.1183
2023-01-17 09:00 | 0.8662 | 0.56125 | 0.20754 | -34.5525
2023-01-17 10:00 | 0.8546 | 0.64024 | 0.26313 | -34.7208
2023-01-17 11:00 | 0.99945 | 0.79357 | 0.25512 | -16.7525
2023-01-17 12:00 | 0.92572 | 0.70286 | 0.32286 | 72.2775
2023-01-17 13:00 | 0.51545 | 0.62827 | 0.37198 | 99.8658
2023-01-17 14:00 | 0.34648 | 0.52102 | 0.34681 | 99.8758
2023-01-17 15:00 | 0.47747 | 0.61064 | 0.33282 | 71.67
2023-01-17 16:00 | 0.69412 | 0.90091 | 0.33705 | 45.2408
2023-01-17 17:00 | 0.95175 | 0.89489 | 0.3112 | 88.2458
2023-01-17 18:00 | 0.29734 | 0.88102 | 0.28634 | 138.0567
2023-01-17 19:00 | 0.085658 | 0.84599 | 0.24646 | 127.6108
2023-01-17 20:00 | 0.00049961 | 0.79803 | 0.23277 | 161.3158
2023-01-17 21:00 | 0 | 0.78678 | 0.20315 | 142.0308
2023-01-17 22:00 | 0 | 0.76163 | 0.19488 | 153.605
2023-01-17 23:00 | 0 | 0.69568 | 0.14253 | 155.99
2023-01-18 | 0 | 0.44641 | 0.05825 | 143.9117
2023-01-18 01:00 | 0 | 0.23566 | 0.04402 | 143.71
2023-01-18 02:00 | 0 | 0.22599 | 0.01754 | 143.1667
2023-01-18 03:00 | 0 | 0.25543 | 0.015 | 122.3075
2023-01-18 04:00 | 0 | 0.37372 | 0.01591 | 125.8167
2023-01-18 05:00 | 0 | 0.59406 | 0.01613 | 124.815
2023-01-18 06:00 | 0 | 0.66647 | 0.01571 | 119.5033
2023-01-18 07:00 | 0.031067 | 0.54881 | 0.01897 | 117.6733
2023-01-18 08:00 | 0.13644 | 0.45941 | 0.03204 | 133.0183
2023-01-18 09:00 | 0.13 | 0.56813 | 0.04455 | 95.6108
2023-01-18 10:00 | 0.1863 | 0.58634 | 0.04132 | 64.2183
2023-01-18 11:00 | 0.1527 | 0.64252 | 0.02704 | 55.7283
2023-01-18 12:00 | 0.3496 | 0.68715 | 0.0241 | -10.3183
2023-01-18 13:00 | 0.37998 | 0.75145 | 0.02232 | -30.7908
2023-01-18 14:00 | 0.51887 | 0.81502 | 0.02345 | -53.9375
2023-01-18 15:00 | 0.41476 | 0.82899 | 0.0243 | -53.4008
2023-01-18 16:00 | 0.55004 | 0.8642 | 0.02362 | -44.2433
2023-01-18 17:00 | 0.57585 | 0.87868 | 0.02281 | -19.8275
2023-01-18 18:00 | 0.51364 | 0.89637 | 0.02223 | -30.8567
2023-01-18 19:00 | 0.25536 | 0.91359 | 0.02113 | 3.9167
2023-01-18 20:00 | 0.0051967 | 0.89985 | 0.02329 | 9.0275
2023-01-18 21:00 | 0 | 0.89939 | 0.02264 | 4.3342
2023-01-18 22:00 | 0 | 0.90741 | 0.01993 | -0.335
2023-01-18 23:00 | 0 | 0.88623 | 0.01835 | -0.80083
2023-01-19 | 0 | 0.86417 | 0.01781 | 0.99333
2023-01-19 01:00 | 0 | 0.85277 | 0.01712 | -3.7192
2023-01-19 02:00 | 0 | 0.82445 | 0.01689 | -31.3467
2023-01-19 03:00 | 0 | 0.77921 | 0.01604 | -38.2558
2023-01-19 04:00 | 0 | 0.66981 | 0.01535 | -13.9775
2023-01-19 05:00 | 0 | 0.61144 | 0.01558 | -1.7867
2023-01-19 06:00 | 0 | 0.63425 | 0.01557 | 1.1942
2023-01-19 07:00 | 0.12235 | 0.57466 | 0.01948 | -28.8833
2023-01-19 08:00 | 0.90757 | 0.62386 | 0.02248 | -152.005
2023-01-19 09:00 | 1 | 0.51567 | 0.03839 | -63.1142
2023-01-19 10:00 | 1 | 0.44377 | 0.03765 | -66.8233
2023-01-19 11:00 | 1 | 0.37086 | 0.0239 | -67.9292
2023-01-19 12:00 | 1 | 0.28592 | 0.02409 | -64.7733
2023-01-19 13:00 | 1 | 0.25332 | 0.02458 | -64.8967
2023-01-19 14:00 | 1 | 0.30447 | 0.02617 | -67.1467
2023-01-19 15:00 | 1 | 0.37955 | 0.04062 | -60.3492
2023-01-19 16:00 | 1 | 0.46231 | 0.02776 | -61.1283
2023-01-19 17:00 | 1 | 0.53676 | 0.02708 | -55.38
2023-01-19 18:00 | 1 | 0.6264 | 0.02876 | -15.4392
2023-01-19 19:00 | 0.45663 | 0.71312 | 0.04162 | 39.6983
2023-01-19 20:00 | 0.0067117 | 0.78587 | 0.10242 | 78.1925
2023-01-19 21:00 | 0 | 0.8339 | 0.07957 | 68.7625
2023-01-19 22:00 | 0 | 0.79444 | 0.03307 | 61.1992
2023-01-19 23:00 | 0 | 0.64712 | 0.02193 | 65.51
2023-01-20 | 0 | 0.46071 | 0.02516 | 61.61
2023-01-20 01:00 | 0 | 0.31292 | 0.02096 | 54.205
2023-01-20 02:00 | 0 | 0.20603 | 0.01819 | 30.6875
2023-01-20 03:00 | 0 | 0.15403 | 0.01722 | 34.9842
2023-01-20 04:00 | 0 | 0.13863 | 0.01672 | 67.1475
2023-01-20 05:00 | 0 | 0.12952 | 0.01544 | 84.01
2023-01-20 06:00 | 0 | 0.088473 | 0.01571 | 77.8092
2023-01-20 07:00 | 0.11264 | 0.091732 | 0.01647 | 37.0417
2023-01-20 08:00 | 0.88815 | 0.024423 | 0.02803 | -13.0883
2023-01-20 09:00 | 0.9086 | 0.063759 | 0.05768 | -42.5408
2023-01-20 10:00 | 1 | 0.057017 | 0.07452 | -41.8267
2023-01-20 11:00 | 1 | 0.02365 | 0.06506 | -45.7892
2023-01-20 12:00 | 1 | 0.060533 | 0.06109 | -45.2742
2023-01-20 13:00 | 0.98897 | 0.12044 | 0.07662 | -43.2075
2023-01-20 14:00 | 1 | 0.157 | 0.12765 | -50.0758
2023-01-20 15:00 | 1 | 0.19508 | 0.16123 | -45.6708
2023-01-20 16:00 | 1 | 0.22257 | 0.18518 | 12.4133
2023-01-20 17:00 | 1 | 0.32476 | 0.14858 | 40.985
2023-01-20 18:00 | 0.93596 | 0.47394 | 0.10356 | 72.4267
2023-01-20 19:00 | 0.34755 | 0.62848 | 0.11665 | 79.8217
2023-01-20 20:00 | 0.0061963 | 0.79065 | 0.14576 | 78.125
2023-01-20 21:00 | 0 | 0.78877 | 0.10368 | 80.3167
2023-01-20 22:00 | 0 | 0.73183 | 0.02832 | 79.4908
2023-01-20 23:00 | 0 | 0.65523 | 0.02022 | 90.3642
2023-01-21 | 0 | 0.57674 | 0.01799 | 94.8658
2023-01-21 01:00 | 0 | 0.50338 | 0.01641 | 96.5267
2023-01-21 02:00 | 0 | 0.44514 | 0.01681 | 92.0983
2023-01-21 03:00 | 0 | 0.43517 | 0.01625 | 82.575
2023-01-21 04:00 | 0 | 0.42558 | 0.01481 | 88.3217
2023-01-21 05:00 | 0 | 0.38526 | 0.01365 | 100.1625
2023-01-21 06:00 | 0 | 0.30934 | 0.01397 | 108.7942
2023-01-21 07:00 | 0.11905 | 0.22525 | 0.01447 | 44.8408
2023-01-21 08:00 | 0.77359 | 0.11266 | 0.0173 | -40.8333
2023-01-21 09:00 | 1 | 0.1038 | 0.02123 | -43.3883
2023-01-21 10:00 | 1 | 0.11902 | 0.03341 | -57.2575
2023-01-21 11:00 | 1 | 0.17087 | 0.03082 | -56.6875
2023-01-21 12:00 | 1 | 0.24162 | 0.0279 | -59.2083
2023-01-21 13:00 | 1 | 0.37221 | 0.03759 | -56.4333
2023-01-21 14:00 | 1 | 0.5109 | 0.05648 | -47.7533
2023-01-21 15:00 | 1 | 0.65473 | 0.02909 | -51.1867
2023-01-21 16:00 | 1 | 0.78615 | 0.02514 | -55.225
2023-01-21 17:00 | 1 | 0.86159 | 0.02627 | -31.095
2023-01-21 18:00 | 0.97002 | 0.88569 | 0.03207 | -7.8558
2023-01-21 19:00 | 0.43278 | 0.88707 | 0.05621 | 18.6625
2023-01-21 20:00 | 0.0061013 | 0.85219 | 0.11787 | 69.4525
2023-01-21 21:00 | 0 | 0.83791 | 0.04948 | 83.1775
2023-01-21 22:00 | 0 | 0.79217 | 0.02208 | 78.6683
2023-01-21 23:00 | 0 | 0.70005 | 0.01871 | 92.66
2023-01-22 | 0 | 0.65743 | 0.01682 | 85.295
2023-01-22 01:00 | 0 | 0.58871 | 0.01606 | 75.9125
2023-01-22 02:00 | 0 | 0.57989 | 0.01539 | 61.8667
2023-01-22 03:00 | 0 | 0.47436 | 0.01485 | 48.52
2023-01-22 04:00 | 0 | 0.37222 | 0.01446 | 66.335
2023-01-22 05:00 | 0 | 0.32008 | 0.01431 | 71.5
2023-01-22 06:00 | 0 | 0.28746 | 0.01735 | 56.9458
2023-01-22 07:00 | 0.11192 | 0.21207 | 0.03839 | -24.5517
2023-01-22 08:00 | 0.65046 | 0.13123 | 0.07771 | -37.8117
2023-01-22 09:00 | 1 | 0.11897 | 0.11834 | -54.8858
2023-01-22 10:00 | 1 | 0.10925 | 0.11671 | -72.8367
2023-01-22 11:00 | 1 | 0.11432 | 0.09855 | -68.3908
2023-01-22 12:00 | 1 | 0.12434 | 0.08563 | -72.2467
2023-01-22 13:00 | 1 | 0.14266 | 0.08501 | -86.625
2023-01-22 14:00 | 1 | 0.15808 | 0.08607 | -61.7583
2023-01-22 15:00 | 1 | 0.1999 | 0.09011 | -52.2258
2023-01-22 16:00 | 1 | 0.29489 | 0.09621 | -17.7533
2023-01-22 17:00 | 1 | 0.42769 | 0.0979 | 31.4908
2023-01-22 18:00 | 0.95041 | 0.53202 | 0.10573 | 89.3133
2023-01-22 19:00 | 0.41859 | 0.51808 | 0.12453 | 126.7158
2023-01-22 20:00 | 0.0054573 | 0.48678 | 0.16756 | 112.4342
2023-01-22 21:00 | 0 | 0.49417 | 0.12415 | 104.7925
2023-01-22 22:00 | 0 | 0.48404 | 0.08851 | 90.9958
2023-01-22 23:00 | 0 | 0.45 | 0.06127 | 89.7683
2023-01-23 | 0 | 0.36434 | 0.03235 | 89.0108
2023-01-23 01:00 | 0 | 0.22437 | 0.02987 | 94.4175
2023-01-23 02:00 | 0 | 0.14158 | 0.01757 | 90.7533
2023-01-23 03:00 | 0 | 0.12123 | 0.01481 | 91.08
2023-01-23 04:00 | 0 | 0.11374 | 0.03516 | 111.635
2023-01-23 05:00 | 0 | 0.084454 | 0.09909 | 129.3975
2023-01-23 06:00 | 0 | 0.053 | 0.17205 | 126.9458
2023-01-23 07:00 | 0.10437 | 0.044208 | 0.21971 | 89.895
2023-01-23 08:00 | 0.6157 | 0.011706 | 0.16195 | 76.3533
2023-01-23 09:00 | 0.97316 | 0.017626 | 0.1961 | 34.0175
2023-01-23 10:00 | 0.99956 | 0.11116 | 0.176 | 10.6775
2023-01-23 11:00 | 1 | 0.26237 | 0.23816 | -13.9108
2023-01-23 12:00 | 1 | 0.44391 | 0.23319 | 3.3908
2023-01-23 13:00 | 0.97611 | 0.46823 | 0.19272 | 10.2233
2023-01-23 14:00 | 0.85173 | 0.38172 | 0.22245 | 77.0475
2023-01-23 15:00 | 0.82197 | 0.28994 | 0.17578 | 131.195
2023-01-23 16:00 | 0.64584 | 0.23647 | 0.15418 | 158.815
2023-01-23 17:00 | 0.46248 | 0.20914 | 0.17486 | 136.655
2023-01-23 18:00 | 0.36011 | 0.44906 | 0.15639 | 166.8
2023-01-23 19:00 | 0.06099 | 0.79753 | 0.18892 | 167.975
2023-01-23 20:00 | 0.0025897 | 0.80437 | 0.22412 | 132.0108
2023-01-23 21:00 | 0 | 0.76639 | 0.17038 | 137.7783
2023-01-23 22:00 | 0 | 0.71427 | 0.13005 | 134.8133
2023-01-23 23:00 | 0 | 0.57457 | 0.07197 | 123.7483
2023-01-24 | 0 | 0.30453 | 0.04029 | 128.7925
2023-01-24 01:00 | 0 | 0.072159 | 0.02951 | 103.61
2023-01-24 02:00 | 0 | 0.043137 | 0.02512 | 90.4275
2023-01-24 03:00 | 0 | 0.049712 | 0.02092 | 83.8058
2023-01-24 04:00 | 0 | 0.056248 | 0.02081 | 106.7033
2023-01-24 05:00 | 0 | 0.061341 | 0.03936 | 120.9475
2023-01-24 06:00 | 0 | 0.061877 | 0.06645 | 116.975
2023-01-24 07:00 | 0.10986 | 0.050362 | 0.0687 | 95.9767
2023-01-24 08:00 | 0.49778 | 0.00135 | 0.07013 | 107.1033
2023-01-24 09:00 | 1 | 0.002751 | 0.09516 | 91.8142
2023-01-24 10:00 | 1 | 0.003798 | 0.12904 | 63.7858
2023-01-24 11:00 | 1 | 0.014004 | 0.1508 | 41.6917
2023-01-24 12:00 | 1 | 0.10857 | 0.15648 | 13.9183
2023-01-24 13:00 | 1 | 0.2465 | 0.16636 | 2.7292
2023-01-24 14:00 | 1 | 0.36258 | 0.21124 | 109.3317
2023-01-24 15:00 | 1 | 0.46518 | 0.21541 | 145.2658
2023-01-24 16:00 | 1 | 0.59764 | 0.20137 | 60.4883
2023-01-24 17:00 | 1 | 0.7188 | 0.17266 | -5.5533
2023-01-24 18:00 | 0.97135 | 0.80942 | 0.16931 | 53.1108
2023-01-24 19:00 | 0.42826 | 0.77951 | 0.21144 | 125.0858
2023-01-24 20:00 | 0.0055006 | 0.66758 | 0.23443 | 120.0342
2023-01-24 21:00 | 0 | 0.72635 | 0.1729 | 115.5508
2023-01-24 22:00 | 0 | 0.73831 | 0.12084 | 117.8667
2023-01-24 23:00 | 0 | 0.60867 | 0.09719 | 123.3917
2023-01-25 | 0 | 0.40257 | 0.04768 | 136.1442
2023-01-25 01:00 | 0 | 0.19652 | 0.01441 | 121.4033
2023-01-25 02:00 | 0 | 0.11564 | 0.01281 | 109.1433
2023-01-25 03:00 | 0 | 0.1363 | 0.0125 | 116.9033
2023-01-25 04:00 | 0 | 0.10947 | 0.01201 | 120.2933
2023-01-25 05:00 | 0 | 0.078348 | 0.01217 | 137.5067
2023-01-25 06:00 | 0 | 0.036526 | 0.01216 | 108.4983
2023-01-25 07:00 | 0.10649 | 0.02336 | 0.01818 | 57.1292
2023-01-25 08:00 | 0.50967 | 0.004364 | 0.05757 | 10.2033
2023-01-25 09:00 | 1 | 0.000592 | 0.10589 | -32.3933
2023-01-25 10:00 | 1 | 0.000866 | 0.11128 | -51.5508
2023-01-25 11:00 | 1 | 0.030005 | 0.10011 | -43.9508
2023-01-25 12:00 | 1 | 0.18451 | 0.10349 | -53.8025
2023-01-25 13:00 | 1 | 0.3585 | 0.12183 | -73.7467
2023-01-25 14:00 | 1 | 0.59086 | 0.18105 | -76.285
2023-01-25 15:00 | 1 | 0.83463 | 0.16989 | -56.8767
2023-01-25 16:00 | 1 | 0.88657 | 0.17751 | -50.2642
2023-01-25 17:00 | 1 | 0.90661 | 0.12703 | -34.99
2023-01-25 18:00 | 0.96765 | 0.84984 | 0.17483 | 45.1458
2023-01-25 19:00 | 0.43569 | 0.8545 | 0.17574 | 119.7033
2023-01-25 20:00 | 0.0052685 | 0.7601 | 0.17714 | 120.2167
2023-01-25 21:00 | 0 | 0.75158 | 0.07396 | 89.83
2023-01-25 22:00 | 0 | 0.77507 | 0.02414 | 83.7675
2023-01-25 23:00 | 0 | 0.71268 | 0.01839 | 99.135
2023-01-26 | 0 | 0.61864 | 0.01672 | 93.9925
2023-01-26 01:00 | 0 | 0.55579 | 0.02212 | 84.1633
2023-01-26 02:00 | 0 | 0.56726 | 0.01778 | 83.7317
2023-01-26 03:00 | 0 | 0.56152 | 0.03511 | 81.2967
2023-01-26 04:00 | 0 | 0.50995 | 0.02644 | 90.0033
2023-01-26 05:00 | 0 | 0.38677 | 0.01431 | 97.5708
2023-01-26 06:00 | 0 | 0.23311 | 0.0147 | 66.3608
2023-01-26 07:00 | 0.11551 | 0.17611 | 0.05588 | -22.7367
2023-01-26 08:00 | 0.43616 | 0.053809 | 0.16283 | -39.5358
2023-01-26 09:00 | 0.97951 | 0.087536 | 0.22939 | -43.0617
2023-01-26 10:00 | 0.88528 | 0.1202 | 0.23126 | -52.8958
2023-01-26 11:00 | 1 | 0.22892 | 0.18327 | -83.3517
2023-01-26 12:00 | 1 | 0.36276 | 0.15992 | -67.8442
2023-01-26 13:00 | 1 | 0.3925 | 0.15896 | -99.5917
2023-01-26 14:00 | 1 | 0.40373 | 0.17936 | -108.0233
2023-01-26 15:00 | 1 | 0.45724 | 0.15174 | -44.2133
2023-01-26 16:00 | 1 | 0.50114 | 0.15446 | -15.2808
2023-01-26 17:00 | 1 | 0.52378 | 0.13295 | 1.1367
2023-01-26 18:00 | 0.94477 | 0.55877 | 0.12043 | 106.25
2023-01-26 19:00 | 0.42171 | 0.57182 | 0.11349 | 120.0433
2023-01-26 20:00 | 0.0049647 | 0.63385 | 0.1042 | 106.9575
2023-01-26 21:00 | 0 | 0.66734 | 0.06413 | 81.87
2023-01-26 22:00 | 0 | 0.56795 | 0.02564 | 89.425
2023-01-26 23:00 | 0 | 0.41611 | 0.03062 | 80.5375
2023-01-27 | 0 | 0.19261 | 0.02682 | 84.1117
2023-01-27 01:00 | 0 | 0.096097 | 0.02187 | 73.1517
2023-01-27 02:00 | 0 | 0.10707 | 0.02989 | 73.7958
2023-01-27 03:00 | 0 | 0.13488 | 0.06183 | 79.0808
2023-01-27 04:00 | 0 | 0.15846 | 0.09764 | 81.1908
2023-01-27 05:00 | 0 | 0.22733 | 0.13735 | 85.8683
2023-01-27 06:00 | 0 | 0.35346 | 0.18764 | 65.105
2023-01-27 07:00 | 0.083802 | 0.46986 | 0.24548 | -33.4808
2023-01-27 08:00 | 0.47379 | 0.3788 | 0.31088 | -49.0008
2023-01-27 09:00 | 0.97123 | 0.2835 | 0.3175 | -50.9533
2023-01-27 10:00 | 1 | 0.34519 | 0.2958 | -49.6925
2023-01-27 11:00 | 1 | 0.33208 | 0.14844 | -47.9483
2023-01-27 12:00 | 1 | 0.21242 | 0.06603 | -47.8
2023-01-27 13:00 | 1 | 0.074428 | 0.03889 | 1096.4775
2023-01-27 14:00 | 0.98435 | 0.011027 | 0.01532 | 219.8467
2023-01-27 15:00 | 0.97437 | 0.001282 | 0.0153 | 398.3867
2023-01-27 16:00 | 0.99389 | 0.000482 | 0.0161 | 182.9367
2023-01-27 17:00 | 0.95033 | 0.000482 | 0.01768 | 462.1567
2023-01-27 18:00 | 0.85391 | 0.001409 | 0.02305 | 425.6517
2023-01-27 19:00 | 0.37322 | 0.005864 | 0.07797 | 338.375
2023-01-27 20:00 | 0.0040361 | 0.046158 | 0.07547 | 192.6517
2023-01-27 21:00 | 0 | 0.20419 | 0.10857 | 117.9142
2023-01-27 22:00 | 0 | 0.52562 | 0.14586 | 85.9092
2023-01-27 23:00 | 0 | 0.80382 | 0.16324 | 75.8317
2023-01-28 | 0 | 0.88489 | 0.14342 | 34.12
2023-01-28 01:00 | 0 | 0.90614 | 0.12592 | -19.8367
2023-01-28 02:00 | 0 | 0.89487 | 0.11615 | -38.6908
2023-01-28 03:00 | 0 | 0.90502 | 0.15666 | -41.0175
2023-01-28 04:00 | 0 | 0.48025 | 0.11407 | -41.7725
2023-01-28 05:00 | 0 | 0.09497 | 0.20063 | -28.0658
2023-01-28 06:00 | 0 | 0.39623 | 0.2751 | -36.3825
2023-01-28 07:00 | 0.040706 | 0.46282 | 0.26402 | -54.8483
2023-01-28 08:00 | 0.14028 | 0.4627 | 0.26294 | -52.0342
2023-01-28 09:00 | 0.191 | 0.49866 | 0.20845 | -46.8208
2023-01-28 10:00 | 0.18101 | 0.55014 | 0.28695 | -16.9033
2023-01-28 11:00 | 0.41788 | 0.63733 | 0.37774 | -15.6467
2023-01-28 12:00 | 0.31836 | 0.60681 | 0.36661 | 6.5792
2023-01-28 13:00 | 0.31715 | 0.56264 | 0.39741 | 92.2167
2023-01-28 14:00 | 0.26565 | 0.46835 | 0.44908 | 131.7158
2023-01-28 15:00 | 0.20222 | 0.3955 | 0.46978 | 154.7267
2023-01-28 16:00 | 0.093449 | 0.49396 | 0.4743 | 161.3383
2023-01-28 17:00 | 0.067991 | 0.51701 | 0.5264 | 168.7308
2023-01-28 18:00 | 0.04726 | 0.48079 | 0.48745 | 149.9325
2023-01-28 19:00 | 0.018582 | 0.49385 | 0.45226 | 134.2517
2023-01-28 20:00 | 0.00033949 | 0.61642 | 0.44237 | 145.5025
2023-01-28 21:00 | 0 | 0.52511 | 0.39392 | 172.255
2023-01-28 22:00 | 0 | 0.27867 | 0.3479 | 154.4708
2023-01-28 23:00 | 0 | 0.17067 | 0.29529 | 188.0933
2023-01-29 | 0 | 0.17552 | 0.17595 | 202.9983
2023-01-29 01:00 | 0 | 0.15395 | 0.17498 | 192.1033
2023-01-29 02:00 | 0 | 0.13933 | 0.11851 | 179.3408
2023-01-29 03:00 | 0 | 0.12729 | 0.11391 | 207.6408
2023-01-29 04:00 | 0 | 0.13359 | 0.11352 | 163.4792
2023-01-29 05:00 | 0 | 0.18146 | 0.13187 | 153.755
2023-01-29 06:00 | 0 | 0.099891 | 0.15501 | 142.2517
2023-01-29 07:00 | 0.032665 | 0.074445 | 0.1669 | 137.29
2023-01-29 08:00 | 0.1111 | 0.047898 | 0.16815 | 149.315
2023-01-29 09:00 | 0.17098 | 0.007465 | 0.16956 | 130.8867
2023-01-29 10:00 | 0.14836 | 0.004243 | 0.22792 | 119.6533
2023-01-29 11:00 | 0.29869 | 0.000421 | 0.23019 | 143.3292
2023-01-29 12:00 | 0.40151 | 0.000672 | 0.22491 | 115.9683
2023-01-29 13:00 | 0.58153 | 0.020418 | 0.2561 | 83.4392
2023-01-29 14:00 | 0.34446 | 0.053167 | 0.31259 | 95.6858
2023-01-29 15:00 | 0.23501 | 0.13089 | 0.30713 | 101.6458
2023-01-29 16:00 | 0.39051 | 0.25576 | 0.29295 | 134.4883
2023-01-29 17:00 | 0.30059 | 0.397 | 0.26913 | 115.8892
2023-01-29 18:00 | 0.18645 | 0.5221 | 0.2335 | 56.2633
2023-01-29 19:00 | 0.044572 | 0.56377 | 0.2595 | 95.45
2023-01-29 20:00 | 0.0012966 | 0.44327 | 0.31009 | 122.7692
2023-01-29 21:00 | 0 | 0.32073 | 0.30961 | 120.8658
2023-01-29 22:00 | 0 | 0.33871 | 0.24536 | 113.6858
2023-01-29 23:00 | 0 | 0.30156 | 0.14407 | 121.11
2023-01-30 | 0 | 0.22823 | 0.095 | 118.7058
2023-01-30 01:00 | 0 | 0.21114 | 0.07792 | 96.8808
2023-01-30 02:00 | 0 | 0.22479 | 0.06865 | 88.505
2023-01-30 03:00 | 0 | 0.2776 | 0.04141 | 86.83
2023-01-30 04:00 | 0 | 0.29186 | 0.03338 | 101.5475
2023-01-30 05:00 | 0 | 0.27525 | 0.03162 | 143.5517
2023-01-30 06:00 | 0 | 0.2221 | 0.03294 | 170.0292
2023-01-30 07:00 | 0.040302 | 0.15699 | 0.06581 | 144.5775
2023-01-30 08:00 | 0.1901 | 0.01645 | 0.14349 | 82.3733
2023-01-30 09:00 | 0.41275 | 0.006402 | 0.22875 | 11.26
2023-01-30 10:00 | 0.47154 | 0.035183 | 0.24049 | 15.2633
2023-01-30 11:00 | 0.43979 | 0.16979 | 0.2356 | 2.3775
2023-01-30 12:00 | 0.5755 | 0.2433 | 0.21643 | 9.325
2023-01-30 13:00 | 0.57094 | 0.22893 | 0.24441 | 2.7767
2023-01-30 14:00 | 0.63534 | 0.34087 | 0.31944 | -5.84
2023-01-30 15:00 | 0.86971 | 0.39754 | 0.36717 | -11.7508
2023-01-30 16:00 | 0.87543 | 0.47736 | 0.38905 | -15.2042
2023-01-30 17:00 | 0.82503 | 0.5597 | 0.41097 | 12.3258
2023-01-30 18:00 | 0.65441 | 0.58103 | 0.43623 | 93.1958
2023-01-30 19:00 | 0.20214 | 0.54905 | 0.4136 | 145.8175
2023-01-30 20:00 | 0.0028184 | 0.51933 | 0.38843 | 133.1242
2023-01-30 21:00 | 0 | 0.4292 | 0.33241 | 119.2717
2023-01-30 22:00 | 0 | 0.40581 | 0.19593 | 119.99
2023-01-30 23:00 | 0 | 0.34871 | 0.08905 | 122.4775
2023-01-31 | 0 | 0.30018 | 0.03563 | 122.8892
2023-01-31 01:00 | 0 | 0.29111 | 0.01521 | 121.4583
2023-01-31 02:00 | 0 | 0.22122 | 0.01455 | 121.2967
2023-01-31 03:00 | 0 | 0.18517 | 0.01399 | 123.4033
2023-01-31 04:00 | 0 | 0.1329 | 0.01363 | 134.1858
2023-01-31 05:00 | 0 | 0.077743 | 0.01355 | 155.6592
2023-01-31 06:00 | 0 | 0.055154 | 0.01366 | 149.875
2023-01-31 07:00 | 0.085722 | 0.06103 | 0.03501 | 68.445
2023-01-31 08:00 | 0.47851 | 0.036266 | 0.07825 | 6.1583
2023-01-31 09:00 | 1 | 0.041376 | 0.12383 | 3.2458
2023-01-31 10:00 | 1 | 0.036353 | 0.17319 | -1.3217
2023-01-31 11:00 | 0.9645 | 0.060891 | 0.15663 | -27.3375
2023-01-31 12:00 | 1 | 0.097241 | 0.12805 | -36.5825
2023-01-31 13:00 | 1 | 0.12378 | 0.14537 | -45.4258
2023-01-31 14:00 | 1 | 0.16406 | 0.19792 | -49.3483
2023-01-31 15:00 | 1 | 0.21939 | 0.21554 | -28.055
2023-01-31 16:00 | 1 | 0.2909 | 0.18472 | 7.235
2023-01-31 17:00 | 1 | 0.39626 | 0.23654 | 67.1175
2023-01-31 18:00 | 0.96965 | 0.4671 | 0.23895 | 149.0483
2023-01-31 19:00 | 0.42948 | 0.49025 | 0.25821 | 158.3925
2023-01-31 20:00 | 0.0037744 | 0.52412 | 0.25954 | 126.1567
2023-01-31 21:00 | 0 | 0.57399 | 0.23276 | 119.9108
2023-01-31 22:00 | 0 | 0.62709 | 0.11473 | 101.3125
2023-01-31 23:00 | 0 | 0.68325 | 0.07111 | 115.4442
2023-02-01 | 0 | 0.72051 | 0.02699 | 120.44
2023-02-01 01:00 | 0 | 0.7375 | 0.01773 | 104.9983
2023-02-01 02:00 | 0 | 0.65604 | 0.01692 | 82.785
2023-02-01 03:00 | 0 | 0.53056 | 0.02422 | 85.1042
2023-02-01 04:00 | 0 | 0.474 | 0.02552 | 94.1008
2023-02-01 05:00 | 0 | 0.49538 | 0.01626 | 121.74
2023-02-01 06:00 | 0 | 0.54181 | 0.01581 | 115.74
2023-02-01 07:00 | 0.087373 | 0.50308 | 0.02623 | 26.1175
2023-02-01 08:00 | 0.4074 | 0.25774 | 0.04789 | -33.235
2023-02-01 09:00 | 0.96937 | 0.24584 | 0.16005 | -40.4308
2023-02-01 10:00 | 0.93103 | 0.2999 | 0.23246 | -34.9592
2023-02-01 11:00 | 0.86052 | 0.38869 | 0.2372 | -35.0842
2023-02-01 12:00 | 1 | 0.46298 | 0.25272 | -32.4875
2023-02-01 13:00 | 1 | 0.45054 | 0.28339 | -24.2517
2023-02-01 14:00 | 1 | 0.46854 | 0.26021 | -23.2017
2023-02-01 15:00 | 1 | 0.52107 | 0.09491 | -26.1608
2023-02-01 16:00 | 1 | 0.65759 | 0.07496 | -13.4208
2023-02-01 17:00 | 1 | 0.75704 | 0.04362 | -25.0167
2023-02-01 18:00 | 0.89918 | 0.76254 | 0.0404 | 145.39
2023-02-01 19:00 | 0.36915 | 0.69302 | 0.03899 | 169.0442
2023-02-01 20:00 | 0.0024618 | 0.4764 | 0.03759 | 161.42
2023-02-01 21:00 | 0 | 0.589 | 0.02038 | 147.5475
2023-02-01 22:00 | 0 | 0.63577 | 0.01643 | 172.8725
2023-02-01 23:00 | 0 | 0.61342 | 0.01662 | 164.1067
2023-02-02 | 0 | 0.57916 | 0.01525 | 165.6542
2023-02-02 01:00 | 0 | 0.63243 | 0.01536 | 128.8517
2023-02-02 02:00 | 0 | 0.64407 | 0.0142 | 97.3358
2023-02-02 03:00 | 0 | 0.60114 | 0.01624 | 76.2258
2023-02-02 04:00 | 0 | 0.53693 | 0.01593 | 73.3567
2023-02-02 05:00 | 0 | 0.63435 | 0.01568 | 83.8875
2023-02-02 06:00 | 0 | 0.68721 | 0.0139 | 83.8125
2023-02-02 07:00 | 0.087752 | 0.64097 | 0.01456 | 22.2933
2023-02-02 08:00 | 0.48152 | 0.79398 | 0.0132 | -46.4117
2023-02-02 09:00 | 0.99038 | 0.80585 | 0.01462 | -49.89
2023-02-02 10:00 | 0.72896 | 0.82381 | 0.01561 | -52.245
2023-02-02 11:00 | 0.5607 | 0.83406 | 0.01533 | -79.5
2023-02-02 12:00 | 0.75261 | 0.80687 | 0.01462 | -58.7408
2023-02-02 13:00 | 0.60352 | 0.84343 | 0.01489 | -56.3675
2023-02-02 14:00 | 0.50205 | 0.9141 | 0.01533 | -51.8792
2023-02-02 15:00 | 0.53917 | 0.92367 | 0.01617 | -56.2783
2023-02-02 16:00 | 0.53916 | 0.93925 | 0.01677 | -53.5842
2023-02-02 17:00 | 0.38532 | 0.92729 | 0.01683 | -58.56
2023-02-02 18:00 | 0.43466 | 0.93076 | 0.0181 | -36.5392
2023-02-02 19:00 | 0.13436 | 0.92624 | 0.01799 | -10.9492
2023-02-02 20:00 | 0.00095099 | 0.91527 | 0.01758 | 42.6517
2023-02-02 21:00 | 0 | 0.91592 | 0.01758 | -32.4667
2023-02-02 22:00 | 0 | 0.88517 | 0.01755 | -34.1183
2023-02-02 23:00 | 0 | 0.8965 | 0.01664 | -34.0058
2023-02-03 | 0 | 0.89986 | 0.01643 | -33.9133
2023-02-03 01:00 | 0 | 0.87773 | 0.0158 | -33.9625
2023-02-03 02:00 | 0 | 0.83936 | 0.01475 | -33.8508
2023-02-03 03:00 | 0 | 0.83293 | 0.01497 | -34.325
2023-02-03 04:00 | 0 | 0.78327 | 0.01483 | -31.5683
2023-02-03 05:00 | 0 | 0.80354 | 0.01509 | -8.6925
2023-02-03 06:00 | 0 | 0.80414 | 0.01475 | 15.7258
2023-02-03 07:00 | 0.059136 | 0.75346 | 0.0156 | -27.65
2023-02-03 08:00 | 0.28926 | 0.88308 | 0.01541 | -43.4133
2023-02-03 09:00 | 0.50632 | 0.91451 | 0.01712 | -56.9558
2023-02-03 10:00 | 0.54302 | 0.91437 | 0.02165 | -53.2967
2023-02-03 11:00 | 0.51619 | 0.92153 | 0.02293 | -65.2975
2023-02-03 12:00 | 0.62394 | 0.91202 | 0.02433 | -82.775
2023-02-03 13:00 | 0.63333 | 0.91462 | 0.02564 | -87.8267
2023-02-03 14:00 | 0.74433 | 0.91197 | 0.05127 | -100.0775
2023-02-03 15:00 | 0.96033 | 0.91825 | 0.19576 | -99.1633
2023-02-03 16:00 | 0.88798 | 0.91043 | 0.21017 | -98.5767
2023-02-03 17:00 | 0.71365 | 0.90932 | 0.2271 | -61.1567
2023-02-03 18:00 | 0.79204 | 0.90504 | 0.22922 | -45.6467
2023-02-03 19:00 | 0.39311 | 0.90545 | 0.24783 | 95.4667
2023-02-03 20:00 | 0.0025037 | 0.89074 | 0.26803 | 93.4092
2023-02-03 21:00 | 0 | 0.83626 | 0.26534 | 79.3583
2023-02-03 22:00 | 0 | 0.73155 | 0.19781 | 82.0608
2023-02-03 23:00 | 0 | 0.6115 | 0.12207 | 57.7258
2023-02-04 | 0 | 0.48401 | 0.09937 | 81.18
2023-02-04 01:00 | 0 | 0.27613 | 0.07637 | 100.8092
2023-02-04 02:00 | 0 | 0.23015 | 0.03111 | 90.5108
2023-02-04 03:00 | 0 | 0.18168 | 0.01815 | 52.6375
2023-02-04 04:00 | 0 | 0.1053 | 0.01568 | 56.605
2023-02-04 05:00 | 0 | 0.060951 | 0.01951 | 59.5408
2023-02-04 06:00 | 0 | 0.02533 | 0.02834 | 52.55
2023-02-04 07:00 | 0.086046 | 0.005555 | 0.04369 | 0.29417
2023-02-04 08:00 | 0.36869 | 0.002543 | 0.07735 | -30.0358
2023-02-04 09:00 | 0.72902 | 0.036413 | 0.15583 | -52.8558
2023-02-04 10:00 | 0.77157 | 0.12545 | 0.23211 | -56.0967
2023-02-04 11:00 | 0.67033 | 0.16139 | 0.25794 | -57.455
2023-02-04 12:00 | 0.82852 | 0.21065 | 0.25987 | -50.92
2023-02-04 13:00 | 0.99075 | 0.27228 | 0.28923 | -49.4225
2023-02-04 14:00 | 1 | 0.35241 | 0.3571 | -62.4525
2023-02-04 15:00 | 1 | 0.41474 | 0.36289 | -55.3533
2023-02-04 16:00 | 1 | 0.4853 | 0.35161 | -54.0067
2023-02-04 17:00 | 1 | 0.54344 | 0.38427 | -42.9658
2023-02-04 18:00 | 0.97194 | 0.54637 | 0.39362 | 10.7767
2023-02-04 19:00 | 0.42161 | 0.5521 | 0.40313 | 91.0325
2023-02-04 20:00 | 0.0023364 | 0.44961 | 0.39975 | 123.1208
2023-02-04 21:00 | 0 | 0.43369 | 0.30207 | 101.7858
2023-02-04 22:00 | 0 | 0.46644 | 0.20034 | 97.5383
2023-02-04 23:00 | 0 | 0.44413 | 0.09803 | 102.4292
2023-02-05 | 0 | 0.39427 | 0.02154 | 113.825
2023-02-05 01:00 | 0 | 0.31794 | 0.01754 | 112.3675
2023-02-05 02:00 | 0 | 0.23528 | 0.01608 | 99.8267
2023-02-05 03:00 | 0 | 0.12044 | 0.01589 | 101.6717
2023-02-05 04:00 | 0 | 0.057101 | 0.01571 | 108.9875
2023-02-05 05:00 | 0 | 0.03288 | 0.01537 | 120.3217
2023-02-05 06:00 | 0 | 0.022713 | 0.01476 | 85.0892
2023-02-05 07:00 | 0.092711 | 0.018015 | 0.04222 | 5.7958
2023-02-05 08:00 | 0.50171 | 0.00343 | 0.09956 | -6.2608
2023-02-05 09:00 | 1 | 0.002667 | 0.14895 | -30.0692
2023-02-05 10:00 | 1 | 6.4e-05 | 0.13028 | -46.2575
2023-02-05 11:00 | 1 | 0.000887 | 0.1058 | -45.3117
2023-02-05 12:00 | 1 | 0.000667 | 0.11179 | -50.5008
2023-02-05 13:00 | 1 | 0.00527 | 0.12565 | -54.1667
2023-02-05 14:00 | 1 | 0.014315 | 0.15926 | -53.0417
2023-02-05 15:00 | 1 | 0.038429 | 0.12858 | -48.2992
2023-02-05 16:00 | 1 | 0.09173 | 0.149 | -13.145
2023-02-05 17:00 | 1 | 0.22332 | 0.16861 | 12.7867
2023-02-05 18:00 | 0.97252 | 0.45444 | 0.20083 | 125.3017
2023-02-05 19:00 | 0.42538 | 0.59721 | 0.23064 | 137.3025
2023-02-05 20:00 | 0.0016398 | 0.59657 | 0.27146 | 104.2492
2023-02-05 21:00 | 0 | 0.58215 | 0.22366 | 85.1508
2023-02-05 22:00 | 0 | 0.5568 | 0.14147 | 85.1008
2023-02-05 23:00 | 0 | 0.49484 | 0.05391 | 89.2583
2023-02-06 | 0 | 0.33349 | 0.01872 | 92.1892
2023-02-06 01:00 | 0 | 0.17521 | 0.01594 | 81.4417
2023-02-06 02:00 | 0 | 0.098172 | 0.01516 | 83.135
2023-02-06 03:00 | 0 | 0.074152 | 0.01451 | 86.7742
2023-02-06 04:00 | 0 | 0.051168 | 0.01398 | 107.6308
2023-02-06 05:00 | 0 | 0.0591 | 0.01404 | 133.735
2023-02-06 06:00 | 0 | 0.037601 | 0.01927 | 135.7033
2023-02-06 07:00 | 0.088008 | 0.056903 | 0.04459 | 102.9875
2023-02-06 08:00 | 0.49399 | 0.041005 | 0.08584 | 78.0542
2023-02-06 09:00 | 0.99822 | 0.028092 | 0.11436 | 57.6883
2023-02-06 10:00 | 1 | 0.050972 | 0.08406 | 17.3617
2023-02-06 11:00 | 1 | 0.030951 | 0.07382 | 6.435
2023-02-06 12:00 | 1 | 0.001707 | 0.07863 | -9.2417
2023-02-06 13:00 | 0.99094 | 0.003091 | 0.09165 | -36.5517
2023-02-06 14:00 | 0.99829 | 0.014466 | 0.11742 | -44.0533
2023-02-06 15:00 | 1 | 0.053852 | 0.12264 | -43.5808
2023-02-06 16:00 | 1 | 0.10782 | 0.09479 | -8.3483
2023-02-06 17:00 | 1 | 0.22946 | 0.07048 | 24.5417
2023-02-06 18:00 | 0.9575 | 0.37066 | 0.07012 | 146.5617
2023-02-06 19:00 | 0.42188 | 0.54263 | 0.083 | 130.3717
2023-02-06 20:00 | 0.00082341 | 0.52587 | 0.13488 | 115.165
2023-02-06 21:00 | 0 | 0.51948 | 0.09797 | 95.7533
2023-02-06 22:00 | 0 | 0.41396 | 0.04731 | 86.5217
2023-02-06 23:00 | 0 | 0.23687 | 0.02332 | 100.9825
2023-02-07 | 0 | 0.13605 | 0.0205 | 102.245
2023-02-07 01:00 | 0 | 0.11485 | 0.01767 | 96.8708
2023-02-07 02:00 | 0 | 0.12126 | 0.01347 | 84.3767
2023-02-07 03:00 | 0 | 0.14614 | 0.01354 | 78.2683
2023-02-07 04:00 | 0 | 0.1763 | 0.0157 | 78.3983
2023-02-07 05:00 | 0 | 0.16534 | 0.01546 | 118.3358
2023-02-07 06:00 | 0 | 0.15889 | 0.03933 | 118.4083
2023-02-07 07:00 | 0.082881 | 0.15415 | 0.07151 | 46.2117
2023-02-07 08:00 | 0.49488 | 0.067554 | 0.09939 | 6.6733
2023-02-07 09:00 | 0.98848 | 0.048809 | 0.13734 | -10.2217
2023-02-07 10:00 | 1 | 0.097148 | 0.12901 | -28.8233
2023-02-07 11:00 | 1 | 0.11309 | 0.12065 | -32.0183
2023-02-07 12:00 | 1 | 0.09227 | 0.09605 | -48.5117
2023-02-07 13:00 | 1 | 0.13064 | 0.10209 | -42.0417
2023-02-07 14:00 | 1 | 0.16726 | 0.07655 | -50.2008
2023-02-07 15:00 | 0.9912 | 0.18529 | 0.03324 | -25.7725
2023-02-07 16:00 | 1 | 0.19055 | 0.02012 | 10.8258
2023-02-07 17:00 | 1 | 0.21072 | 0.02043 | 12.09
2023-02-07 18:00 | 0.93817 | 0.25117 | 0.02205 | 117.2433
2023-02-07 19:00 | 0.40957 | 0.31162 | 0.04908 | 123.9367
2023-02-07 20:00 | 0.00051426 | 0.27833 | 0.11911 | 106.0958
2023-02-07 21:00 | 0 | 0.23797 | 0.12747 | 88.4042
2023-02-07 22:00 | 0 | 0.17199 | 0.05935 | 75.6142
2023-02-07 23:00 | 0 | 0.13782 | 0.03403 | 74.1783
2023-02-08 | 0 | 0.11994 | 0.03658 | 77.1825
2023-02-08 01:00 | 0 | 0.1503 | 0.02898 | 58.5217
2023-02-08 02:00 | 0 | 0.2178 | 0.02236 | 38.9367
2023-02-08 03:00 | 0 | 0.29054 | 0.0327 | 37.92
2023-02-08 04:00 | 0 | 0.36423 | 0.06571 | 51.9967
2023-02-08 05:00 | 0 | 0.39974 | 0.09149 | 102.2342
2023-02-08 06:00 | 0 | 0.32517 | 0.05718 | 104.2708
2023-02-08 07:00 | 0.077396 | 0.23724 | 0.08659 | 28.6575
2023-02-08 08:00 | 0.47495 | 0.10554 | 0.14522 | -3.94
2023-02-08 09:00 | 0.97461 | 0.039761 | 0.20179 | -33.89
2023-02-08 10:00 | 1 | 0.04403 | 0.20794 | -39.9942
2023-02-08 11:00 | 1 | 0.037617 | 0.14452 | -27.5858
2023-02-08 12:00 | 0.9998 | 0.002474 | 0.11008 | 2.5625
2023-02-08 13:00 | 0.99983 | 0.0313 | 0.11157 | 4.9975
2023-02-08 14:00 | 1 | 0.093775 | 0.12522 | 433.3608
2023-02-08 15:00 | 1 | 0.1806 | 0.14297 | 45.55
2023-02-08 16:00 | 1 | 0.26516 | 0.17111 | 21.4383
2023-02-08 17:00 | 0.99621 | 0.30821 | 0.18334 | 103.6375
2023-02-08 18:00 | 0.92907 | 0.35527 | 0.20984 | 147.33
2023-02-08 19:00 | 0.40546 | 0.4164 | 0.22505 | 180.2492
2023-02-08 20:00 | 0 | 0.45217 | 0.23029 | 138.8675
2023-02-08 21:00 | 0 | 0.47405 | 0.21382 | 121.3275
2023-02-08 22:00 | 0 | 0.5524 | 0.1401 | 109.705
2023-02-08 23:00 | 0 | 0.44403 | 0.09976 | 97.3717
2023-02-09 | 0 | 0.3867 | 0.06668 | 97.1567
2023-02-09 01:00 | 0 | 0.36293 | 0.05535 | 105.6667
2023-02-09 02:00 | 0 | 0.28959 | 0.0516 | 97.6642
2023-02-09 03:00 | 0 | 0.20041 | 0.05783 | 116.35
2023-02-09 04:00 | 0 | 0.11647 | 0.07334 | 132.945
2023-02-09 05:00 | 0 | 0.10761 | 0.10487 | 146.1358
2023-02-09 06:00 | 0 | 0.11731 | 0.15252 | 164.1883
2023-02-09 07:00 | 0.071151 | 0.12965 | 0.21139 | 129.2817
2023-02-09 08:00 | 0.43564 | 0.10065 | 0.27723 | 106.3575
2023-02-09 09:00 | 0.92593 | 0.048241 | 0.33299 | 65.315
2023-02-09 10:00 | 0.99657 | 0.072617 | 0.32364 | 13.4183
2023-02-09 11:00 | 1 | 0.18848 | 0.29607 | 8.81
2023-02-09 12:00 | 0.99143 | 0.20227 | 0.30178 | 15.5858
2023-02-09 13:00 | 0.97076 | 0.12144 | 0.33224 | 18.2108
2023-02-09 14:00 | 0.96881 | 0.087618 | 0.35761 | 40.4233
2023-02-09 15:00 | 0.98093 | 0.053766 | 0.32956 | 148.9617
2023-02-09 16:00 | 0.98793 | 0.035956 | 0.26721 | 227.4183
2023-02-09 17:00 | 0.97471 | 0.036796 | 0.26613 | 326.9533
2023-02-09 18:00 | 0.87363 | 0.067527 | 0.23992 | 2407.0325
2023-02-09 19:00 | 0.39341 | 0.13724 | 0.31052 | 2704.5467
2023-02-09 20:00 | 0 | 0.30163 | 0.3217 | 270.385
2023-02-09 21:00 | 0 | 0.42712 | 0.31403 | 150.3092
2023-02-09 22:00 | 0 | 0.42591 | 0.25461 | 169.72
2023-02-09 23:00 | 0 | 0.23881 | 0.15115 | 239.4742
2023-02-10 | 0 | 0.11738 | 0.05097 | 233.71
2023-02-10 01:00 | 0 | 0.045314 | 0.01434 | 153.0342
2023-02-10 02:00 | 0 | 0.052627 | 0.01338 | 131.2433
2023-02-10 03:00 | 0 | 0.058862 | 0.01264 | 128.0158
2023-02-10 04:00 | 0 | 0.051632 | 0.01382 | 131.7008
2023-02-10 05:00 | 0 | 0.073102 | 0.01261 | 147.0133
2023-02-10 06:00 | 0 | 0.12946 | 0.03216 | 152.4392
2023-02-10 07:00 | 0.063538 | 0.10795 | 0.06634 | 163.2508
2023-02-10 08:00 | 0.34018 | 0.02216 | 0.1042 | 127.6075
2023-02-10 09:00 | 0.90168 | 0.023188 | 0.21116 | 67.1883
2023-02-10 10:00 | 1 | 0.025465 | 0.23631 | 42.7158
2023-02-10 11:00 | 1 | 0.074078 | 0.19457 | 0.16583
2023-02-10 12:00 | 1 | 0.12578 | 0.18846 | -57.5658
2023-02-10 13:00 | 1 | 0.18994 | 0.18466 | -60.8742
2023-02-10 14:00 | 1 | 0.28691 | 0.20693 | -60.8658
2023-02-10 15:00 | 0.98673 | 0.32113 | 0.19348 | 36.3575
2023-02-10 16:00 | 1 | 0.35032 | 0.13611 | 20.7558
2023-02-10 17:00 | 1 | 0.32417 | 0.10678 | 27.3825
2023-02-10 18:00 | 0.95425 | 0.31278 | 0.09586 | 138.4467
2023-02-10 19:00 | 0.4131 | 0.33227 | 0.09239 | 158.5358
2023-02-10 20:00 | 0 | 0.40165 | 0.07222 | 139.3908
2023-02-10 21:00 | 0 | 0.46877 | 0.04775 | 119.1367
2023-02-10 22:00 | 0 | 0.49542 | 0.04805 | 110.7983
2023-02-10 23:00 | 0 | 0.41208 | 0.05021 | 117.6008
2023-02-11 | 0 | 0.35316 | 0.018 | 115.9858
2023-02-11 01:00 | 0 | 0.33369 | 0.01547 | 104.2033
2023-02-11 02:00 | 0 | 0.28623 | 0.01513 | 87.545
2023-02-11 03:00 | 0 | 0.2537 | 0.01437 | 83.3175
2023-02-11 04:00 | 0 | 0.22884 | 0.01448 | 76.8825
2023-02-11 05:00 | 0 | 0.20003 | 0.01429 | 78.3217
2023-02-11 06:00 | 0 | 0.16731 | 0.01437 | 67.63
2023-02-11 07:00 | 0.058854 | 0.16248 | 0.01557 | 14.2592
2023-02-11 08:00 | 0.47497 | 0.13378 | 0.01558 | -3.2333
2023-02-11 09:00 | 0.9971 | 0.16595 | 0.03528 | -42.3533
2023-02-11 10:00 | 1 | 0.34038 | 0.07836 | -46.9375
2023-02-11 11:00 | 1 | 0.44734 | 0.10955 | -55.1292
2023-02-11 12:00 | 1 | 0.49991 | 0.13611 | -98.455
2023-02-11 13:00 | 1 | 0.54704 | 0.1738 | -131.8433
2023-02-11 14:00 | 1 | 0.63094 | 0.23485 | -98.2417
2023-02-11 15:00 | 1 | 0.74282 | 0.20596 | -74.5758
2023-02-11 16:00 | 1 | 0.80656 | 0.18882 | -49.1642
2023-02-11 17:00 | 1 | 0.80208 | 0.19514 | -20.0558
2023-02-11 18:00 | 0.95571 | 0.81088 | 0.22491 | 39.3567
2023-02-11 19:00 | 0.40494 | 0.7933 | 0.24736 | 109.5458
2023-02-11 20:00 | 0 | 0.79972 | 0.25095 | 95.1508
2023-02-11 21:00 | 0 | 0.78869 | 0.17316 | 88.8958
2023-02-11 22:00 | 0 | 0.76679 | 0.05605 | 94.6258
2023-02-11 23:00 | 0 | 0.70957 | 0.03018 | 93.4442
2023-02-12 | 0 | 0.64983 | 0.0211 | 98.5425
2023-02-12 01:00 | 0 | 0.52219 | 0.02406 | 89.71
2023-02-12 02:00 | 0 | 0.46129 | 0.01652 | 69.1275
2023-02-12 03:00 | 0 | 0.38294 | 0.01652 | 81.5708
2023-02-12 04:00 | 0 | 0.36624 | 0.01596 | 96.5117
2023-02-12 05:00 | 0 | 0.36581 | 0.01502 | 99.3975
2023-02-12 06:00 | 0 | 0.34976 | 0.01499 | 66.7725
2023-02-12 07:00 | 0.055515 | 0.25079 | 0.01609 | -6.7558
2023-02-12 08:00 | 0.49098 | 0.19021 | 0.06354 | -43.3492
2023-02-12 09:00 | 0.94812 | 0.26833 | 0.12674 | -50.9742
2023-02-12 10:00 | 0.72586 | 0.31559 | 0.15313 | -60.1192
2023-02-12 11:00 | 0.94218 | 0.36596 | 0.12247 | -127.0833
2023-02-12 12:00 | 1 | 0.46085 | 0.13302 | -73.0525
2023-02-12 13:00 | 1 | 0.56533 | 0.13149 | -148.11
2023-02-12 14:00 | 1 | 0.66702 | 0.1569 | -84.2975
2023-02-12 15:00 | 1 | 0.73458 | 0.17544 | -55.2833
2023-02-12 16:00 | 1 | 0.74191 | 0.19501 | -50.2342
2023-02-12 17:00 | 0.98277 | 0.71917 | 0.16381 | -1.805
2023-02-12 18:00 | 0.49891 | 0.68486 | 0.12035 | 62.9542
2023-02-12 19:00 | 0.077041 | 0.64565 | 0.09723 | 130.5892
2023-02-12 20:00 | 0 | 0.59559 | 0.11395 | 131.0325
2023-02-12 21:00 | 0 | 0.60687 | 0.10809 | 115.4958
2023-02-12 22:00 | 0 | 0.62656 | 0.03979 | 128.9417
2023-02-12 23:00 | 0 | 0.5809 | 0.01666 | 128.805
2023-02-13 | 0 | 0.50876 | 0.01553 | 127.2383
2023-02-13 01:00 | 0 | 0.42389 | 0.01573 | 122.7417
2023-02-13 02:00 | 0 | 0.30391 | 0.0144 | 116.5158
2023-02-13 03:00 | 0 | 0.2275 | 0.01359 | 116.3358
2023-02-13 04:00 | 0 | 0.19847 | 0.01348 | 118.3075
2023-02-13 05:00 | 0 | 0.15278 | 0.01328 | 135.4658
2023-02-13 06:00 | 0 | 0.12909 | 0.01347 | 140.7392
2023-02-13 07:00 | 0.054752 | 0.094561 | 0.01367 | 90.9925
2023-02-13 08:00 | 0.49378 | 0.038859 | 0.04062 | 23.7942
2023-02-13 09:00 | 1 | 0.095786 | 0.06406 | -15.8358
2023-02-13 10:00 | 1 | 0.10891 | 0.10468 | -35.515
2023-02-13 11:00 | 1 | 0.079583 | 0.0785 | -37.9817
2023-02-13 12:00 | 1 | 0.081292 | 0.06055 | -39.9892
2023-02-13 13:00 | 1 | 0.12585 | 0.05692 | -51.6033
2023-02-13 14:00 | 1 | 0.19428 | 0.06327 | -50.7842
2023-02-13 15:00 | 1 | 0.27095 | 0.06365 | -46.4458
2023-02-13 16:00 | 1 | 0.4009 | 0.06158 | -34.4933
2023-02-13 17:00 | 1 | 0.58531 | 0.0645 | 6.6425
2023-02-13 18:00 | 0.9861 | 0.77979 | 0.07432 | 60.6992
2023-02-13 19:00 | 0.42071 | 0.85219 | 0.08129 | 97.7
2023-02-13 20:00 | 0 | 0.8515 | 0.08983 | 113.45
2023-02-13 21:00 | 0 | 0.79633 | 0.06256 | 97.9058
2023-02-13 22:00 | 0 | 0.70021 | 0.02719 | 81.6542
2023-02-13 23:00 | 0 | 0.58308 | 0.01652 | 78.4317
2023-02-14 | 0 | 0.43133 | 0.01562 | 83.6742
2023-02-14 01:00 | 0 | 0.24893 | 0.01517 | 74.4133
2023-02-14 02:00 | 0 | 0.13694 | 0.01518 | 59.5342
2023-02-14 03:00 | 0 | 0.0866 | 0.01503 | 61.9458
2023-02-14 04:00 | 0 | 0.077057 | 0.01541 | 75.7625
2023-02-14 05:00 | 0 | 0.097038 | 0.01437 | 112.1975
2023-02-14 06:00 | 0 | 0.093552 | 0.05348 | 104.3233
2023-02-14 07:00 | 0.049844 | 0.096796 | 0.13489 | 49.1758
2023-02-14 08:00 | 0.4797 | 0.06143 | 0.22659 | -7.1367
2023-02-14 09:00 | 1 | 0.12049 | 0.2885 | -34.0683
2023-02-14 10:00 | 1 | 0.14014 | 0.2646 | -36.0817
2023-02-14 11:00 | 1 | 0.0493 | 0.20844 | -41.5525
2023-02-14 12:00 | 0.99522 | 0.001092 | 0.18877 | -38.3742
2023-02-14 13:00 | 1 | 0.001312 | 0.14905 | -21.7042
2023-02-14 14:00 | 0.9796 | 0.001549 | 0.11778 | -23.7775
2023-02-14 15:00 | 0.99525 | 0.002772 | 0.09163 | -5.1617
2023-02-14 16:00 | 1 | 0.00218 | 0.06167 | 32.1967
2023-02-14 17:00 | 0.98996 | 0.006303 | 0.06376 | 124.4458
2023-02-14 18:00 | 0.94772 | 0.012943 | 0.06308 | 143.5583
2023-02-14 19:00 | 0.40761 | 0.05857 | 0.071 | 152.5292
2023-02-14 20:00 | 0 | 0.18556 | 0.0792 | 148.8183
2023-02-14 21:00 | 0 | 0.19413 | 0.0645 | 127.3125
2023-02-14 22:00 | 0 | 0.17278 | 0.02529 | 118.2233
2023-02-14 23:00 | 0 | 0.12376 | 0.01889 | 117.2467
2023-02-15 | 0 | 0.22565 | 0.01674 | 91.7633
2023-02-15 01:00 | 0 | 0.37018 | 0.02002 | 85.9217
2023-02-15 02:00 | 0 | 0.43151 | 0.03072 | 71.9967
2023-02-15 03:00 | 0 | 0.4857 | 0.05104 | 81.2542
2023-02-15 04:00 | 0 | 0.44916 | 0.08169 | 98.4283
2023-02-15 05:00 | 0 | 0.47676 | 0.12145 | 127.4017
2023-02-15 06:00 | 0 | 0.50504 | 0.16662 | 124.28
2023-02-15 07:00 | 0.04612 | 0.49839 | 0.21991 | 32.2883
2023-02-15 08:00 | 0.47252 | 0.37357 | 0.28775 | 6.9083
2023-02-15 09:00 | 0.98264 | 0.21054 | 0.35613 | -13.9792
2023-02-15 10:00 | 1 | 0.25715 | 0.37017 | -1.7325
2023-02-15 11:00 | 1 | 0.22677 | 0.3801 | 4.7458
2023-02-15 12:00 | 1 | 0.10455 | 0.3616 | 104.2433
2023-02-15 13:00 | 0.98756 | 0.035984 | 0.33354 | 114.6383
2023-02-15 14:00 | 0.96277 | 0.005225 | 0.30728 | 136.5133
2023-02-15 15:00 | 0.99238 | 0.001565 | 0.27726 | 138.1608
2023-02-15 16:00 | 0.99918 | 0.001127 | 0.24424 | 167.905
2023-02-15 17:00 | 0.96209 | 0.001299 | 0.19592 | 269.0408
2023-02-15 18:00 | 0.91973 | 0.001538 | 0.16505 | 2901.4208
2023-02-15 19:00 | 0.39088 | 0.001572 | 0.16168 | 594.4333
2023-02-15 20:00 | 0 | 0.000412 | 0.17862 | 351.66
2023-02-15 21:00 | 0 | 0.000783 | 0.15088 | 216.5892
2023-02-15 22:00 | 0 | 0.000691 | 0.12384 | 165.5058
2023-02-15 23:00 | 0 | 0.003999 | 0.05127 | 149.8958
2023-02-16 | 0 | 0.048414 | 0.03349 | 157.5325
2023-02-16 01:00 | 0 | 0.15331 | 0.05297 | 131.6483
2023-02-16 02:00 | 0 | 0.35359 | 0.07238 | 97.8042
2023-02-16 03:00 | 0 | 0.54134 | 0.09423 | 94.1117
2023-02-16 04:00 | 0 | 0.6218 | 0.12117 | 91.8575
2023-02-16 05:00 | 0 | 0.59992 | 0.17813 | 111.5667
2023-02-16 06:00 | 0 | 0.57001 | 0.21905 | 122.0508
2023-02-16 07:00 | 0.046472 | 0.59624 | 0.27124 | 38.1383
2023-02-16 08:00 | 0.45708 | 0.57082 | 0.32047 | 27.64
2023-02-16 09:00 | 0.94765 | 0.36876 | 0.34629 | -4.5608
2023-02-16 10:00 | 1 | 0.32513 | 0.34585 | 0.495
2023-02-16 11:00 | 0.99586 | 0.53502 | 0.31967 | 3.6775
2023-02-16 12:00 | 0.98985 | 0.43261 | 0.29753 | 98.8908
2023-02-16 13:00 | 0.95446 | 0.37643 | 0.28167 | 160.7292
2023-02-16 14:00 | 0.94429 | 0.24232 | 0.32388 | 215.695
2023-02-16 15:00 | 0.96286 | 0.12409 | 0.33343 | 205.9267
2023-02-16 16:00 | 0.9407 | 0.064526 | 0.30765 | 1658.4508
2023-02-16 17:00 | 0.93345 | 0.036567 | 0.27291 | 988.8375
2023-02-16 18:00 | 0.8605 | 0.015906 | 0.29874 | 705.8683
2023-02-16 19:00 | 0.35833 | 0.002532 | 0.32424 | 7083.4067
2023-02-16 20:00 | 0 | 0.004441 | 0.3079 | 2147.9558
2023-02-16 21:00 | 0 | 0.00513 | 0.29899 | 176.1933
2023-02-16 22:00 | 0 | 0.033155 | 0.21951 | 163.34
2023-02-16 23:00 | 0 | 0.2452 | 0.13944 | 133.5483
2023-02-17 | 0 | 0.44271 | 0.06767 | 128.8117
2023-02-17 01:00 | 0 | 0.50707 | 0.03681 | 108.5742
2023-02-17 02:00 | 0 | 0.5413 | 0.02819 | 91.1717
2023-02-17 03:00 | 0 | 0.5409 | 0.02725 | 85.8833
2023-02-17 04:00 | 0 | 0.47324 | 0.02474 | 99.1058
2023-02-17 05:00 | 0 | 0.41462 | 0.03176 | 131.4142
2023-02-17 06:00 | 0 | 0.44055 | 0.03909 | 158.9608
2023-02-17 07:00 | 0.032409 | 0.37704 | 0.08576 | 149.4942
2023-02-17 08:00 | 0.33269 | 0.14289 | 0.13602 | 137.2333
2023-02-17 09:00 | 0.93497 | 0.08531 | 0.2157 | 116.205
2023-02-17 10:00 | 0.93694 | 0.054084 | 0.23051 | 78.4592
2023-02-17 11:00 | 0.99987 | 0.18192 | 0.24339 | 63.0608
2023-02-17 12:00 | 1 | 0.29595 | 0.27759 | 32.3075
2023-02-17 13:00 | 1 | 0.34081 | 0.27195 | 17.4158
2023-02-17 14:00 | 1 | 0.45033 | 0.29366 | -21.5667
2023-02-17 15:00 | 1 | 0.58539 | 0.32308 | 16.9408
2023-02-17 16:00 | 1 | 0.66754 | 0.35565 | 53.67
2023-02-17 17:00 | 1 | 0.70068 | 0.37761 | 102.8992
2023-02-17 18:00 | 0.94612 | 0.66153 | 0.32765 | 121.4942
2023-02-17 19:00 | 0.38692 | 0.53436 | 0.34388 | 134.355
2023-02-17 20:00 | 0 | 0.46949 | 0.2549 | 135.9533
2023-02-17 21:00 | 0 | 0.54142 | 0.26026 | 133.4225
2023-02-17 22:00 | 0 | 0.57442 | 0.17282 | 135.2192
2023-02-17 23:00 | 0 | 0.50548 | 0.05209 | 132.345
2023-02-18 | 0 | 0.50103 | 0.01806 | 133.7942
2023-02-18 01:00 | 0 | 0.51359 | 0.01502 | 130.6908
2023-02-18 02:00 | 0 | 0.56065 | 0.01551 | 132.035
2023-02-18 03:00 | 0 | 0.53697 | 0.02315 | 130.2517
2023-02-18 04:00 | 0 | 0.51704 | 0.01958 | 126.4075
2023-02-18 05:00 | 0 | 0.54145 | 0.03041 | 151.6742
2023-02-18 06:00 | 0 | 0.59978 | 0.01905 | 121.9283
2023-02-18 07:00 | 0.043229 | 0.64095 | 0.05586 | 97.4933
2023-02-18 08:00 | 0.45019 | 0.30337 | 0.19103 | -1.2517
2023-02-18 09:00 | 0.99003 | 0.11019 | 0.23543 | -42.2608
2023-02-18 10:00 | 1 | 0.090904 | 0.20013 | -38.1367
2023-02-18 11:00 | 1 | 0.26296 | 0.22378 | -50.4183
2023-02-18 12:00 | 1 | 0.33329 | 0.2266 | -54.5108
2023-02-18 13:00 | 1 | 0.25902 | 0.23417 | -89.2458
2023-02-18 14:00 | 1 | 0.24624 | 0.25702 | -85.0808
2023-02-18 15:00 | 1 | 0.38947 | 0.2866 | -94.8783
2023-02-18 16:00 | 1 | 0.6607 | 0.28635 | -25.8908
2023-02-18 17:00 | 1 | 0.77368 | 0.24662 | 14.8192
2023-02-18 18:00 | 0.95885 | 0.6959 | 0.2508 | 153.0925
2023-02-18 19:00 | 0.40282 | 0.56186 | 0.24473 | 139.8533
2023-02-18 20:00 | 0 | 0.49224 | 0.25313 | 121.695
2023-02-18 21:00 | 0 | 0.60742 | 0.2186 | 119.4983
2023-02-18 22:00 | 0 | 0.64694 | 0.11964 | 127.0083
2023-02-18 23:00 | 0 | 0.55325 | 0.05361 | 128.3533
2023-02-19 | 0 | 0.40095 | 0.03618 | 123.7025
2023-02-19 01:00 | 0 | 0.20211 | 0.02765 | 101.9825
2023-02-19 02:00 | 0 | 0.094231 | 0.02285 | 92.2525
2023-02-19 03:00 | 0 | 0.06394 | 0.01633 | 92.105
2023-02-19 04:00 | 0 | 0.060358 | 0.01549 | 100.0133
2023-02-19 05:00 | 0 | 0.055536 | 0.01436 | 123.5692
2023-02-19 06:00 | 0 | 0.056728 | 0.02075 | 112.0308
2023-02-19 07:00 | 0.038357 | 0.054017 | 0.08253 | 18.8058
2023-02-19 08:00 | 0.47866 | 0.022135 | 0.17898 | -2.6925
2023-02-19 09:00 | 0.99524 | 0.006785 | 0.22808 | -43.3625
2023-02-19 10:00 | 1 | 0.003329 | 0.21427 | -46.11
2023-02-19 11:00 | 0.99299 | 0.001549 | 0.22869 | -60.8367
2023-02-19 12:00 | 0.97201 | 0.001799 | 0.20653 | -43.8583
2023-02-19 13:00 | 0.97311 | 0.008701 | 0.16344 | -40.6667
2023-02-19 14:00 | 0.98185 | 0.050287 | 0.20858 | -31.4133
2023-02-19 15:00 | 1 | 0.12808 | 0.19736 | 0.68833
2023-02-19 16:00 | 1 | 0.23442 | 0.15836 | 59.7033
2023-02-19 17:00 | 1 | 0.42445 | 0.14436 | 145.7983
2023-02-19 18:00 | 0.94911 | 0.55971 | 0.14149 | 197.6783
2023-02-19 19:00 | 0.40142 | 0.56768 | 0.15777 | 142.3517
2023-02-19 20:00 | 0 | 0.45853 | 0.18723 | 140.5183
2023-02-19 21:00 | 0 | 0.48566 | 0.15248 | 127.5325
2023-02-19 22:00 | 0 | 0.49108 | 0.07901 | 114.5142
2023-02-19 23:00 | 0 | 0.47311 | 0.06664 | 109.3183
2023-02-20 | 0 | 0.38534 | 0.04883 | 102.5375
2023-02-20 01:00 | 0 | 0.30107 | 0.03569 | 93.8592
2023-02-20 02:00 | 0 | 0.24061 | 0.03855 | 89.5183
2023-02-20 03:00 | 0 | 0.22755 | 0.05298 | 88.645
2023-02-20 04:00 | 0 | 0.27603 | 0.05008 | 100.5167
2023-02-20 05:00 | 0 | 0.27573 | 0.04694 | 146.3475
2023-02-20 06:00 | 0 | 0.32392 | 0.06611 | 144.3667
2023-02-20 07:00 | 0.027369 | 0.31293 | 0.11576 | 104.345
2023-02-20 08:00 | 0.46438 | 0.25401 | 0.1604 | 24.4883
2023-02-20 09:00 | 0.97795 | 0.20446 | 0.18137 | 13.3008
2023-02-20 10:00 | 1 | 0.29692 | 0.18043 | 2.3142
2023-02-20 11:00 | 0.98478 | 0.29883 | 0.1113 | -18.5775
2023-02-20 12:00 | 0.96522 | 0.076423 | 0.07718 | -21.8783
2023-02-20 13:00 | 0.93571 | 0.000837 | 0.06332 | -8.4842
2023-02-20 14:00 | 0.9536 | 0.000579 | 0.01888 | 5.0892
2023-02-20 15:00 | 0.96578 | 0.022697 | 0.01821 | 6.1575
2023-02-20 16:00 | 1 | 0.08699 | 0.01751 | 11.1258
2023-02-20 17:00 | 0.99822 | 0.16942 | 0.01793 | 105.525
2023-02-20 18:00 | 0.92039 | 0.27091 | 0.01875 | 267.0533
2023-02-20 19:00 | 0.37971 | 0.3971 | 0.02832 | 155.2275
2023-02-20 20:00 | 0 | 0.3754 | 0.05761 | 137.3442
2023-02-20 21:00 | 0 | 0.35869 | 0.03554 | 101.7575
2023-02-20 22:00 | 0 | 0.41048 | 0.01623 | 90.9575
2023-02-20 23:00 | 0 | 0.41867 | 0.01291 | 80.955
2023-02-21 | 0 | 0.55635 | 0.01299 | 87.105
2023-02-21 01:00 | 0 | 0.68927 | 0.01706 | 77.5342
2023-02-21 02:00 | 0 | 0.75022 | 0.03964 | 64.0775
2023-02-21 03:00 | 0 | 0.79012 | 0.05261 | 28.4633
2023-02-21 04:00 | 0 | 0.82079 | 0.04871 | 46.3892
2023-02-21 05:00 | 0 | 0.81429 | 0.06591 | 100.7383
2023-02-21 06:00 | 0 | 0.77014 | 0.06036 | 116.6642
2023-02-21 07:00 | 0.017268 | 0.69189 | 0.08079 | 7.215
2023-02-21 08:00 | 0.43646 | 0.32828 | 0.13507 | -25.535
2023-02-21 09:00 | 0.93615 | 0.15787 | 0.16266 | -38.5467
2023-02-21 10:00 | 0.97634 | 0.28307 | 0.12872 | -45.29
2023-02-21 11:00 | 0.9731 | 0.29831 | 0.06619 | -53.715
2023-02-21 12:00 | 0.94045 | 0.2013 | 0.06044 | -59.445
2023-02-21 13:00 | 0.9174 | 0.16313 | 0.06888 | -54.8
2023-02-21 14:00 | 0.9381 | 0.18861 | 0.03226 | -54.9467
2023-02-21 15:00 | 0.89089 | 0.23171 | 0.01725 | 6.0467
2023-02-21 16:00 | 0.77352 | 0.3014 | 0.01732 | -41.9458
2023-02-21 17:00 | 0.86171 | 0.32561 | 0.01868 | -12.6475
2023-02-21 18:00 | 0.47843 | 0.47323 | 0.0271 | 100.1108
2023-02-21 19:00 | 0.22411 | 0.54349 | 0.02745 | 92.8108
2023-02-21 20:00 | 0 | 0.6376 | 0.07939 | 85.9217
2023-02-21 21:00 | 0 | 0.732 | 0.10641 | 58.1617
2023-02-21 22:00 | 0 | 0.87263 | 0.05489 | 28.4608
2023-02-21 23:00 | 0 | 0.91636 | 0.04212 | 21.8125
2023-02-22 | 0 | 0.91298 | 0.03307 | 11.6275
2023-02-22 01:00 | 0 | 0.92663 | 0.06664 | -4.7342
2023-02-22 02:00 | 0 | 0.91163 | 0.11365 | -13.2875
2023-02-22 03:00 | 0 | 0.89725 | 0.14281 | 7.4208
2023-02-22 04:00 | 0 | 0.89696 | 0.16525 | 23.1358
2023-02-22 05:00 | 0 | 0.87701 | 0.18124 | 76.5792
2023-02-22 06:00 | 0 | 0.74071 | 0.21545 | 93.2108
2023-02-22 07:00 | 0.015876 | 0.64032 | 0.22921 | 45.5192
2023-02-22 08:00 | 0.43451 | 0.63398 | 0.25047 | -19.7442
2023-02-22 09:00 | 0.91066 | 0.54209 | 0.2356 | -29.0858
2023-02-22 10:00 | 0.96381 | 0.57267 | 0.21368 | -35.5517
2023-02-22 11:00 | 0.94336 | 0.45814 | 0.18188 | -19.7075
2023-02-22 12:00 | 0.92149 | 0.20611 | 0.11829 | 37.0025
2023-02-22 13:00 | 0.91203 | 0.040206 | 0.09511 | 250.9633
2023-02-22 14:00 | 0.90497 | 0.000412 | 0.08438 | 382.4875
2023-02-22 15:00 | 0.91932 | 0.000412 | 0.08496 | 438.1008
2023-02-22 16:00 | 0.94237 | 0.003976 | 0.07277 | 466.7642
2023-02-22 17:00 | 0.9321 | 0.049631 | 0.05034 | 308.1467
2023-02-22 18:00 | 0.78229 | 0.14555 | 0.05116 | 261.7392
2023-02-22 19:00 | 0.19532 | 0.31587 | 0.05823 | 165.1408
2023-02-22 20:00 | 0 | 0.54352 | 0.09896 | 141.6258
2023-02-22 21:00 | 0 | 0.66257 | 0.1516 | 115.4317
2023-02-22 22:00 | 0 | 0.79973 | 0.10198 | 90.4792
2023-02-22 23:00 | 0 | 0.87174 | 0.06513 | 87.1717
2023-02-23 | 0 | 0.90197 | 0.06232 | 77.4058
2023-02-23 01:00 | 0 | 0.89801 | 0.06469 | 42.1967
2023-02-23 02:00 | 0 | 0.86905 | 0.0879 | 17.7717
2023-02-23 03:00 | 0 | 0.85621 | 0.13204 | 11.485
2023-02-23 04:00 | 0 | 0.83975 | 0.15172 | 20.1292
2023-02-23 05:00 | 0 | 0.79901 | 0.18392 | 42.2492
2023-02-23 06:00 | 0 | 0.70924 | 0.21968 | 77.0483
2023-02-23 07:00 | 0.0062929 | 0.58486 | 0.25021 | -10.6333
2023-02-23 08:00 | 0.41874 | 0.41371 | 0.29415 | -37.7742
2023-02-23 09:00 | 0.87573 | 0.35792 | 0.31457 | -42.335
2023-02-23 10:00 | 0.94474 | 0.45913 | 0.28532 | -44.6375
2023-02-23 11:00 | 0.96998 | 0.4708 | 0.20961 | -41.98
2023-02-23 12:00 | 0.95299 | 0.30385 | 0.13003 | 133.6683
2023-02-23 13:00 | 0.93408 | 0.18658 | 0.07263 | 114.1425
2023-02-23 14:00 | 0.90019 | 0.09521 | 0.05706 | 170.2733
2023-02-23 15:00 | 0.91465 | 0.045672 | 0.03298 | 347.0442
2023-02-23 16:00 | 0.92703 | 0.012628 | 0.01839 | 329.1133
2023-02-23 17:00 | 0.90389 | 0.006288 | 0.01544 | 755.2992
2023-02-23 18:00 | 0.7697 | 0.022522 | 0.01607 | 510.4058
2023-02-23 19:00 | 0.11758 | 0.060179 | 0.01628 | 1388.7017
2023-02-23 20:00 | 0 | 0.1181 | 0.03033 | 287.8025
2023-02-23 21:00 | 0 | 0.38648 | 0.04753 | 116.645
2023-02-23 22:00 | 0 | 0.78077 | 0.02645 | 97.7317
2023-02-23 23:00 | 0 | 0.9102 | 0.01755 | 82.675
2023-02-24 | 0 | 0.92478 | 0.013 | 88.0342
2023-02-24 01:00 | 0 | 0.92066 | 0.02463 | 67.6992
2023-02-24 02:00 | 0 | 0.91532 | 0.03285 | 24.1383
2023-02-24 03:00 | 0 | 0.91697 | 0.0596 | 11.8292
2023-02-24 04:00 | 0 | 0.92731 | 0.08345 | 16.2592
2023-02-24 05:00 | 0 | 0.92539 | 0.09469 | 51.8408
2023-02-24 06:00 | 0 | 0.92609 | 0.12351 | 80.0058
2023-02-24 07:00 | 0.005343 | 0.92166 | 0.13298 | -19.44
2023-02-24 08:00 | 0.29847 | 0.89873 | 0.12433 | -38.6283
2023-02-24 09:00 | 0.62132 | 0.83793 | 0.1357 | -38.5625
2023-02-24 10:00 | 0.92177 | 0.8817 | 0.18513 | -36.9358
2023-02-24 11:00 | 0.97075 | 0.8952 | 0.19013 | -37.96
2023-02-24 12:00 | 0.92939 | 0.78326 | 0.19648 | -37.7542
2023-02-24 13:00 | 0.76095 | 0.73935 | 0.21505 | 21.8425
2023-02-24 14:00 | 0.76733 | 0.61387 | 0.23275 | 88.305
2023-02-24 15:00 | 0.71269 | 0.35855 | 0.25168 | 93.7258
2023-02-24 16:00 | 0.45458 | 0.21759 | 0.26538 | 118.8375
2023-02-24 17:00 | 0.3512 | 0.30134 | 0.26895 | 137.8125
2023-02-24 18:00 | 0.29232 | 0.83644 | 0.28706 | 132.5817
2023-02-24 19:00 | 0.047291 | 0.91492 | 0.30215 | 113.4608
2023-02-24 20:00 | 0 | 0.86408 | 0.31015 | 108.6225
2023-02-24 21:00 | 0 | 0.87432 | 0.3069 | 89.6842
2023-02-24 22:00 | 0 | 0.81327 | 0.29924 | 88.7183
2023-02-24 23:00 | 0 | 0.73664 | 0.2834 | 91.5067
2023-02-25 | 0 | 0.80041 | 0.18703 | 85.78
2023-02-25 01:00 | 0 | 0.76477 | 0.07624 | 66.3083
2023-02-25 02:00 | 0 | 0.7139 | 0.0499 | 50.75
2023-02-25 03:00 | 0 | 0.61848 | 0.04511 | 68.4958
2023-02-25 04:00 | 0 | 0.47026 | 0.03653 | 89.3425
2023-02-25 05:00 | 0 | 0.4358 | 0.04152 | 134.6975
2023-02-25 06:00 | 0 | 0.57273 | 0.06078 | 141.3833
2023-02-25 07:00 | 0.002255 | 0.57825 | 0.0757 | 1386.1425
2023-02-25 08:00 | 0.053826 | 0.31577 | 0.13597 | 245.1608
2023-02-25 09:00 | 0.099712 | 0.1111 | 0.19717 | 212.3625
2023-02-25 10:00 | 0.16881 | 0.12616 | 0.22448 | 141.955
2023-02-25 11:00 | 0.28153 | 0.30398 | 0.24873 | 124.2667
2023-02-25 12:00 | 0.38597 | 0.5603 | 0.23003 | 48.9567
2023-02-25 13:00 | 0.40483 | 0.64811 | 0.20719 | 69.2525
2023-02-25 14:00 | 0.44719 | 0.63888 | 0.18536 | 13.3125
2023-02-25 15:00 | 0.45309 | 0.64068 | 0.18641 | 4.5592
2023-02-25 16:00 | 0.45869 | 0.67324 | 0.14888 | 6.7733
2023-02-25 17:00 | 0.77403 | 0.722 | 0.1753 | 75.4767
2023-02-25 18:00 | 0.70969 | 0.73545 | 0.20787 | 104.3042
2023-02-25 19:00 | 0.11787 | 0.73765 | 0.21261 | 111.2983
2023-02-25 20:00 | 0 | 0.71512 | 0.18724 | 108.3633
2023-02-25 21:00 | 0 | 0.73651 | 0.13263 | 97.5592
2023-02-25 22:00 | 0 | 0.73511 | 0.04007 | 97.9292
2023-02-25 23:00 | 0 | 0.72038 | 0.02902 | 84.0717
2023-02-26 | 0 | 0.67013 | 0.02844 | 79.3467
2023-02-26 01:00 | 0 | 0.66134 | 0.01614 | 69.6475
2023-02-26 02:00 | 0 | 0.56049 | 0.01678 | 53.7458
2023-02-26 03:00 | 0 | 0.47264 | 0.0168 | 50.245
2023-02-26 04:00 | 0 | 0.50688 | 0.01693 | 49.9142
2023-02-26 05:00 | 0 | 0.44127 | 0.01498 | 50.8792
2023-02-26 06:00 | 0 | 0.45799 | 0.01692 | 33.8642
2023-02-26 07:00 | 0.0054234 | 0.42591 | 0.0482 | -19.5767
2023-02-26 08:00 | 0.45615 | 0.2776 | 0.08643 | -37.5092
2023-02-26 09:00 | 0.99646 | 0.31401 | 0.12033 | -50.6383
2023-02-26 10:00 | 1 | 0.27078 | 0.13758 | -56.1133
2023-02-26 11:00 | 1 | 0.18527 | 0.10232 | -66.4533
2023-02-26 12:00 | 1 | 0.20576 | 0.09845 | -60.915
2023-02-26 13:00 | 0.9996 | 0.31652 | 0.12259 | -59.8933
2023-02-26 14:00 | 1 | 0.37716 | 0.16498 | -52.7225
2023-02-26 15:00 | 1 | 0.44708 | 0.16892 | -42.3783
2023-02-26 16:00 | 1 | 0.51826 | 0.18719 | -31.4825
2023-02-26 17:00 | 1 | 0.6182 | 0.21757 | 11.7933
2023-02-26 18:00 | 0.93419 | 0.71633 | 0.20806 | 132.0042
2023-02-26 19:00 | 0.098821 | 0.77784 | 0.23592 | 109.0808
2023-02-26 20:00 | 0 | 0.78582 | 0.25889 | 96.8708
2023-02-26 21:00 | 0 | 0.75404 | 0.24214 | 91.9717
2023-02-26 22:00 | 0 | 0.6986 | 0.15269 | 89.44
2023-02-26 23:00 | 0 | 0.52967 | 0.08168 | 90.7325
2023-02-27 | 0 | 0.46803 | 0.05201 | 93.3517
2023-02-27 01:00 | 0 | 0.41145 | 0.01999 | 82.4317
2023-02-27 02:00 | 0 | 0.38204 | 0.01485 | 78.7417
2023-02-27 03:00 | 0 | 0.28296 | 0.01485 | 75.7308
2023-02-27 04:00 | 0 | 0.17291 | 0.01429 | 83.9025
2023-02-27 05:00 | 0 | 0.066521 | 0.01594 | 98.0783
2023-02-27 06:00 | 0 | 0.037447 | 0.0381 | 131.2525
2023-02-27 07:00 | 0.0052283 | 0.023818 | 0.07958 | 100.2883
2023-02-27 08:00 | 0.45831 | 0.002139 | 0.13784 | -15.9525
2023-02-27 09:00 | 0.98642 | 0.001879 | 0.22738 | 17.7942
2023-02-27 10:00 | 1 | 0.003107 | 0.20808 | -18.1342
2023-02-27 11:00 | 1 | 0.000854 | 0.16467 | -3.5058
2023-02-27 12:00 | 0.98025 | 0.000783 | 0.19236 | -4.9667
2023-02-27 13:00 | 0.98251 | 0.007747 | 0.21555 | 7.1108
2023-02-27 14:00 | 0.99682 | 0.045896 | 0.29209 | -17.585
2023-02-27 15:00 | 1 | 0.1163 | 0.35478 | 11.9125
2023-02-27 16:00 | 1 | 0.24411 | 0.37596 | 48.3875
2023-02-27 17:00 | 1 | 0.44383 | 0.37003 | 84.7333
2023-02-27 18:00 | 0.90196 | 0.59206 | 0.37001 | 137.1683
2023-02-27 19:00 | 0.10257 | 0.61624 | 0.37268 | 134.9992
2023-02-27 20:00 | 0 | 0.4065 | 0.36055 | 104.2792
2023-02-27 21:00 | 0 | 0.37821 | 0.32352 | 96.8892
2023-02-27 22:00 | 0 | 0.37723 | 0.20732 | 94.4542
2023-02-27 23:00 | 0 | 0.39157 | 0.0971 | 100.1508
2023-02-28 | 0 | 0.37132 | 0.06011 | 115.715
2023-02-28 01:00 | 0 | 0.26577 | 0.05009 | 109.2358
2023-02-28 02:00 | 0 | 0.16979 | 0.02933 | 104.735
2023-02-28 03:00 | 0 | 0.17583 | 0.02772 | 103.9867
2023-02-28 04:00 | 0 | 0.17083 | 0.02818 | 116.0567
2023-02-28 05:00 | 0 | 0.096528 | 0.03246 | 160.265
2023-02-28 06:00 | 0 | 0.05134 | 0.04265 | 205.7708
2023-02-28 07:00 | 0.0040331 | 0.015626 | 0.05098 | 138.58
2023-02-28 08:00 | 0.35481 | 0.02424 | 0.05436 | 99.4758
2023-02-28 09:00 | 0.75333 | 0.077101 | 0.08231 | 87.9742
2023-02-28 10:00 | 0.94829 | 0.20621 | 0.11498 | 98.0342
2023-02-28 11:00 | 0.97182 | 0.30207 | 0.0838 | 89.3917
2023-02-28 12:00 | 0.93801 | 0.39468 | 0.08675 | 47.9917
2023-02-28 13:00 | 0.908 | 0.53971 | 0.12795 | 15.0442
2023-02-28 14:00 | 0.91751 | 0.67712 | 0.11754 | -18.4033
2023-02-28 15:00 | 0.81655 | 0.81598 | 0.12819 | -44.9908
2023-02-28 16:00 | 0.87459 | 0.88128 | 0.14794 | 4.4592
2023-02-28 17:00 | 0.72441 | 0.91004 | 0.16424 | 99.4725
2023-02-28 18:00 | 0.34363 | 0.89982 | 0.15383 | 116.6333
2023-02-28 19:00 | 0.042822 | 0.88697 | 0.20103 | 108.9275
2023-02-28 20:00 | 0 | 0.85224 | 0.21156 | 99.1983
2023-02-28 21:00 | 0 | 0.85621 | 0.17234 | 99.3925
2023-02-28 22:00 | 0 | 0.88915 | 0.03989 | 102.7858
2023-02-28 23:00 | 0 | 0.89872 | 0.01633 | 98.7367
2023-03-01 | 0 | 0.8779 | 0.01546 | 87.02
2023-03-01 01:00 | 0 | 0.85211 | 0.01455 | 62.6367
2023-03-01 02:00 | 0 | 0.85221 | 0.0151 | 60.1525
2023-03-01 03:00 | 0 | 0.83451 | 0.01411 | 61.13
2023-03-01 04:00 | 0 | 0.8065 | 0.01405 | 87.8708
2023-03-01 05:00 | 0 | 0.81733 | 0.01435 | 133.5108
2023-03-01 06:00 | 0 | 0.79821 | 0.01415 | 127.7433
2023-03-01 07:00 | 0.0040207 | 0.75979 | 0.03009 | 81.6767
2023-03-01 08:00 | 0.37097 | 0.6465 | 0.11036 | 14.2658
2023-03-01 09:00 | 0.8675 | 0.68836 | 0.14355 | -31.0175
2023-03-01 10:00 | 0.94519 | 0.69681 | 0.13834 | -23.8458
2023-03-01 11:00 | 1 | 0.6972 | 0.11919 | -20.9258
2023-03-01 12:00 | 1 | 0.65725 | 0.1051 | -35.935
2023-03-01 13:00 | 1 | 0.67053 | 0.12825 | -40.8683
2023-03-01 14:00 | 1 | 0.69488 | 0.22038 | -44.42
2023-03-01 15:00 | 1 | 0.71032 | 0.25464 | -44.4017
2023-03-01 16:00 | 1 | 0.72016 | 0.2668 | -28.2675
2023-03-01 17:00 | 1 | 0.70392 | 0.30288 | 30.2042
2023-03-01 18:00 | 0.79374 | 0.74954 | 0.31913 | 128.7142
2023-03-01 19:00 | 0.10523 | 0.77353 | 0.34087 | 111.25
2023-03-01 20:00 | 0 | 0.80338 | 0.33372 | 103.66
2023-03-01 21:00 | 0 | 0.81193 | 0.31586 | 86.055
2023-03-01 22:00 | 0 | 0.78137 | 0.22578 | 91.6875
2023-03-01 23:00 | 0 | 0.74141 | 0.15024 | 92.1817
2023-03-02 | 0 | 0.63395 | 0.10551 | 104.1275
2023-03-02 01:00 | 0 | 0.57514 | 0.05382 | 98.2625
2023-03-02 02:00 | 0 | 0.53374 | 0.0242 | 97.6975
2023-03-02 03:00 | 0 | 0.39136 | 0.02414 | 103.0017
2023-03-02 04:00 | 0 | 0.26787 | 0.02374 | 112.9875
2023-03-02 05:00 | 0 | 0.15658 | 0.02057 | 136.8108
2023-03-02 06:00 | 0 | 0.12465 | 0.0237 | 174.8542
2023-03-02 07:00 | 0.003623 | 0.080043 | 0.0592 | 105.8392
2023-03-02 08:00 | 0.44397 | 0.013246 | 0.10391 | 96.3708
2023-03-02 09:00 | 0.98854 | 0.021859 | 0.13811 | 59.8825
2023-03-02 10:00 | 1 | 0.048876 | 0.14562 | 14.1492
2023-03-02 11:00 | 1 | 0.057324 | 0.10469 | -3.9767
2023-03-02 12:00 | 1 | 0.11089 | 0.10491 | -0.57833
2023-03-02 13:00 | 0.99944 | 0.16896 | 0.1188 | -24.1542
2023-03-02 14:00 | 1 | 0.24417 | 0.12212 | -25.6292
2023-03-02 15:00 | 1 | 0.35301 | 0.10613 | -27.1633
2023-03-02 16:00 | 1 | 0.52046 | 0.11466 | 3.6758
2023-03-02 17:00 | 1 | 0.66532 | 0.12983 | 14.7258
2023-03-02 18:00 | 0.66225 | 0.75399 | 0.1453 | 131.8525
2023-03-02 19:00 | 0.092317 | 0.75287 | 0.16507 | 119.0092
2023-03-02 20:00 | 0 | 0.76497 | 0.17293 | 98.8833
2023-03-02 21:00 | 0 | 0.73693 | 0.13014 | 78.1367
2023-03-02 22:00 | 0 | 0.70595 | 0.02051 | 72.7542
2023-03-02 23:00 | 0 | 0.62325 | 0.01729 | 74.4017
2023-03-03 | 0 | 0.55337 | 0.01624 | 59.4233
2023-03-03 01:00 | 0 | 0.45278 | 0.01854 | 60.0908
2023-03-03 02:00 | 0 | 0.39919 | 0.01835 | 56.74
2023-03-03 03:00 | 0 | 0.29842 | 0.01697 | 35.3425
2023-03-03 04:00 | 0 | 0.18648 | 0.01524 | 56.865
2023-03-03 05:00 | 0 | 0.13071 | 0.01429 | 89.0325
2023-03-03 06:00 | 0 | 0.10398 | 0.01423 | 104.8658
2023-03-03 07:00 | 0.0032103 | 0.065234 | 0.06499 | 30.6225
2023-03-03 08:00 | 0.44124 | 0.028344 | 0.13265 | -38.0158
2023-03-03 09:00 | 0.97219 | 0.031634 | 0.17178 | -44.7725
2023-03-03 10:00 | 0.99633 | 0.043719 | 0.16256 | -48.1017
2023-03-03 11:00 | 0.98569 | 0.01222 | 0.15023 | -55.2317
2023-03-03 12:00 | 0.959 | 0.000783 | 0.14089 | -55.7883
2023-03-03 13:00 | 0.93814 | 0.001092 | 0.14091 | -54.4592
2023-03-03 14:00 | 0.94864 | 0.001983 | 0.20044 | -42.255
2023-03-03 15:00 | 0.95973 | 0.014093 | 0.2258 | -23.4525
2023-03-03 16:00 | 0.96397 | 0.061323 | 0.25541 | 0.31833
2023-03-03 17:00 | 0.9951 | 0.15424 | 0.29046 | 44.1317
2023-03-03 18:00 | 0.51995 | 0.31313 | 0.32046 | 110.1817
2023-03-03 19:00 | 0.091607 | 0.52863 | 0.35387 | 105.9008
2023-03-03 20:00 | 0 | 0.42505 | 0.35614 | 88.4017
2023-03-03 21:00 | 0 | 0.43262 | 0.31546 | 87.2308
2023-03-03 22:00 | 0 | 0.39838 | 0.16252 | 88.3542
2023-03-03 23:00 | 0 | 0.29409 | 0.0651 | 98.1808
2023-03-04 | 0 | 0.1772 | 0.02285 | 106.8758
2023-03-04 01:00 | 0 | 0.071058 | 0.01476 | 111.7508
2023-03-04 02:00 | 0 | 0.024547 | 0.0152 | 105.9567
2023-03-04 03:00 | 0 | 0.014882 | 0.01465 | 108.2683
2023-03-04 04:00 | 0 | 0.010074 | 0.01513 | 120.1183
2023-03-04 05:00 | 0 | 0.007313 | 0.01433 | 119.4242
2023-03-04 06:00 | 0 | 0.012933 | 0.05884 | 114.2242
2023-03-04 07:00 | 0.0030892 | 0.023479 | 0.13508 | 77.8092
2023-03-04 08:00 | 0.41109 | 0.019338 | 0.21589 | 28.5825
2023-03-04 09:00 | 0.93748 | 0.018722 | 0.26896 | -24.5475
2023-03-04 10:00 | 0.96931 | 0.046561 | 0.30047 | -50.0317
2023-03-04 11:00 | 0.98574 | 0.091194 | 0.34158 | -59.02
2023-03-04 12:00 | 0.96188 | 0.14722 | 0.40008 | -63.8575
2023-03-04 13:00 | 0.93874 | 0.15283 | 0.42983 | -65.6817
2023-03-04 14:00 | 0.93533 | 0.16695 | 0.45873 | -53.975
2023-03-04 15:00 | 0.96171 | 0.19962 | 0.47197 | -34.67
2023-03-04 16:00 | 0.98707 | 0.20436 | 0.44853 | 54.59
2023-03-04 17:00 | 0.94392 | 0.20549 | 0.41985 | 96.6775
2023-03-04 18:00 | 0.47838 | 0.19351 | 0.38486 | 148.9375
2023-03-04 19:00 | 0.087668 | 0.24993 | 0.32283 | 121.8733
2023-03-04 20:00 | 0 | 0.34832 | 0.22318 | 100.1658
2023-03-04 21:00 | 0 | 0.37489 | 0.13429 | 110.2533
2023-03-04 22:00 | 0 | 0.31028 | 0.07217 | 126.7983
2023-03-04 23:00 | 0 | 0.19435 | 0.02958 | 129.0608
2023-03-05 | 0 | 0.079074 | 0.01909 | 118.1658
2023-03-05 01:00 | 0 | 0.033078 | 0.03065 | 119.3083
2023-03-05 02:00 | 0 | 0.002311 | 0.03234 | 103.3033
2023-03-05 03:00 | 0 | 0.006394 | 0.04119 | 95.9858
2023-03-05 04:00 | 0 | 0.02099 | 0.05106 | 92.7142
2023-03-05 05:00 | 0 | 0.094306 | 0.02847 | 89.2958
2023-03-05 06:00 | 0 | 0.13017 | 0.02048 | 71.5358
2023-03-05 07:00 | 0.0015456 | 0.22577 | 0.0369 | 1.1583
2023-03-05 08:00 | 0.27807 | 0.40088 | 0.05096 | -0.58667
2023-03-05 09:00 | 0.90262 | 0.22208 | 0.02995 | -15.2833
2023-03-05 10:00 | 0.62826 | 0.25672 | 0.03228 | -35.6508
2023-03-05 11:00 | 0.13916 | 0.26788 | 0.03331 | -34.8983
2023-03-05 12:00 | 0.11225 | 0.26744 | 0.03957 | -4.1533
2023-03-05 13:00 | 0.26977 | 0.46184 | 0.04853 | 30.7217
2023-03-05 14:00 | 0.099893 | 0.8654 | 0.05361 | 25.2058
2023-03-05 15:00 | 0.11602 | 0.9118 | 0.09168 | 46.0583
2023-03-05 16:00 | 0.1677 | 0.84098 | 0.14674 | 28.3992
2023-03-05 17:00 | 0.57229 | 0.6814 | 0.24836 | -37.6
2023-03-05 18:00 | 0.19131 | 0.85972 | 0.33741 | -46.85
2023-03-05 19:00 | 0.087562 | 0.90563 | 0.34691 | -40.7533
2023-03-05 20:00 | 0 | 0.78506 | 0.35762 | -30.0417
2023-03-05 21:00 | 0 | 0.83696 | 0.33548 | -38.89
2023-03-05 22:00 | 0 | 0.90059 | 0.24754 | -32.8742
2023-03-05 23:00 | 0 | 0.87834 | 0.08025 | -35.1883
2023-03-06 | 0 | 0.8522 | 0.05979 | -34.7317
2023-03-06 01:00 | 0 | 0.65868 | 0.04549 | -37.3483
2023-03-06 02:00 | 0 | 0.46313 | 0.01443 | 3.3975
2023-03-06 03:00 | 0 | 0.29813 | 0.01314 | 52.4967
2023-03-06 04:00 | 0 | 0.20619 | 0.01467 | 138.1458
2023-03-06 05:00 | 0 | 0.14991 | 0.01274 | 161.0683
2023-03-06 06:00 | 0 | 0.10991 | 0.01288 | 256.3075
2023-03-06 07:00 | 0.00086334 | 0.087796 | 0.01309 | 92.5642
2023-03-06 08:00 | 0.43115 | 0.080554 | 0.01472 | 81.5525
2023-03-06 09:00 | 0.8727 | 0.061266 | 0.01503 | -37.1392
2023-03-06 10:00 | 0.99441 | 0.057291 | 0.01735 | -46.7383
2023-03-06 11:00 | 0.97804 | 0.082794 | 0.01742 | -54.4692
2023-03-06 12:00 | 0.97234 | 0.13387 | 0.02239 | -53.2733
2023-03-06 13:00 | 0.92713 | 0.17273 | 0.02456 | -59.86
2023-03-06 14:00 | 0.97148 | 0.28974 | 0.02455 | -50.6458
2023-03-06 15:00 | 0.99072 | 0.40915 | 0.02556 | -47.9683
2023-03-06 16:00 | 0.99344 | 0.49252 | 0.03042 | -47.0125
2023-03-06 17:00 | 0.97251 | 0.57849 | 0.03263 | -41.0025
2023-03-06 18:00 | 0.47218 | 0.72178 | 0.07805 | -41.4825
2023-03-06 19:00 | 0.10885 | 0.80647 | 0.15685 | -45.5967
2023-03-06 20:00 | 0 | 0.91567 | 0.14691 | 13.905
2023-03-06 21:00 | 0 | 0.91454 | 0.15913 | -5.16
2023-03-06 22:00 | 0 | 0.87371 | 0.12994 | -32.9092
2023-03-06 23:00 | 0 | 0.77014 | 0.08195 | -10.3525
2023-03-07 | 0 | 0.67254 | 0.05947 | -24.9258
2023-03-07 01:00 | 0 | 0.59399 | 0.0591 | -26.2908
2023-03-07 02:00 | 0 | 0.5704 | 0.03593 | -33.21
2023-03-07 03:00 | 0 | 0.50929 | 0.02042 | -26.9375
2023-03-07 04:00 | 0 | 0.43638 | 0.02021 | 7.9275
2023-03-07 05:00 | 0 | 0.34241 | 0.02133 | 74.25
2023-03-07 06:00 | 0 | 0.29117 | 0.0235 | 94.0042
2023-03-07 07:00 | 0.00054694 | 0.3022 | 0.02113 | 49.4442
2023-03-07 08:00 | 0.38186 | 0.29436 | 0.02231 | -21.6925
2023-03-07 09:00 | 0.94217 | 0.21594 | 0.02187 | -55.7808
2023-03-07 10:00 | 1 | 0.25454 | 0.0184 | -58.5367
2023-03-07 11:00 | 1 | 0.23998 | 0.02697 | -62.27
2023-03-07 12:00 | 0.99351 | 0.21422 | 0.02552 | -58.8742
2023-03-07 13:00 | 0.97691 | 0.24348 | 0.02024 | -53.0392
2023-03-07 14:00 | 0.98503 | 0.28496 | 0.01865 | -52.3692
2023-03-07 15:00 | 0.99614 | 0.27244 | 0.02164 | -62.1225
2023-03-07 16:00 | 1 | 0.23662 | 0.02332 | -45.3858
2023-03-07 17:00 | 0.99958 | 0.25199 | 0.02483 | -36.5533
2023-03-07 18:00 | 0.4973 | 0.37029 | 0.02354 | 18.4292
2023-03-07 19:00 | 0.10498 | 0.42601 | 0.05923 | 10.7192
2023-03-07 20:00 | 0 | 0.5992 | 0.03616 | 8.8233
2023-03-07 21:00 | 0 | 0.53354 | 0.05325 | 6.1092
2023-03-07 22:00 | 0 | 0.54837 | 0.02919 | -2.2283
2023-03-07 23:00 | 0 | 0.77179 | 0.01769 | 7.7492
2023-03-08 | 0 | 0.70993 | 0.01438 | 7.0167
2023-03-08 01:00 | 0 | 0.64183 | 0.01481 | 7.4692
2023-03-08 02:00 | 0 | 0.62231 | 0.01375 | 38.0367
2023-03-08 03:00 | 0 | 0.47719 | 0.01463 | 70.1375
2023-03-08 04:00 | 0 | 0.37506 | 0.0159 | 66.6258
2023-03-08 05:00 | 0 | 0.33298 | 0.01306 | 84.925
2023-03-08 06:00 | 0 | 0.29162 | 0.01681 | 99.24
2023-03-08 07:00 | 0 | 0.27202 | 0.03039 | 81.0433
2023-03-08 08:00 | 0.36799 | 0.31937 | 0.06922 | 50.6083
2023-03-08 09:00 | 0.77482 | 0.40392 | 0.09166 | -25.4842
2023-03-08 10:00 | 0.75961 | 0.57774 | 0.10215 | -46.98
2023-03-08 11:00 | 0.56224 | 0.60284 | 0.13107 | -52.7583
2023-03-08 12:00 | 0.46393 | 0.69446 | 0.15617 | -55.7383
2023-03-08 13:00 | 0.41031 | 0.72063 | 0.21858 | -50.1033
2023-03-08 14:00 | 0.45827 | 0.72974 | 0.25115 | -52.0667
2023-03-08 15:00 | 0.54398 | 0.71991 | 0.27498 | -32.7492
2023-03-08 16:00 | 0.73376 | 0.72945 | 0.30962 | -11.02
2023-03-08 17:00 | 0.88735 | 0.78253 | 0.32124 | 23.4258
2023-03-08 18:00 | 0.48629 | 0.81432 | 0.2982 | 93.7858
2023-03-08 19:00 | 0.091968 | 0.83577 | 0.3299 | 76.89
2023-03-08 20:00 | 0 | 0.73416 | 0.33818 | 55.7342
2023-03-08 21:00 | 0 | 0.71071 | 0.34696 | 27.0883
2023-03-08 22:00 | 0 | 0.57645 | 0.26899 | 36.0933
2023-03-08 23:00 | 0 | 0.36663 | 0.14493 | 76.2033
2023-03-09 | 0 | 0.30315 | 0.10171 | 74.3433
2023-03-09 01:00 | 0 | 0.2636 | 0.05625 | 73.7267
2023-03-09 02:00 | 0 | 0.30748 | 0.02469 | 76.3
2023-03-09 03:00 | 0 | 0.30849 | 0.02555 | 84.9533
2023-03-09 04:00 | 0 | 0.26573 | 0.01835 | 84.0492
2023-03-09 05:00 | 0 | 0.24401 | 0.0183 | 108.0675
2023-03-09 06:00 | 0 | 0.17622 | 0.02332 | 129.4208
2023-03-09 07:00 | 0 | 0.16525 | 0.08078 | 96.6242
2023-03-09 08:00 | 0.26741 | 0.13914 | 0.21546 | 62.3675
2023-03-09 09:00 | 0.77344 | 0.15657 | 0.2833 | 5.6975
2023-03-09 10:00 | 0.98074 | 0.16937 | 0.27218 | -18.9633
2023-03-09 11:00 | 0.9892 | 0.21111 | 0.27918 | -11.0283
2023-03-09 12:00 | 0.9954 | 0.25251 | 0.26132 | -29.8992
2023-03-09 13:00 | 0.98101 | 0.33179 | 0.20928 | -44.1667
2023-03-09 14:00 | 0.98501 | 0.35012 | 0.1492 | -45.9175
2023-03-09 15:00 | 0.99736 | 0.37875 | 0.14933 | -43.0967
2023-03-09 16:00 | 1 | 0.40446 | 0.18414 | -1.0908
2023-03-09 17:00 | 0.99794 | 0.40133 | 0.22718 | 79.4792
2023-03-09 18:00 | 0.50937 | 0.40146 | 0.24293 | 177.4125
2023-03-09 19:00 | 0.098059 | 0.47894 | 0.25442 | 138.0967
2023-03-09 20:00 | 0 | 0.42607 | 0.25779 | 101.3467
2023-03-09 21:00 | 0 | 0.4379 | 0.26221 | 111.8017
2023-03-09 22:00 | 0 | 0.44966 | 0.14304 | 103.51
2023-03-09 23:00 | 0 | 0.44243 | 0.0454 | 97.1008
2023-03-10 | 0 | 0.32722 | 0.01811 | 76.18
2023-03-10 01:00 | 0 | 0.18772 | 0.01823 | 71.4467
2023-03-10 02:00 | 0 | 0.12112 | 0.01644 | 76.9433
2023-03-10 03:00 | 0 | 0.070144 | 0.01568 | 83.26
2023-03-10 04:00 | 0 | 0.054642 | 0.01572 | 91.62
2023-03-10 05:00 | 0 | 0.054407 | 0.02764 | 118.5433
2023-03-10 06:00 | 0 | 0.040588 | 0.08272 | 157.2192
2023-03-10 07:00 | 0 | 0.063622 | 0.16519 | 95.0117
2023-03-10 08:00 | 0.41569 | 0.071133 | 0.26506 | 66.19
2023-03-10 09:00 | 0.90221 | 0.085965 | 0.30168 | 14.9708
2023-03-10 10:00 | 0.97827 | 0.28433 | 0.30942 | 1.705
2023-03-10 11:00 | 0.97701 | 0.1617 | 0.32343 | -9.7158
2023-03-10 12:00 | 0.95154 | 0.050775 | 0.3354 | -34.2017
2023-03-10 13:00 | 0.93176 | 0.008189 | 0.37609 | -34.0775
2023-03-10 14:00 | 0.91476 | 0.002693 | 0.35921 | -14.34
2023-03-10 15:00 | 0.93755 | 0.001726 | 0.36988 | 15.9675
2023-03-10 16:00 | 0.9602 | 0.002851 | 0.36185 | 76.8592
2023-03-10 17:00 | 0.95667 | 0.004687 | 0.37158 | 127.445
2023-03-10 18:00 | 0.45823 | 0.01288 | 0.40266 | 187.6658
2023-03-10 19:00 | 0.087266 | 0.063925 | 0.42247 | 122.6358
2023-03-10 20:00 | 0 | 0.11052 | 0.40118 | 100.6875
2023-03-10 21:00 | 0 | 0.11416 | 0.37757 | 94.6633
2023-03-10 22:00 | 0 | 0.072446 | 0.23813 | 93.48
2023-03-10 23:00 | 0 | 0.038556 | 0.07359 | 103.885
2023-03-11 | 0 | 0.016211 | 0.01902 | 104.1642
2023-03-11 01:00 | 0 | 0.004694 | 0.01722 | 100.555
2023-03-11 02:00 | 0 | 0.000918 | 0.01637 | 95.4408
2023-03-11 03:00 | 0 | 0.002278 | 0.0147 | 92.1867
2023-03-11 04:00 | 0 | 0.004439 | 0.01703 | 97.7558
2023-03-11 05:00 | 0 | 0.005483 | 0.01488 | 111.6417
2023-03-11 06:00 | 0 | 0.004098 | 0.01455 | 122.0583
2023-03-11 07:00 | 0 | 0.006558 | 0.05527 | 88.4758
2023-03-11 08:00 | 0.39403 | 0.022022 | 0.12666 | 48.1825
2023-03-11 09:00 | 0.90759 | 0.005119 | 0.14822 | -10.5483
2023-03-11 10:00 | 0.95128 | 0.012586 | 0.17221 | -50.79
2023-03-11 11:00 | 0.95557 | 0.062473 | 0.14917 | -48.8192
2023-03-11 12:00 | 0.93707 | 0.1467 | 0.13448 | -74.2825
2023-03-11 13:00 | 0.92895 | 0.2287 | 0.16046 | -59.4633
2023-03-11 14:00 | 0.94779 | 0.32193 | 0.17494 | -62.365
2023-03-11 15:00 | 0.96308 | 0.40099 | 0.16985 | -28.2833
2023-03-11 16:00 | 0.98124 | 0.45191 | 0.12526 | -50.7317
2023-03-11 17:00 | 0.95329 | 0.54506 | 0.12013 | 63.4675
2023-03-11 18:00 | 0.48341 | 0.57524 | 0.13082 | 119.0475
2023-03-11 19:00 | 0.094727 | 0.52629 | 0.14312 | 105.0408
2023-03-11 20:00 | 0 | 0.54641 | 0.18802 | 98.485
2023-03-11 21:00 | 0 | 0.56369 | 0.16656 | 95.3633
2023-03-11 22:00 | 0 | 0.54729 | 0.062 | 83.71
2023-03-11 23:00 | 0 | 0.52161 | 0.02936 | 98.7742
2023-03-12 | 0 | 0.51029 | 0.01883 | 92.5467
2023-03-12 01:00 | 0 | 0.46769 | 0.01714 | 97.9758
2023-03-12 02:00 | 0 | 0.41274 | 0.01764 | 86.3125
2023-03-12 03:00 | 0 | 0.37252 | 0.01642 | 77.2042
2023-03-12 04:00 | 0 | 0.4322 | 0.0153 | 88.3083
2023-03-12 05:00 | 0 | 0.52952 | 0.01527 | 83.3317
2023-03-12 06:00 | 0 | 0.52367 | 0.01558 | 96.2758
2023-03-12 07:00 | 0 | 0.44117 | 0.02153 | 77.955
2023-03-12 08:00 | 0.4261 | 0.26913 | 0.11285 | 42.8283
2023-03-12 09:00 | 0.93572 | 0.28093 | 0.18447 | -24.2258
2023-03-12 10:00 | 1 | 0.35884 | 0.18093 | -40.625
2023-03-12 11:00 | 0.99846 | 0.42719 | 0.1513 | -44.7908
2023-03-12 12:00 | 0.9857 | 0.44364 | 0.10943 | -48.2575
2023-03-12 13:00 | 0.95977 | 0.4363 | 0.16658 | -62.3475
2023-03-12 14:00 | 0.96249 | 0.49231 | 0.22371 | -65.6392
2023-03-12 15:00 | 0.98424 | 0.54503 | 0.23587 | -51.065
2023-03-12 16:00 | 1 | 0.59264 | 0.27375 | -27.2342
2023-03-12 17:00 | 0.99189 | 0.6133 | 0.23865 | 23.735
2023-03-12 18:00 | 0.50436 | 0.6271 | 0.22293 | 101.1542
2023-03-12 19:00 | 0.085952 | 0.61894 | 0.22064 | 88.06
2023-03-12 20:00 | 0 | 0.57703 | 0.21087 | 86.3158
2023-03-12 21:00 | 0 | 0.56033 | 0.17925 | 80.8517
2023-03-12 22:00 | 0 | 0.51451 | 0.05392 | 66.0483
2023-03-12 23:00 | 0 | 0.46582 | 0.02332 | 72.3933
2023-03-13 | 0 | 0.39155 | 0.0194 | 73.8175
2023-03-13 01:00 | 0 | 0.19721 | 0.01757 | 66.2917
2023-03-13 02:00 | 0 | 0.096152 | 0.03049 | 68.51
2023-03-13 03:00 | 0 | 0.061416 | 0.0224 | 64.6833
2023-03-13 04:00 | 0 | 0.040656 | 0.02974 | 62.8975
2023-03-13 05:00 | 0 | 0.015808 | 0.03219 | 78.6992
2023-03-13 06:00 | 0 | 0.01374 | 0.05183 | 91.0292
2023-03-13 07:00 | 0 | 0.023045 | 0.17753 | 32.3892
2023-03-13 08:00 | 0.41649 | 0.028143 | 0.24273 | -18.2408
2023-03-13 09:00 | 0.94094 | 0.018653 | 0.33174 | -36.5575
2023-03-13 10:00 | 0.9678 | 0.024681 | 0.32198 | -41.715
2023-03-13 11:00 | 0.95577 | 0.015128 | 0.31159 | -82.9533
2023-03-13 12:00 | 0.92834 | 0.000783 | 0.31392 | -450.4525
2023-03-13 13:00 | 0.90994 | 0.000948 | 0.27849 | -34.7458
2023-03-13 14:00 | 0.8843 | 0.003916 | 0.27853 | -38.8717
2023-03-13 15:00 | 0.76508 | 0.012751 | 0.31626 | -0.30333
2023-03-13 16:00 | 0.88462 | 0.031158 | 0.30284 | 29.565
2023-03-13 17:00 | 0.94039 | 0.072566 | 0.28497 | 133.6392
2023-03-13 18:00 | 0.4208 | 0.17763 | 0.2835 | 129.475
2023-03-13 19:00 | 0.081648 | 0.35518 | 0.27832 | 116.975
2023-03-13 20:00 | 0 | 0.32039 | 0.26338 | 117.83
2023-03-13 21:00 | 0 | 0.30264 | 0.30105 | 104.1192
2023-03-13 22:00 | 0 | 0.30229 | 0.22929 | 93.6375
2023-03-13 23:00 | 0 | 0.22632 | 0.16083 | 98.1583
2023-03-14 | 0 | 0.080911 | 0.09544 | 96.895
2023-03-14 01:00 | 0 | 0.031048 | 0.05947 | 93.8558
2023-03-14 02:00 | 0 | 0.027503 | 0.05876 | 91.4508
2023-03-14 03:00 | 0 | 0.02765 | 0.02225 | 86.8508
2023-03-14 04:00 | 0 | 0.021379 | 0.01458 | 89.2633
2023-03-14 05:00 | 0 | 0.01369 | 0.01337 | 106.27
2023-03-14 06:00 | 0 | 0.010273 | 0.04119 | 119.7167
2023-03-14 07:00 | 0 | 0.004614 | 0.10342 | 89.4567
2023-03-14 08:00 | 0.32016 | 0.012682 | 0.22657 | 69.9992
2023-03-14 09:00 | 0.82196 | 0.005153 | 0.27599 | -5.2908
2023-03-14 10:00 | 0.7422 | 0.009314 | 0.23648 | -4.23
2023-03-14 11:00 | 0.81108 | 0.037849 | 0.24437 | -23.4158
2023-03-14 12:00 | 0.91328 | 0.074998 | 0.28443 | 7.0725
2023-03-14 13:00 | 0.89809 | 0.11842 | 0.39351 | -29.7967
2023-03-14 14:00 | 0.89658 | 0.14599 | 0.44635 | -39.4792
2023-03-14 15:00 | 0.9219 | 0.17883 | 0.49093 | 74.7108
2023-03-14 16:00 | 0.93497 | 0.13924 | 0.50772 | 134.0242
2023-03-14 17:00 | 0.87983 | 0.13158 | 0.48753 | 189.4958
2023-03-14 18:00 | 0.44781 | 0.16428 | 0.48175 | 321.8017
2023-03-14 19:00 | 0.06553 | 0.30613 | 0.47022 | 209.6208
2023-03-14 20:00 | 0 | 0.32862 | 0.42359 | 116.4467
2023-03-14 21:00 | 0 | 0.44053 | 0.40014 | 116.7333
2023-03-14 22:00 | 0 | 0.35272 | 0.26585 | 122.9783
2023-03-14 23:00 | 0 | 0.2441 | 0.14617 | 155.9867
2023-03-15 | 0 | 0.12446 | 0.0634 | 141.78
2023-03-15 01:00 | 0 | 0.053952 | 0.01592 | 136.7233
2023-03-15 02:00 | 0 | 0.026314 | 0.01656 | 240.3917
2023-03-15 03:00 | 0 | 0.009654 | 0.02844 | 113.0158
2023-03-15 04:00 | 0 | 0.002427 | 0.03522 | 131.7808
2023-03-15 05:00 | 0 | 0.000559 | 0.04388 | 152.6592
2023-03-15 06:00 | 0 | 0.001261 | 0.06476 | 252.8567
2023-03-15 07:00 | 0 | 0.002563 | 0.07116 | 164.9717
2023-03-15 08:00 | 0.35904 | 0.035196 | 0.12701 | 124.0117
2023-03-15 09:00 | 0.8593 | 0.033588 | 0.1818 | 81.2483
2023-03-15 10:00 | 0.91675 | 0.03439 | 0.14051 | 7.8075
2023-03-15 11:00 | 0.89207 | 0.12777 | 0.14407 | -8.4808
2023-03-15 12:00 | 0.87589 | 0.25485 | 0.21577 | -32.1608
2023-03-15 13:00 | 0.87872 | 0.35938 | 0.25976 | 5.9008
2023-03-15 14:00 | 0.88261 | 0.43318 | 0.27891 | -17.3742
2023-03-15 15:00 | 0.89671 | 0.48798 | 0.27394 | 90.5867
2023-03-15 16:00 | 0.91749 | 0.52926 | 0.28366 | 94.1667
2023-03-15 17:00 | 0.89831 | 0.57808 | 0.24313 | 55.5683
2023-03-15 18:00 | 0.45331 | 0.48708 | 0.24149 | 203.66
2023-03-15 19:00 | 0.059695 | 0.37919 | 0.25456 | 227.11
2023-03-15 20:00 | 0 | 0.46368 | 0.30796 | 125.3742
2023-03-15 21:00 | 0 | 0.65296 | 0.3179 | 114.34
2023-03-15 22:00 | 0 | 0.79702 | 0.20914 | 111.4008
2023-03-15 23:00 | 0 | 0.66421 | 0.10602 | 101.3792
2023-03-16 | 0 | 0.53035 | 0.03506 | 61.305
2023-03-16 01:00 | 0 | 0.36743 | 0.02317 | 45.5258
2023-03-16 02:00 | 0 | 0.22135 | 0.01517 | 43.88
2023-03-16 03:00 | 0 | 0.15496 | 0.0148 | 56.5717
2023-03-16 04:00 | 0 | 0.15797 | 0.01647 | 68.6667
2023-03-16 05:00 | 0 | 0.18175 | 0.01403 | 101.5817
2023-03-16 06:00 | 0 | 0.16673 | 0.02614 | 164.0508
2023-03-16 07:00 | 0 | 0.13106 | 0.02893 | 77.2342
2023-03-16 08:00 | 0.40416 | 0.076309 | 0.1044 | 16.6592
2023-03-16 09:00 | 0.93209 | 0.021705 | 0.17714 | -24.5883
2023-03-16 10:00 | 0.98216 | 0.031098 | 0.20067 | -44.4133
2023-03-16 11:00 | 0.96895 | 0.05578 | 0.21822 | -53.8733
2023-03-16 12:00 | 0.94367 | 0.09911 | 0.24189 | -51.4392
2023-03-16 13:00 | 0.92685 | 0.12317 | 0.3018 | -55.15
2023-03-16 14:00 | 0.93825 | 0.14339 | 0.36639 | -56.6242
2023-03-16 15:00 | 0.96608 | 0.17539 | 0.40487 | -45.0158
2023-03-16 16:00 | 0.99256 | 0.21468 | 0.41941 | -45.9225
2023-03-16 17:00 | 0.97762 | 0.25286 | 0.4398 | 3.94
2023-03-16 18:00 | 0.48639 | 0.36105 | 0.46306 | 55.8908
2023-03-16 19:00 | 0.050123 | 0.46807 | 0.43804 | 40.4433
2023-03-16 20:00 | 0 | 0.49617 | 0.40883 | 134.7358
2023-03-16 21:00 | 0 | 0.51023 | 0.40913 | 80.0925
2023-03-16 22:00 | 0 | 0.52554 | 0.31053 | 75.6275
2023-03-16 23:00 | 0 | 0.44357 | 0.20168 | 127.4733
2023-03-17 | 0 | 0.35536 | 0.08968 | 232.8583
2023-03-17 01:00 | 0 | 0.25001 | 0.03342 | 182.275
2023-03-17 02:00 | 0 | 0.17567 | 0.02972 | 109.4625
2023-03-17 03:00 | 0 | 0.13267 | 0.02893 | 112.3083
2023-03-17 04:00 | 0 | 0.079925 | 0.04168 | 306.3975
2023-03-17 05:00 | 0 | 0.050781 | 0.08804 | 250.4092
2023-03-17 06:00 | 0 | 0.033384 | 0.16024 | 245.1867
2023-03-17 07:00 | 0 | 0.02326 | 0.23428 | 147.6208
2023-03-17 08:00 | 0.40809 | 0.007825 | 0.33403 | 111.455
2023-03-17 09:00 | 0.92845 | 0.011894 | 0.36535 | 67.4967
2023-03-17 10:00 | 0.95244 | 0.007767 | 0.31755 | 11.77
2023-03-17 11:00 | 0.9265 | 0.041159 | 0.27545 | -5.0508
2023-03-17 12:00 | 0.89096 | 0.07827 | 0.16224 | -2.0117
2023-03-17 13:00 | 0.88551 | 0.060772 | 0.11239 | -25.355
2023-03-17 14:00 | 0.89563 | 0.062125 | 0.07491 | -11.0392
2023-03-17 15:00 | 0.91607 | 0.099911 | 0.02805 | -2.5342
2023-03-17 16:00 | 0.92414 | 0.14105 | 0.01778 | 88.7242
2023-03-17 17:00 | 0.91589 | 0.16321 | 0.0168 | 265.9708
2023-03-17 18:00 | 0.45821 | 0.15326 | 0.01814 | 280.685
2023-03-17 19:00 | 0.044854 | 0.22455 | 0.01955 | 267.965
2023-03-17 20:00 | 0 | 0.4017 | 0.0654 | 202.425
2023-03-17 21:00 | 0 | 0.40499 | 0.16153 | 126.8242
2023-03-17 22:00 | 0 | 0.34341 | 0.13836 | 104.0333
2023-03-17 23:00 | 0 | 0.3481 | 0.09522 | 74.5583
2023-03-18 | 0 | 0.56449 | 0.06106 | 54.8958
2023-03-18 01:00 | 0 | 0.79538 | 0.04302 | 14.06
2023-03-18 02:00 | 0 | 0.87303 | 0.01857 | -13.405
2023-03-18 03:00 | 0 | 0.8774 | 0.01529 | -36.5017
2023-03-18 04:00 | 0 | 0.85382 | 0.01604 | -37.8917
2023-03-18 05:00 | 0 | 0.79562 | 0.01447 | -19.775
2023-03-18 06:00 | 0 | 0.59218 | 0.03757 | 1.8917
2023-03-18 07:00 | 0 | 0.33499 | 0.13757 | -5.4242
2023-03-18 08:00 | 0.36429 | 0.23054 | 0.26605 | -40.8125
2023-03-18 09:00 | 0.84127 | 0.019564 | 0.28146 | -48.9025
2023-03-18 10:00 | 0.89101 | 0.013287 | 0.2637 | -55.8408
2023-03-18 11:00 | 0.93987 | 0.036584 | 0.22823 | -51.5808
2023-03-18 12:00 | 0.91471 | 0.060722 | 0.20636 | -50.51
2023-03-18 13:00 | 0.89928 | 0.064067 | 0.23088 | -42.5233
2023-03-18 14:00 | 0.9041 | 0.062288 | 0.21467 | -23.5017
2023-03-18 15:00 | 0.91955 | 0.062428 | 0.19727 | -9.18
2023-03-18 16:00 | 0.9327 | 0.085146 | 0.24745 | 39.675
2023-03-18 17:00 | 0.88786 | 0.18356 | 0.3171 | 47.4708
2023-03-18 18:00 | 0.35419 | 0.42839 | 0.30358 | 111.9033
2023-03-18 19:00 | 0.022397 | 0.6169 | 0.22321 | 114.5083
2023-03-18 20:00 | 0 | 0.62339 | 0.23592 | 102.8633
2023-03-18 21:00 | 0 | 0.56683 | 0.20573 | 97.0367
2023-03-18 22:00 | 0 | 0.53214 | 0.10522 | 94.3583
2023-03-18 23:00 | 0 | 0.52491 | 0.05369 | 101.9167
2023-03-19 | 0 | 0.51657 | 0.02174 | 93.2767
2023-03-19 01:00 | 0 | 0.45462 | 0.01734 | 84.04
2023-03-19 02:00 | 0 | 0.35994 | 0.0157 | 91.0883
2023-03-19 03:00 | 0 | 0.23994 | 0.01407 | 97.205
2023-03-19 04:00 | 0 | 0.27549 | 0.01465 | 93.5842
2023-03-19 05:00 | 0 | 0.31708 | 0.01426 | 88.71
2023-03-19 06:00 | 0 | 0.25976 | 0.04298 | 92.8933
2023-03-19 07:00 | 0 | 0.15346 | 0.06074 | 62.095
2023-03-19 08:00 | 0.070409 | 0.069962 | 0.07472 | 44.0783
2023-03-19 09:00 | 0.28466 | 0.047785 | 0.08365 | 43.3858
2023-03-19 10:00 | 0.42442 | 0.067056 | 0.05278 | 20.6333
2023-03-19 11:00 | 0.33332 | 0.070187 | 0.05128 | 14.2917
2023-03-19 12:00 | 0.2814 | 0.15926 | 0.0486 | -41.3783
2023-03-19 13:00 | 0.48894 | 0.35575 | 0.04111 | -47.0833
2023-03-19 14:00 | 0.60777 | 0.63503 | 0.03943 | -49.8583
2023-03-19 15:00 | 0.37163 | 0.75883 | 0.02757 | -18.6783
2023-03-19 16:00 | 0.41351 | 0.81526 | 0.02665 | 64.3517
2023-03-19 17:00 | 0.347 | 0.8822 | 0.02637 | 49.3908
2023-03-19 18:00 | 0.090936 | 0.87534 | 0.02652 | 52.7925
2023-03-19 19:00 | 0.0023857 | 0.78977 | 0.02676 | 93.4533
2023-03-19 20:00 | 0 | 0.68842 | 0.03005 | 66.7633
2023-03-19 21:00 | 0 | 0.66186 | 0.05753 | 51.7792
2023-03-19 22:00 | 0 | 0.56184 | 0.03417 | 31.6892
2023-03-19 23:00 | 0 | 0.44357 | 0.02348 | 28.8658
2023-03-20 | 0 | 0.37795 | 0.02026 | 32.9233
2023-03-20 01:00 | 0 | 0.38503 | 0.01802 | 26.1542
2023-03-20 02:00 | 0 | 0.31641 | 0.02638 | 11.4308
2023-03-20 03:00 | 0 | 0.28965 | 0.05007 | 1.945
2023-03-20 04:00 | 0 | 0.25214 | 0.10645 | -14.1425
2023-03-20 05:00 | 0 | 0.15786 | 0.13053 | 12.8292
2023-03-20 06:00 | 0 | 0.13656 | 0.13217 | 51.2225
2023-03-20 07:00 | 0 | 0.11868 | 0.13299 | -6.0525
2023-03-20 08:00 | 0.046829 | 0.11673 | 0.11994 | -36.2592
2023-03-20 09:00 | 0.12938 | 0.30749 | 0.08402 | -53.1267
2023-03-20 10:00 | 0.14652 | 0.3898 | 0.14629 | -56.1917
2023-03-20 11:00 | 0.14923 | 0.29002 | 0.13503 | -56.6417
2023-03-20 12:00 | 0.1661 | 0.11542 | 0.13553 | -56.6575
2023-03-20 13:00 | 0.12711 | 0.094862 | 0.1823 | -58.5892
2023-03-20 14:00 | 0.17058 | 0.13414 | 0.19468 | -56.1583
2023-03-20 15:00 | 0.11716 | 0.11703 | 0.09701 | -50.4783
2023-03-20 16:00 | 0.078178 | 0.067996 | 0.056 | 31.4717
2023-03-20 17:00 | 0.063532 | 0.03103 | 0.0586 | 64.14
2023-03-20 18:00 | 0.022156 | 0.073229 | 0.0806 | 70.9367
2023-03-20 19:00 | 0.00098186 | 0.17055 | 0.10364 | 68.335
2023-03-20 20:00 | 0 | 0.16705 | 0.13416 | 74.0608
2023-03-20 21:00 | 0 | 0.12507 | 0.19241 | 79.6075
2023-03-20 22:00 | 0 | 0.11573 | 0.15124 | 86.2025
2023-03-20 23:00 | 0 | 0.21787 | 0.1667 | 87.2008
2023-03-21 | 0 | 0.3678 | 0.08239 | 64.2583
2023-03-21 01:00 | 0 | 0.24963 | 0.06785 | 4.9258
2023-03-21 02:00 | 0 | 0.11304 | 0.14605 | 10.8758
2023-03-21 03:00 | 0 | 0.11322 | 0.11373 | 38.1875
2023-03-21 04:00 | 0 | 0.060751 | 0.09745 | 79.2733
2023-03-21 05:00 | 0 | 0.008986 | 0.10875 | 86.1892
2023-03-21 06:00 | 0 | 0.019635 | 0.12771 | 127.6908
2023-03-21 07:00 | 0 | 0.047579 | 0.22312 | 123.5375
2023-03-21 08:00 | 0.24812 | 0.003297 | 0.30813 | 109.6842
2023-03-21 09:00 | 0.4698 | 0.002047 | 0.35745 | 100.9
2023-03-21 10:00 | 0.70731 | 0.003029 | 0.30053 | 73.4325
2023-03-21 11:00 | 0.85616 | 0.001102 | 0.2495 | 79.235
2023-03-21 12:00 | 0.48109 | 0.001703 | 0.2548 | 94.9025
2023-03-21 13:00 | 0.60725 | 0.000805 | 0.28208 | 101.1375
2023-03-21 14:00 | 0.66391 | 0.001092 | 0.27934 | 123.1567
2023-03-21 15:00 | 0.48196 | 0.0009 | 0.30916 | 110.7175
2023-03-21 16:00 | 0.79757 | 0.038901 | 0.28799 | 92.6842
2023-03-21 17:00 | 0.71942 | 0.23967 | 0.27541 | 158.6017
2023-03-21 18:00 | 0.40832 | 0.34746 | 0.2846 | 281.5725
2023-03-21 19:00 | 0.027275 | 0.34505 | 0.29952 | 148.2425
2023-03-21 20:00 | 0 | 0.057422 | 0.26632 | 125.9608
2023-03-21 21:00 | 0 | 0.15479 | 0.20628 | 105.0625
2023-03-21 22:00 | 0 | 0.21888 | 0.12652 | 120.5217
2023-03-21 23:00 | 0 | 0.15661 | 0.10902 | 145.2158
2023-03-22 | 0 | 0.086216 | 0.07899 | 115.1283
2023-03-22 01:00 | 0 | 0.042452 | 0.06254 | 118.0825
2023-03-22 02:00 | 0 | 0.045761 | 0.05218 | 124.0275
2023-03-22 03:00 | 0 | 0.031188 | 0.04923 | 127.1983
2023-03-22 04:00 | 0 | 0.046518 | 0.05592 | 126.05
2023-03-22 05:00 | 0 | 0.044768 | 0.06586 | 151.4508
2023-03-22 06:00 | 0 | 0.049413 | 0.10699 | 241.7992
2023-03-22 07:00 | 0 | 0.033727 | 0.1721 | 116.5975
2023-03-22 08:00 | 0.36377 | 0.007234 | 0.2501 | 97.8425
2023-03-22 09:00 | 0.8564 | 0.010191 | 0.26065 | 85.0475
2023-03-22 10:00 | 0.90601 | 0.010434 | 0.22416 | 45.2192
2023-03-22 11:00 | 0.9026 | 0.002269 | 0.25844 | -4.5642
2023-03-22 12:00 | 0.87818 | 0.002403 | 0.29857 | 45.6642
2023-03-22 13:00 | 0.8644 | 0.003441 | 0.34998 | 9.72
2023-03-22 14:00 | 0.88504 | 0.03954 | 0.35581 | 61.6917
2023-03-22 15:00 | 0.91298 | 0.13365 | 0.35648 | 60.2217
2023-03-22 16:00 | 0.9366 | 0.29307 | 0.34525 | 88.185
2023-03-22 17:00 | 0.90935 | 0.38862 | 0.36328 | 132.8817
2023-03-22 18:00 | 0.28716 | 0.42949 | 0.33327 | 147.2075
2023-03-22 19:00 | 0.0060381 | 0.53566 | 0.31051 | 102.885
2023-03-22 20:00 | 0 | 0.49135 | 0.27408 | 97.8583
2023-03-22 21:00 | 0 | 0.45865 | 0.27521 | 118.7592
2023-03-22 22:00 | 0 | 0.43248 | 0.19287 | 134.2992
2023-03-22 23:00 | 0 | 0.39963 | 0.07162 | 157.1742
2023-03-23 | 0 | 0.41335 | 0.04054 | 126.6283
2023-03-23 01:00 | 0 | 0.39226 | 0.02874 | 106.0667
2023-03-23 02:00 | 0 | 0.36058 | 0.02643 | 102.99
2023-03-23 03:00 | 0 | 0.33935 | 0.02462 | 105.5908
2023-03-23 04:00 | 0 | 0.37955 | 0.02247 | 125.8067
2023-03-23 05:00 | 0 | 0.41619 | 0.03097 | 129.7217
2023-03-23 06:00 | 0 | 0.37641 | 0.04764 | 128.5958
2023-03-23 07:00 | 0 | 0.3086 | 0.0998 | 132.9267
2023-03-23 08:00 | 0.28344 | 0.22749 | 0.18521 | 124.53
2023-03-23 09:00 | 0.65632 | 0.22584 | 0.21396 | 94.5033
2023-03-23 10:00 | 0.70887 | 0.26152 | 0.178 | 14.5475
2023-03-23 11:00 | 0.78144 | 0.36711 | 0.17688 | -61.435
2023-03-23 12:00 | 0.89613 | 0.43818 | 0.21717 | -67.3542
2023-03-23 13:00 | 0.91465 | 0.44231 | 0.22179 | -59.98
2023-03-23 14:00 | 0.92576 | 0.43816 | 0.23579 | -6.4817
2023-03-23 15:00 | 0.94855 | 0.47501 | 0.28322 | -23.5317
2023-03-23 16:00 | 0.97074 | 0.48336 | 0.28926 | 40.2592
2023-03-23 17:00 | 0.9513 | 0.493 | 0.28909 | 119.2217
2023-03-23 18:00 | 0.45951 | 0.46343 | 0.2496 | 177.0333
2023-03-23 19:00 | 0.0073348 | 0.45033 | 0.19629 | 128.0258
2023-03-23 20:00 | 0 | 0.32151 | 0.2428 | 111.4783
2023-03-23 21:00 | 0 | 0.36579 | 0.26918 | 108.02
2023-03-23 22:00 | 0 | 0.34248 | 0.17188 | 114.1342
2023-03-23 23:00 | 0 | 0.31401 | 0.10444 | 112.105
2023-03-24 | 0 | 0.28691 | 0.07985 | 105.8392
2023-03-24 01:00 | 0 | 0.27022 | 0.04762 | 96.0992
2023-03-24 02:00 | 0 | 0.17853 | 0.03528 | 90.7008
2023-03-24 03:00 | 0 | 0.1524 | 0.03275 | 91.1408
2023-03-24 04:00 | 0 | 0.14107 | 0.03228 | 105.8275
2023-03-24 05:00 | 0 | 0.16212 | 0.03561 | 104.8192
2023-03-24 06:00 | 0 | 0.24303 | 0.10216 | 141.56
2023-03-24 07:00 | 0 | 0.3045 | 0.17505 | 107.7575
2023-03-24 08:00 | 0.31975 | 0.23512 | 0.26887 | 75.8442
2023-03-24 09:00 | 0.79645 | 0.28597 | 0.3099 | 22.9658
2023-03-24 10:00 | 0.77668 | 0.30135 | 0.28947 | 4.7117
2023-03-24 11:00 | 0.71132 | 0.45463 | 0.26915 | -4.3408
2023-03-24 12:00 | 0.55731 | 0.75223 | 0.21029 | 3.595
2023-03-24 13:00 | 0.76998 | 0.78786 | 0.21279 | -0.42083
2023-03-24 14:00 | 0.74138 | 0.65933 | 0.24969 | -39.2942
2023-03-24 15:00 | 0.55211 | 0.53004 | 0.23645 | -29.5717
2023-03-24 16:00 | 0.20712 | 0.22423 | 0.22801 | 104.6975
2023-03-24 17:00 | 0.33398 | 0.12481 | 0.23926 | 126.71
2023-03-24 18:00 | 0.37627 | 0.089592 | 0.19434 | 136.5725
2023-03-24 19:00 | 0.0057199 | 0.10479 | 0.18552 | 112.7017
2023-03-24 20:00 | 0 | 0.16699 | 0.17289 | 109.815
2023-03-24 21:00 | 0 | 0.24868 | 0.16684 | 103.7258
2023-03-24 22:00 | 0 | 0.26961 | 0.07054 | 95.68
2023-03-24 23:00 | 0 | 0.28103 | 0.02757 | 91.8175
2023-03-25 | 0 | 0.26831 | 0.02324 | 91.6408
2023-03-25 01:00 | 0 | 0.18692 | 0.02774 | 82.5258
2023-03-25 02:00 | 0 | 0.11215 | 0.02166 | 79.4917
2023-03-25 03:00 | 0 | 0.083365 | 0.02275 | 86.74
2023-03-25 04:00 | 0 | 0.098749 | 0.02438 | 73.945
2023-03-25 05:00 | 0 | 0.055294 | 0.02759 | 86.6192
2023-03-25 06:00 | 0 | 0.031745 | 0.05481 | 89.9383
2023-03-25 07:00 | 0 | 0.032855 | 0.1527 | 51.8517
2023-03-25 08:00 | 0.35129 | 0.007524 | 0.20429 | -1.3483
2023-03-25 09:00 | 0.71855 | 0.00625 | 0.1492 | -39.3175
2023-03-25 10:00 | 0.91549 | 0.026222 | 0.10406 | -39.4825
2023-03-25 11:00 | 0.91067 | 0.018194 | 0.10929 | -33.9783
2023-03-25 12:00 | 0.87591 | 0.007999 | 0.14592 | -82.3708
2023-03-25 13:00 | 0.83827 | 0.016071 | 0.19154 | -34.3775
2023-03-25 14:00 | 0.84732 | 0.012656 | 0.2425 | -28.3183
2023-03-25 15:00 | 0.74486 | 0.006271 | 0.22576 | -2.4267
2023-03-25 16:00 | 0.61291 | 0.038593 | 0.15974 | 52.5992
2023-03-25 17:00 | 0.36545 | 0.067236 | 0.16897 | 128.1725
2023-03-25 18:00 | 0.13603 | 0.083704 | 0.18728 | 118.9242
2023-03-25 19:00 | 0.0021665 | 0.095334 | 0.18696 | 87.0325
2023-03-25 20:00 | 0 | 0.062772 | 0.24272 | 80.1058
2023-03-25 21:00 | 0 | 0.13901 | 0.24688 | 78.3683
2023-03-25 22:00 | 0 | 0.065178 | 0.25995 | 84.2225
2023-03-25 23:00 | 0 | 0.0509 | 0.28 | 91.89
2023-03-26 | 0 | 0.042424 | 0.26499 | 92.5558
2023-03-26 01:00 | 0 | 0.042943 | 0.17449 | 66.2667
2023-03-26 02:00 | 0 | 0.038025 | 0.09197 | 51.1108
2023-03-26 03:00 | 0 | 0.057315 | 0.13277 | 58.8767
2023-03-26 04:00 | 0 | 0.15593 | 0.11261 | 78.0633
2023-03-26 05:00 | 0 | 0.1956 | 0.12182 | 89.4283
2023-03-26 06:00 | 0 | 0.15344 | 0.20185 | 96.2375
2023-03-26 07:00 | 0 | 0.10609 | 0.18727 | 91.0975
2023-03-26 08:00 | 0.10973 | 0.094293 | 0.22037 | 82.8658
2023-03-26 09:00 | 0.33074 | 0.050587 | 0.18566 | 64.9058
2023-03-26 10:00 | 0.43598 | 0.041969 | 0.15092 | 33.6375
2023-03-26 11:00 | 0.25444 | 0.060591 | 0.15161 | 38.5683
2023-03-26 12:00 | 0.45858 | 0.097075 | 0.14831 | 63.2825
2023-03-26 13:00 | 0.74678 | 0.12495 | 0.13836 | 67.1542
2023-03-26 14:00 | 0.65435 | 0.23755 | 0.16074 | 70.3917
2023-03-26 15:00 | 0.76683 | 0.37199 | 0.1705 | 88.0917
2023-03-26 16:00 | 0.7948 | 0.46432 | 0.15072 | 126.6575
2023-03-26 17:00 | 0.23872 | 0.55749 | 0.11659 | 179.24
2023-03-26 18:00 | 0.051866 | 0.43311 | 0.11878 | 258.1283
2023-03-26 19:00 | 0.00024549 | 0.4504 | 0.14042 | 147.1475
2023-03-26 20:00 | 0 | 0.79901 | 0.19354 | 106.76
2023-03-26 21:00 | 0 | 0.35752 | 0.26521 | 110.8958
2023-03-26 22:00 | 0 | 0.086032 | 0.31632 | 108.825
2023-03-26 23:00 | 0 | 0.26865 | 0.28613 | 105.7242
2023-03-27 | 0 | 0.6679 | 0.2017 | 118.91
2023-03-27 01:00 | 0 | 0.17557 | 0.18153 | 104.4067
2023-03-27 02:00 | 0 | 0.061176 | 0.13739 | 90.605
2023-03-27 03:00 | 0 | 0.05988 | 0.13047 | 81.065
2023-03-27 04:00 | 0 | 0.060618 | 0.1215 | 95.2175
2023-03-27 05:00 | 0 | 0.063761 | 0.11695 | 115.3092
2023-03-27 06:00 | 0 | 0.069915 | 0.16897 | 164.2058
2023-03-27 07:00 | 0 | 0.093059 | 0.22568 | 178.7125
2023-03-27 08:00 | 0.04064 | 0.27023 | 0.30221 | 182.055
2023-03-27 09:00 | 0.069518 | 0.18454 | 0.35896 | 125.3942
2023-03-27 10:00 | 0.13189 | 0.11349 | 0.38516 | 121.16
2023-03-27 11:00 | 0.13507 | 0.16776 | 0.42147 | 120.1758
2023-03-27 12:00 | 0.086232 | 0.24316 | 0.43077 | 113.2108
2023-03-27 13:00 | 0.13454 | 0.14894 | 0.43863 | 150.6075
2023-03-27 14:00 | 0.22546 | 0.09208 | 0.45268 | 114.4583
2023-03-27 15:00 | 0.30048 | 0.084649 | 0.47318 | 114.8667
2023-03-27 16:00 | 0.33265 | 0.10852 | 0.49385 | 190.4783
2023-03-27 17:00 | 0.24636 | 0.076951 | 0.49486 | 238.8133
2023-03-27 18:00 | 0.22616 | 0.041998 | 0.46048 | 309.0625
2023-03-27 19:00 | 0.0030927 | 0.039962 | 0.43077 | 264.8492
2023-03-27 20:00 | 0 | 8.7e-05 | 0.40486 | 204.08
2023-03-27 21:00 | 0 | 6.4e-05 | 0.41052 | 179.1367
2023-03-27 22:00 | 0 | 0.000724 | 0.35572 | 173.5675
2023-03-27 23:00 | 0 | 0.001725 | 0.2785 | 168.8408
2023-03-28 | 0 | 0.000929 | 0.17588 | 173.1533
2023-03-28 01:00 | 0 | 0.001207 | 0.11125 | 154.2575
2023-03-28 02:00 | 0 | 0.019886 | 0.10175 | 140.7667
2023-03-28 03:00 | 0 | 0.061095 | 0.0969 | 153.3492
2023-03-28 04:00 | 0 | 0.015064 | 0.09214 | 168.075
2023-03-28 05:00 | 0 | 0.013632 | 0.09761 | 196.4867
2023-03-28 06:00 | 0 | 0.012126 | 0.12298 | 304.2758
2023-03-28 07:00 | 0 | 0.003762 | 0.15647 | 247.7258
2023-03-28 08:00 | 0.10028 | 0.000575 | 0.18067 | 164.2775
2023-03-28 09:00 | 0.35739 | 0.000646 | 0.22099 | 142.4017
2023-03-28 10:00 | 0.35001 | 0.002873 | 0.22293 | 117.0733
2023-03-28 11:00 | 0.55215 | 0.022449 | 0.16185 | 102.2417
2023-03-28 12:00 | 0.67084 | 0.079248 | 0.15737 | 103.7983
2023-03-28 13:00 | 0.59205 | 0.18222 | 0.17292 | 93.3983
2023-03-28 14:00 | 0.65324 | 0.25854 | 0.17053 | 104.475
2023-03-28 15:00 | 0.66203 | 0.33752 | 0.13059 | 94.55
2023-03-28 16:00 | 0.56742 | 0.33691 | 0.12119 | 135.8658
2023-03-28 17:00 | 0.32873 | 0.29057 | 0.12129 | 246.0308
2023-03-28 18:00 | 0.14417 | 0.28551 | 0.12216 | 252.2942
2023-03-28 19:00 | 0.0023916 | 0.26393 | 0.1263 | 173.7192
2023-03-28 20:00 | 0 | 0.2993 | 0.14652 | 136.6008
2023-03-28 21:00 | 0 | 0.35352 | 0.15193 | 108.0717
2023-03-28 22:00 | 0 | 0.65004 | 0.12388 | 115.4217
2023-03-28 23:00 | 0 | 0.45589 | 0.10078 | 119.5633
2023-03-29 | 0 | 0.33997 | 0.05943 | 110.5308
2023-03-29 01:00 | 0 | 0.48796 | 0.03145 | 87.18
2023-03-29 02:00 | 0 | 0.48823 | 0.03309 | 81.0492
2023-03-29 03:00 | 0 | 0.4624 | 0.03266 | 75.7308
2023-03-29 04:00 | 0 | 0.37614 | 0.03119 | 77.9558
2023-03-29 05:00 | 0 | 0.26519 | 0.03307 | 89.8825
2023-03-29 06:00 | 0 | 0.2798 | 0.02793 | 131.885
2023-03-29 07:00 | 0 | 0.23745 | 0.05166 | 161.5208
2023-03-29 08:00 | 0.10861 | 0.16362 | 0.13024 | 121.9558
2023-03-29 09:00 | 0.56474 | 0.25548 | 0.1661 | 105.1108
2023-03-29 10:00 | 0.82021 | 0.4002 | 0.1895 | -2.3267
2023-03-29 11:00 | 0.75836 | 0.49865 | 0.20408 | -31.1917
2023-03-29 12:00 | 0.83958 | 0.43935 | 0.19786 | -42.2125
2023-03-29 13:00 | 0.78727 | 0.41211 | 0.25519 | -50.5867
2023-03-29 14:00 | 0.85342 | 0.39594 | 0.33946 | -50.495
2023-03-29 15:00 | 0.91391 | 0.49885 | 0.34896 | -92.3917
2023-03-29 16:00 | 0.91686 | 0.63807 | 0.37209 | -41.4783
2023-03-29 17:00 | 0.73047 | 0.68677 | 0.38407 | 39.8375
2023-03-29 18:00 | 0.42563 | 0.67694 | 0.39544 | 144.7217
2023-03-29 19:00 | 0.001693 | 0.60799 | 0.3858 | 117.8883
2023-03-29 20:00 | 0 | 0.43605 | 0.36937 | 133.215
2023-03-29 21:00 | 0 | 0.37593 | 0.36923 | 124.9933
2023-03-29 22:00 | 0 | 0.3451 | 0.28966 | 117.015
2023-03-29 23:00 | 0 | 0.26832 | 0.19358 | 118.0342
2023-03-30 | 0 | 0.25213 | 0.13249 | 129.9083
2023-03-30 01:00 | 0 | 0.2195 | 0.1319 | 122.9167
2023-03-30 02:00 | 0 | 0.19139 | 0.05563 | 116.7492
2023-03-30 03:00 | 0 | 0.16703 | 0.03203 | 125.945
2023-03-30 04:00 | 0 | 0.17573 | 0.03266 | 134.8683
2023-03-30 05:00 | 0 | 0.17514 | 0.04687 | 158.3025
2023-03-30 06:00 | 0 | 0.1649 | 0.09056 | 236.995
2023-03-30 07:00 | 0 | 0.10529 | 0.15022 | 196.0725
2023-03-30 08:00 | 0.09386 | 0.007697 | 0.24238 | 108.2983
2023-03-30 09:00 | 0.57139 | 0.001084 | 0.27862 | 59.8675
2023-03-30 10:00 | 0.50783 | 0.000596 | 0.30668 | 48.1558
2023-03-30 11:00 | 0.66487 | 0.041906 | 0.32507 | -12.5467
2023-03-30 12:00 | 0.68519 | 0.066829 | 0.35301 | -13.5692
2023-03-30 13:00 | 0.66522 | 0.080564 | 0.36796 | -3.525
2023-03-30 14:00 | 0.84154 | 0.083947 | 0.38671 | 2.9467
2023-03-30 15:00 | 0.77977 | 0.10898 | 0.38799 | 81.01
2023-03-30 16:00 | 0.72711 | 0.14786 | 0.3959 | 95.3308
2023-03-30 17:00 | 0.61788 | 0.21593 | 0.42251 | 205.0775
2023-03-30 18:00 | 0.26949 | 0.28104 | 0.41111 | 208.5275
2023-03-30 19:00 | 0.00013972 | 0.35113 | 0.38861 | 142.0475
2023-03-30 20:00 | 0 | 0.3295 | 0.36359 | 148.0508
2023-03-30 21:00 | 0 | 0.34725 | 0.36618 | 138.8408
2023-03-30 22:00 | 0 | 0.29936 | 0.32053 | 117.5325
2023-03-30 23:00 | 0 | 0.22053 | 0.2292 | 121.9958
2023-03-31 | 0 | 0.22856 | 0.15588 | 113.6883
2023-03-31 01:00 | 0 | 0.24404 | 0.106 | 96.3983
2023-03-31 02:00 | 0 | 0.20109 | 0.0448 | 86.5725
2023-03-31 03:00 | 0 | 0.16636 | 0.02951 | 98.2125
2023-03-31 04:00 | 0 | 0.10645 | 0.03253 | 121.0117
2023-03-31 05:00 | 0 | 0.075272 | 0.04396 | 151.0325
2023-03-31 06:00 | 0 | 0.084646 | 0.08163 | 168.8425
2023-03-31 07:00 | 0 | 0.082946 | 0.13673 | 156.145
2023-03-31 08:00 | 0.11964 | 0.037628 | 0.21884 | 144.28
2023-03-31 09:00 | 0.60858 | 0.009237 | 0.27291 | 120.0892
2023-03-31 10:00 | 0.80484 | 0.07715 | 0.24529 | 125.4683
2023-03-31 11:00 | 0.72495 | 0.083676 | 0.23995 | 68.3008
2023-03-31 12:00 | 0.6709 | 0.10051 | 0.19606 | 9.1467
2023-03-31 13:00 | 0.79455 | 0.14508 | 0.16603 | 7.2575
2023-03-31 14:00 | 0.84344 | 0.17639 | 0.20397 | 26.6517
2023-03-31 15:00 | 0.71812 | 0.24919 | 0.2243 | 58.765
2023-03-31 16:00 | 0.80495 | 0.35906 | 0.20214 | 100.89
2023-03-31 17:00 | 0.72296 | 0.35145 | 0.2028 | 135.6608
2023-03-31 18:00 | 0.29555 | 0.33882 | 0.1563 | 151.8775
2023-03-31 19:00 | 0 | 0.36554 | 0.16256 | 148.9417
2023-03-31 20:00 | 0 | 0.38149 | 0.18647 | 136.9058
2023-03-31 21:00 | 0 | 0.5155 | 0.18254 | 135.8142
2023-03-31 22:00 | 0 | 0.50142 | 0.08839 | 141.9608
2023-03-31 23:00 | 0 | 0.50796 | 0.0522 | 146.6358
2023-04-01 | 0 | 0.47954 | 0.03351 | 120.75
2023-04-01 01:00 | 0 | 0.42887 | 0.03167 | 134.8317
2023-04-01 02:00 | 0 | 0.38346 | 0.03301 | 156.91
2023-04-01 03:00 | 0 | 0.33466 | 0.03669 | 140.8208
2023-04-01 04:00 | 0 | 0.29284 | 0.04447 | 129.7433
2023-04-01 05:00 | 0 | 0.36507 | 0.04441 | 143.7467
2023-04-01 06:00 | 0 | 0.43321 | 0.0686 | 173.8367
2023-04-01 07:00 | 0 | 0.30409 | 0.10173 | 123.7533
2023-04-01 08:00 | 0.1216 | 0.082077 | 0.12252 | 65.4142
2023-04-01 09:00 | 0.88244 | 0.056515 | 0.10603 | -32.0542
2023-04-01 10:00 | 0.96073 | 0.087109 | 0.09382 | -58.455
2023-04-01 11:00 | 0.95022 | 0.044693 | 0.09086 | -40.2983
2023-04-01 12:00 | 0.91149 | 0.074527 | 0.09392 | 6.675
2023-04-01 13:00 | 0.78368 | 0.099195 | 0.1027 | 22.3092
2023-04-01 14:00 | 0.89775 | 0.14847 | 0.10228 | 6.3825
2023-04-01 15:00 | 0.92913 | 0.16577 | 0.11064 | 59.0192
2023-04-01 16:00 | 0.955 | 0.18462 | 0.11667 | 113.5375
2023-04-01 17:00 | 0.94084 | 0.2032 | 0.12413 | 164.3608
2023-04-01 18:00 | 0.43443 | 0.25034 | 0.13122 | 184.8517
2023-04-01 19:00 | 0 | 0.33128 | 0.13016 | 112.8325
2023-04-01 20:00 | 0 | 0.40999 | 0.14777 | 103.5767
2023-04-01 21:00 | 0 | 0.3369 | 0.1438 | 98.4208
2023-04-01 22:00 | 0 | 0.27431 | 0.09113 | 96.535
2023-04-01 23:00 | 0 | 0.21767 | 0.02634 | 107.2358
2023-04-02 | 0 | 0.1176 | 0.02154 | 103.1042
2023-04-02 01:00 | 0 | 0.073504 | 0.02001 | 104.4775
2023-04-02 02:00 | 0 | 0.052888 | 0.02094 | 107.9988
2023-04-02 03:00 | 0 | 0.040935 | 0.0219 | 105.0725
2023-04-02 04:00 | 0 | 0.045826 | 0.01737 | 113.6125
2023-04-02 05:00 | 0 | 0.067989 | 0.02889 | 127.8183
2023-04-02 06:00 | 0 | 0.047274 | 0.08216 | 119.5133
2023-04-02 07:00 | 0 | 0.014531 | 0.1841 | 138.1442
2023-04-02 08:00 | 0.10509 | 0.002861 | 0.29765 | 105.2658
2023-04-02 09:00 | 0.8095 | 0.000502 | 0.27574 | 53.3458
2023-04-02 10:00 | 0.84547 | 0.000638 | 0.23133 | 18.2883
2023-04-02 11:00 | 0.92092 | 0.000192 | 0.21499 | -24.01
2023-04-02 12:00 | 0.88399 | 0.003692 | 0.19448 | -36.9
2023-04-02 13:00 | 0.77161 | 0.010008 | 0.18877 | -0.68333
2023-04-02 14:00 | 0.7724 | 0.029431 | 0.18034 | 22.8175
2023-04-02 15:00 | 0.50652 | 0.068847 | 0.17522 | 46.2508
2023-04-02 16:00 | 0.57066 | 0.12072 | 0.15369 | 49.7667
2023-04-02 17:00 | 0.56778 | 0.18387 | 0.14901 | 101.8433
2023-04-02 18:00 | 0.30342 | 0.28443 | 0.1538 | 226.3425
2023-04-02 19:00 | 0 | 0.4051 | 0.18412 | 301.4833
2023-04-02 20:00 | 0 | 0.30471 | 0.22535 | 126.5767
2023-04-02 21:00 | 0 | 0.31813 | 0.25961 | 112.7025
2023-04-02 22:00 | 0 | 0.31746 | 0.21726 | 109.1308
2023-04-02 23:00 | 0 | 0.26427 | 0.12958 | 114.9792
2023-04-03 | 0 | 0.099149 | 0.04873 | 115.8492
2023-04-03 01:00 | 0 | 0.007063 | 0.03272 | 101.1325
2023-04-03 02:00 | 0 | 0.002438 | 0.03048 | 98.8558
2023-04-03 03:00 | 0 | 0.000393 | 0.02929 | 80.4225
2023-04-03 04:00 | 0 | 0.002563 | 0.03767 | 91.2808
2023-04-03 05:00 | 0 | 0.003558 | 0.07144 | 96.6475
2023-04-03 06:00 | 0 | 0.00339 | 0.12643 | 105.445
2023-04-03 07:00 | 0 | 0.002649 | 0.23495 | 173.3017
2023-04-03 08:00 | 0.11026 | 0.00262 | 0.36553 | 127.0408
2023-04-03 09:00 | 0.85278 | 0.00077 | 0.39816 | 91.9933
2023-04-03 10:00 | 0.8547 | 0.000198 | 0.38775 | 98.0658
2023-04-03 11:00 | 0.87355 | 0.002071 | 0.30082 | 36.6575
2023-04-03 12:00 | 0.8372 | 0.037376 | 0.24929 | 6.8925
2023-04-03 13:00 | 0.6807 | 0.061462 | 0.22497 | -5.9333
2023-04-03 14:00 | 0.85406 | 0.050426 | 0.20606 | 18.0142
2023-04-03 15:00 | 0.87579 | 0.044013 | 0.17471 | 38.3792
2023-04-03 16:00 | 0.90744 | 0.021384 | 0.15693 | 78.6525
2023-04-03 17:00 | 0.89394 | 0.004304 | 0.16296 | 119.8067
2023-04-03 18:00 | 0.40911 | 0.008316 | 0.17761 | 210.9025
2023-04-03 19:00 | 0 | 0.045121 | 0.23814 | 293.6725
2023-04-03 20:00 | 0 | 0.040055 | 0.28194 | 188.4317
2023-04-03 21:00 | 0 | 0.019151 | 0.29453 | 153.0625
2023-04-03 22:00 | 0 | 0.013858 | 0.19363 | 138.2275
2023-04-03 23:00 | 0 | 0.026033 | 0.11393 | 140.9575
2023-04-04 | 0 | 0.053359 | 0.07239 | 149.665
2023-04-04 01:00 | 0 | 0.059739 | 0.03496 | 124.25
2023-04-04 02:00 | 0 | 0.032976 | 0.03268 | 127.2108
2023-04-04 03:00 | 0 | 0.03213 | 0.03241 | 115.2983
2023-04-04 04:00 | 0 | 0.046551 | 0.03974 | 115.78
2023-04-04 05:00 | 0 | 0.063434 | 0.06105 | 134.9575
2023-04-04 06:00 | 0 | 0.067738 | 0.13048 | 135.3692
2023-04-04 07:00 | 0 | 0.07206 | 0.20588 | 220.7725
2023-04-04 08:00 | 0.093503 | 0.0671 | 0.2777 | 153.465
2023-04-04 09:00 | 0.83954 | 0.061816 | 0.25097 | 101.035
2023-04-04 10:00 | 0.9029 | 0.029475 | 0.24161 | 89.8192
2023-04-04 11:00 | 0.87906 | 0.096642 | 0.237 | 54.6092
2023-04-04 12:00 | 0.85559 | 0.12687 | 0.1846 | 76.9475
2023-04-04 13:00 | 0.72075 | 0.096175 | 0.14244 | 74.1917
2023-04-04 14:00 | 0.83118 | 0.062892 | 0.12543 | 75.1225
2023-04-04 15:00 | 0.87105 | 0.07675 | 0.1202 | 84.82
2023-04-04 16:00 | 0.88407 | 0.23467 | 0.12368 | 118.5042
2023-04-04 17:00 | 0.87491 | 0.523 | 0.14271 | 144.2642
2023-04-04 18:00 | 0.39131 | 0.69832 | 0.14014 | 210.0517
2023-04-04 19:00 | 0 | 0.76565 | 0.13644 | 267.4167
2023-04-04 20:00 | 0 | 0.4582 | 0.14783 | 152.8242
2023-04-04 21:00 | 0 | 0.28428 | 0.13809 | 132.5625
2023-04-04 22:00 | 0 | 0.31217 | 0.10883 | 139.6917
2023-04-04 23:00 | 0 | 0.31596 | 0.0541 | 146.1067
2023-04-05 | 0 | 0.18572 | 0.03044 | 135.2667
2023-04-05 01:00 | 0 | 0.21683 | 0.02751 | 128.7492
2023-04-05 02:00 | 0 | 0.22964 | 0.02806 | 112.8892
2023-04-05 03:00 | 0 | 0.064956 | 0.03168 | 108.5075
2023-04-05 04:00 | 0 | 0.008324 | 0.0586 | 119.3167
2023-04-05 05:00 | 0 | 0.00679 | 0.12524 | 106.7917
2023-04-05 06:00 | 0 | 0.006976 | 0.22698 | 115.0475
2023-04-05 07:00 | 0 | 0.010938 | 0.30432 | 154.8592
2023-04-05 08:00 | 0.097525 | 0.020634 | 0.34973 | 118.4217
2023-04-05 09:00 | 0.86723 | 0.054035 | 0.3492 | 98.6175
2023-04-05 10:00 | 0.91305 | 0.092874 | 0.32494 | 93.3867
2023-04-05 11:00 | 0.82707 | 0.08313 | 0.22505 | 78.3725
2023-04-05 12:00 | 0.81771 | 0.043448 | 0.27628 | 79.4508
2023-04-05 13:00 | 0.64748 | 0.047088 | 0.2539 | 63.3517
2023-04-05 14:00 | 0.79909 | 0.14087 | 0.2536 | 69.5125
2023-04-05 15:00 | 0.75612 | 0.33544 | 0.31387 | 91.4392
2023-04-05 16:00 | 0.73453 | 0.58032 | 0.354 | 98.6975
2023-04-05 17:00 | 0.29539 | 0.7887 | 0.35424 | 153.6708
2023-04-05 18:00 | 0.035399 | 0.85272 | 0.34157 | 257.3458
2023-04-05 19:00 | 0 | 0.86786 | 0.34629 | 230.125
2023-04-05 20:00 | 0 | 0.85967 | 0.28951 | 151.0417
2023-04-05 21:00 | 0 | 0.80895 | 0.30051 | 136.51
2023-04-05 22:00 | 0 | 0.70552 | 0.29154 | 124.6158
2023-04-05 23:00 | 0 | 0.56829 | 0.25734 | 135.1975
2023-04-06 | 0 | 0.57249 | 0.13225 | 133.2067
2023-04-06 01:00 | 0 | 0.60131 | 0.05385 | 109.4583
2023-04-06 02:00 | 0 | 0.58654 | 0.05288 | 100.2517
2023-04-06 03:00 | 0 | 0.49489 | 0.05885 | 95.6367
2023-04-06 04:00 | 0 | 0.41378 | 0.05858 | 88.0917
2023-04-06 05:00 | 0 | 0.36336 | 0.09278 | 89.8217
2023-04-06 06:00 | 0 | 0.30114 | 0.11246 | 100.2317
2023-04-06 07:00 | 0 | 0.26788 | 0.14036 | 110.255
2023-04-06 08:00 | 0.12717 | 0.184 | 0.19609 | 105.0092
2023-04-06 09:00 | 0.77762 | 0.153 | 0.27119 | 104.8433
2023-04-06 10:00 | 0.89948 | 0.18618 | 0.19276 | 105.0108
2023-04-06 11:00 | 0.87895 | 0.15827 | 0.0767 | 59.0933
2023-04-06 12:00 | 0.82817 | 0.093638 | 0.19635 | 34.6442
2023-04-06 13:00 | 0.73716 | 0.083692 | 0.22495 | 43.69
2023-04-06 14:00 | 0.8061 | 0.15091 | 0.10983 | 67.9458
2023-04-06 15:00 | 0.8734 | 0.30987 | 0.08337 | 105.9075
2023-04-06 16:00 | 0.90515 | 0.47081 | 0.08399 | 132.0983
2023-04-06 17:00 | 0.85966 | 0.56876 | 0.0574 | 90.3217
2023-04-06 18:00 | 0.36922 | 0.56233 | 0.04972 | 135.6292
2023-04-06 19:00 | 0 | 0.65217 | 0.04905 | 164.2117
2023-04-06 20:00 | 0 | 0.66317 | 0.04997 | 161.1375
2023-04-06 21:00 | 0 | 0.56306 | 0.04533 | 79.4008
2023-04-06 22:00 | 0 | 0.46079 | 0.04723 | 48.43
2023-04-06 23:00 | 0 | 0.30288 | 0.04373 | 95.9333
2023-04-07 | 0 | 0.1924 | 0.03949 | 89.2133
2023-04-07 01:00 | 0 | 0.035276 | 0.03766 | 57.2033
2023-04-07 02:00 | 0 | 0.011521 | 0.02743 | 64.5242
2023-04-07 03:00 | 0 | 0.03956 | 0.02801 | 68.07
2023-04-07 04:00 | 0 | 0.076964 | 0.03399 | 64.8975
2023-04-07 05:00 | 0 | 0.0181 | 0.03319 | 66.0458
2023-04-07 06:00 | 0 | 0.00291 | 0.03432 | 67.3017
2023-04-07 07:00 | 0 | 0.006467 | 0.0327 | 73.285
2023-04-07 08:00 | 0.11568 | 0.003353 | 0.03506 | 62.4617
2023-04-07 09:00 | 0.84881 | 0 | 0.03798 | -52.7383
2023-04-07 10:00 | 0.91998 | 0 | 0.03822 | -64.1492
2023-04-07 11:00 | 0.89373 | 0.001166 | 0.03665 | -84.8625
2023-04-07 12:00 | 0.84135 | 0.012742 | 0.04044 | -86.0692
2023-04-07 13:00 | 0.74147 | 0.10723 | 0.06213 | -97.8858
2023-04-07 14:00 | 0.81172 | 0.20812 | 0.11411 | -120.3275
2023-04-07 15:00 | 0.80601 | 0.27096 | 0.14803 | -115.9983
2023-04-07 16:00 | 0.72251 | 0.29585 | 0.15968 | -67.41
2023-04-07 17:00 | 0.76209 | 0.30654 | 0.16002 | -58.5942
2023-04-07 18:00 | 0.35773 | 0.32756 | 0.13254 | -24.725
2023-04-07 19:00 | 0 | 0.44015 | 0.06409 | 49.3717
2023-04-07 20:00 | 0 | 0.52424 | 0.09697 | 38.6308
2023-04-07 21:00 | 0 | 0.45489 | 0.11971 | 21.3483
2023-04-07 22:00 | 0 | 0.37625 | 0.11138 | 19.7067
2023-04-07 23:00 | 0 | 0.24054 | 0.05665 | 9.0475
2023-04-08 | 0 | 0.1132 | 0.05156 | 43.4067
2023-04-08 01:00 | 0 | 0.055037 | 0.03898 | 33.4017
2023-04-08 02:00 | 0 | 0.034983 | 0.03624 | 29.0583
2023-04-08 03:00 | 0 | 0.062104 | 0.03364 | 9.6092
2023-04-08 04:00 | 0 | 0.097992 | 0.03386 | 6.8017
2023-04-08 05:00 | 0 | 0.12571 | 0.03387 | 11.6667
2023-04-08 06:00 | 0 | 0.096113 | 0.03555 | 14.955
2023-04-08 07:00 | 0 | 0.075012 | 0.03694 | 20.3
2023-04-08 08:00 | 0.11109 | 0.050737 | 0.05311 | -25.4175
2023-04-08 09:00 | 0.81757 | 0.054942 | 0.07989 | -40.9883
2023-04-08 10:00 | 0.8867 | 0.034864 | 0.11605 | -41.8467
2023-04-08 11:00 | 0.84806 | 0.037906 | 0.13295 | -45.0458
2023-04-08 12:00 | 0.82027 | 0.053132 | 0.09785 | -48.7117
2023-04-08 13:00 | 0.70089 | 0.055969 | 0.05938 | -50.975
2023-04-08 14:00 | 0.71142 | 0.047666 | 0.10057 | -51.2417
2023-04-08 15:00 | 0.77938 | 0.015031 | 0.10356 | -48.85
2023-04-08 16:00 | 0.71754 | 0.003403 | 0.10154 | -57.5083
2023-04-08 17:00 | 0.83812 | 0.002552 | 0.15281 | -46.9908
2023-04-08 18:00 | 0.32822 | 0.000805 | 0.21253 | -15.1142
2023-04-08 19:00 | 0 | 0.00059 | 0.2594 | 69.0833
2023-04-08 20:00 | 0 | 0.001005 | 0.30467 | 55.4117
2023-04-08 21:00 | 0 | 0.021281 | 0.33918 | 62.7683
2023-04-08 22:00 | 0 | 0.084043 | 0.25485 | 45.8525
2023-04-08 23:00 | 0 | 0.35607 | 0.15673 | 31.7767
2023-04-09 | 0 | 0.7736 | 0.12674 | 32.4558
2023-04-09 01:00 | 0 | 0.89424 | 0.11444 | 34.78
2023-04-09 02:00 | 0 | 0.90252 | 0.07991 | 23.3558
2023-04-09 03:00 | 0 | 0.9112 | 0.07341 | 14.8525
2023-04-09 04:00 | 0 | 0.90694 | 0.07854 | 19.6
2023-04-09 05:00 | 0 | 0.89482 | 0.07429 | 37.8775
2023-04-09 06:00 | 0 | 0.83399 | 0.11398 | 40.0742
2023-04-09 07:00 | 0 | 0.69682 | 0.2257 | 52.1708
2023-04-09 08:00 | 0.10834 | 0.56682 | 0.30746 | 17.3783
2023-04-09 09:00 | 0.81874 | 0.38892 | 0.32305 | 11.0267
2023-04-09 10:00 | 0.87396 | 0.28042 | 0.33785 | 104.9733
2023-04-09 11:00 | 0.85058 | 0.35582 | 0.35642 | -37.89
2023-04-09 12:00 | 0.80609 | 0.43809 | 0.36531 | -49.9442
2023-04-09 13:00 | 0.7312 | 0.36778 | 0.37836 | -44.87
2023-04-09 14:00 | 0.8094 | 0.15491 | 0.40349 | -50.4325
2023-04-09 15:00 | 0.84124 | 0.11598 | 0.38763 | -41.8742
2023-04-09 16:00 | 0.87445 | 0.06856 | 0.393 | -38.7492
2023-04-09 17:00 | 0.83449 | 0.007086 | 0.41517 | 40.9283
2023-04-09 18:00 | 0.36444 | 0.000421 | 0.40774 | 115.2808
2023-04-09 19:00 | 0 | 0.036271 | 0.42474 | 126.1317
2023-04-09 20:00 | 0 | 0.32529 | 0.42819 | 104.4733
2023-04-09 21:00 | 0 | 0.54096 | 0.41059 | 111.4108
2023-04-09 22:00 | 0 | 0.59037 | 0.24251 | 107.2892
2023-04-09 23:00 | 0 | 0.69095 | 0.09071 | 102.5092
2023-04-10 | 0 | 0.63558 | 0.04389 | 107.3233
2023-04-10 01:00 | 0 | 0.60396 | 0.03965 | 136.45
2023-04-10 02:00 | 0 | 0.60375 | 0.04099 | 86.1933
2023-04-10 03:00 | 0 | 0.53888 | 0.04024 | 78.9092
2023-04-10 04:00 | 0 | 0.53724 | 0.0385 | 90.5008
2023-04-10 05:00 | 0 | 0.51262 | 0.04561 | 83.4925
2023-04-10 06:00 | 0 | 0.54378 | 0.12637 | 91.5292
2023-04-10 07:00 | 0 | 0.5547 | 0.25816 | 100.6975
2023-04-10 08:00 | 0.09023 | 0.38578 | 0.33076 | 70.475
2023-04-10 09:00 | 0.82055 | 0.33852 | 0.34601 | 1.4475
2023-04-10 10:00 | 0.87574 | 0.2717 | 0.2741 | -6.395
2023-04-10 11:00 | 0.85873 | 0.33534 | 0.19912 | -11.8208
2023-04-10 12:00 | 0.80583 | 0.38993 | 0.14305 | -20.6775
2023-04-10 13:00 | 0.71998 | 0.47863 | 0.13719 | -12.8717
2023-04-10 14:00 | 0.78572 | 0.54714 | 0.13132 | -26.505
2023-04-10 15:00 | 0.81685 | 0.35911 | 0.13549 | -2.2942
2023-04-10 16:00 | 0.83315 | 0.24281 | 0.13892 | 32.91
2023-04-10 17:00 | 0.80435 | 0.2908 | 0.12464 | 103.0733
2023-04-10 18:00 | 0.26635 | 0.53475 | 0.10611 | 278.0217
2023-04-10 19:00 | 0 | 0.50349 | 0.09943 | 219.1958
2023-04-10 20:00 | 0 | 0.1576 | 0.09474 | 155.4183
2023-04-10 21:00 | 0 | 0.27289 | 0.09331 | 129.2333
2023-04-10 22:00 | 0 | 0.26064 | 0.08159 | 124.8042
2023-04-10 23:00 | 0 | 0.31011 | 0.04012 | 107.8842
2023-04-11 | 0 | 0.39049 | 0.03468 | 99.8783
2023-04-11 01:00 | 0 | 0.2542 | 0.0322 | 102.3508
2023-04-11 02:00 | 0 | 0.25315 | 0.03517 | 92.2742
2023-04-11 03:00 | 0 | 0.18625 | 0.04431 | 82.4117
2023-04-11 04:00 | 0 | 0.12272 | 0.03248 | 73.7217
2023-04-11 05:00 | 0 | 0.11578 | 0.03074 | 65.6933
2023-04-11 06:00 | 0 | 0.13756 | 0.03948 | 55.4492
2023-04-11 07:00 | 0 | 0.15197 | 0.05603 | 28.2325
2023-04-11 08:00 | 0.10852 | 0.11668 | 0.05898 | 76.4875
2023-04-11 09:00 | 0.69878 | 0.11329 | 0.05258 | 70.0592
2023-04-11 10:00 | 0.8168 | 0.070367 | 0.03901 | 36.4567
2023-04-11 11:00 | 0.83582 | 0.11051 | 0.03013 | -8.0042
2023-04-11 12:00 | 0.76327 | 0.13351 | 0.03119 | 6.715
2023-04-11 13:00 | 0.73114 | 0.10591 | 0.03165 | 41.915
2023-04-11 14:00 | 0.79083 | 0.13229 | 0.0321 | 76.85
2023-04-11 15:00 | 0.83963 | 0.23408 | 0.03376 | 77.7808
2023-04-11 16:00 | 0.85799 | 0.45403 | 0.03606 | 75.0783
2023-04-11 17:00 | 0.81829 | 0.69974 | 0.03859 | 170.6942
2023-04-11 18:00 | 0.18851 | 0.75855 | 0.03912 | 153.1033
2023-04-11 19:00 | 0 | 0.71692 | 0.03802 | 141.3358
2023-04-11 20:00 | 0 | 0.68929 | 0.0418 | 104.5
2023-04-11 21:00 | 0 | 0.53965 | 0.04033 | 98.83
2023-04-11 22:00 | 0 | 0.37685 | 0.03526 | 42.4208
2023-04-11 23:00 | 0 | 0.24724 | 0.03113 | -36.2108
2023-04-12 | 0 | 0.16887 | 0.02774 | -46.7333
2023-04-12 01:00 | 0 | 0.22587 | 0.02636 | -46.7667
2023-04-12 02:00 | 0 | 0.20972 | 0.02725 | -40.7292
2023-04-12 03:00 | 0 | 0.19623 | 0.02814 | -40.8742
2023-04-12 04:00 | 0 | 0.15458 | 0.02937 | -30.8242
2023-04-12 05:00 | 0 | 0.17339 | 0.02967 | -34.895
2023-04-12 06:00 | 0 | 0.19339 | 0.02929 | -29.4183
2023-04-12 07:00 | 0 | 0.22202 | 0.05064 | 18.5658
2023-04-12 08:00 | 0.10549 | 0.22075 | 0.08527 | 49.1275
2023-04-12 09:00 | 0.608 | 0.14858 | 0.09625 | 7.1775
2023-04-12 10:00 | 0.84224 | 0.086772 | 0.1083 | -45.2692
2023-04-12 11:00 | 0.726 | 0.11367 | 0.11993 | -36.8508
2023-04-12 12:00 | 0.73288 | 0.10986 | 0.12185 | -48.3667
2023-04-12 13:00 | 0.65824 | 0.076216 | 0.13074 | -73.52
2023-04-12 14:00 | 0.77437 | 0.015632 | 0.1565 | -93.8325
2023-04-12 15:00 | 0.70566 | 0.002006 | 0.17926 | -83.8167
2023-04-12 16:00 | 0.72496 | 0.002489 | 0.21025 | -51.1142
2023-04-12 17:00 | 0.47296 | 0.019818 | 0.2229 | -40.6642
2023-04-12 18:00 | 0.099623 | 0.098031 | 0.28055 | 16.6975
2023-04-12 19:00 | 0 | 0.29555 | 0.28713 | 107.5375
2023-04-12 20:00 | 0 | 0.26525 | 0.29986 | 116.515
2023-04-12 21:00 | 0 | 0.33379 | 0.31495 | 130.9208
2023-04-12 22:00 | 0 | 0.41209 | 0.24725 | 141.3058
2023-04-12 23:00 | 0 | 0.49134 | 0.1777 | 113.7042
2023-04-13 | 0 | 0.58774 | 0.15013 | 113.4008
2023-04-13 01:00 | 0 | 0.46713 | 0.12288 | 111.4417
2023-04-13 02:00 | 0 | 0.43024 | 0.11938 | 113.4633
2023-04-13 03:00 | 0 | 0.45176 | 0.11119 | 108.8192
2023-04-13 04:00 | 0 | 0.40003 | 0.08848 | 111.8592
2023-04-13 05:00 | 0 | 0.36034 | 0.09784 | 133.6233
2023-04-13 06:00 | 0 | 0.27523 | 0.16005 | 121.4217
2023-04-13 07:00 | 0 | 0.068496 | 0.25985 | 158.6558
2023-04-13 08:00 | 0.10684 | 0.033347 | 0.33618 | 138.4267
2023-04-13 09:00 | 0.65957 | 0.02724 | 0.32344 | 109.8758
2023-04-13 10:00 | 0.61896 | 0.017741 | 0.27603 | 93.3717
2023-04-13 11:00 | 0.51134 | 0.000921 | 0.19952 | 62.445
2023-04-13 12:00 | 0.62899 | 0.001664 | 0.17067 | 48.5517
2023-04-13 13:00 | 0.65526 | 0.081024 | 0.14052 | 57.7017
2023-04-13 14:00 | 0.76691 | 0.19221 | 0.13384 | 55.2833
2023-04-13 15:00 | 0.79199 | 0.44444 | 0.12724 | 49.6317
2023-04-13 16:00 | 0.79754 | 0.55513 | 0.10677 | 58.3192
2023-04-13 17:00 | 0.76845 | 0.38344 | 0.09187 | 120.2383
2023-04-13 18:00 | 0.11083 | 0.25138 | 0.08401 | 273.7433
2023-04-13 19:00 | 0 | 0.23641 | 0.08128 | 268.7958
2023-04-13 20:00 | 0 | 0.33301 | 0.07902 | 132.2683
2023-04-13 21:00 | 0 | 0.287 | 0.06959 | 123.99
2023-04-13 22:00 | 0 | 0.20347 | 0.06521 | 113.7542
2023-04-13 23:00 | 0 | 0.12093 | 0.05544 | 101.6775
2023-04-14 | 0 | 0.055858 | 0.03181 | 100.0683
2023-04-14 01:00 | 0 | 0.10697 | 0.02932 | 99.9525
2023-04-14 02:00 | 0 | 0.052687 | 0.02944 | 87.3258
2023-04-14 03:00 | 0 | 0.043524 | 0.02957 | 79.9758
2023-04-14 04:00 | 0 | 0.052312 | 0.02998 | 73.7533
2023-04-14 05:00 | 0 | 0.084007 | 0.0292 | 73.4625
2023-04-14 06:00 | 0 | 0.075534 | 0.03226 | 77.225
2023-04-14 07:00 | 0 | 0.063084 | 0.04307 | 89.5733
2023-04-14 08:00 | 0.058031 | 0.031563 | 0.04782 | 65.8558
2023-04-14 09:00 | 0.15057 | 0.013296 | 0.03882 | 4.445
2023-04-14 10:00 | 0.38992 | 0.004614 | 0.032 | -50.5417
2023-04-14 11:00 | 0.50426 | 0.027662 | 0.03183 | -53.8333
2023-04-14 12:00 | 0.43101 | 0.043337 | 0.0343 | -68.6433
2023-04-14 13:00 | 0.28068 | 0.045125 | 0.03466 | -48.4625
2023-04-14 14:00 | 0.1388 | 0.059416 | 0.03478 | -48.3667
2023-04-14 15:00 | 0.089584 | 0.06475 | 0.03665 | -48.1325
2023-04-14 16:00 | 0.041526 | 0.082678 | 0.03833 | -3.7317
2023-04-14 17:00 | 0.071056 | 0.092248 | 0.04033 | 70.625
2023-04-14 18:00 | 0.043332 | 0.16196 | 0.04063 | 116.035
2023-04-14 19:00 | 0 | 0.25806 | 0.04067 | 100.9
2023-04-14 20:00 | 0 | 0.24037 | 0.04479 | 76.5725
2023-04-14 21:00 | 0 | 0.23634 | 0.07188 | 49.6758
2023-04-14 22:00 | 0 | 0.27731 | 0.18828 | -35.9733
2023-04-14 23:00 | 0 | 0.25683 | 0.25885 | -45.9325
2023-04-15 | 0 | 0.25912 | 0.1972 | -45.04
2023-04-15 01:00 | 0 | 0.30894 | 0.13354 | -46.9
2023-04-15 02:00 | 0 | 0.29776 | 0.06142 | -49
2023-04-15 03:00 | 0 | 0.26118 | 0.03935 | -51.935
2023-04-15 04:00 | 0 | 0.2341 | 0.02884 | -50
2023-04-15 05:00 | 0 | 0.18316 | 0.03116 | -48.625
2023-04-15 06:00 | 0 | 0.2155 | 0.03534 | -47.675
2023-04-15 07:00 | 0 | 0.22076 | 0.09934 | -14.8717
2023-04-15 08:00 | 0.097818 | 0.15638 | 0.08143 | 5
2023-04-15 09:00 | 0.398 | 0.13709 | 0.04386 | 97.2725
2023-04-15 10:00 | 0.7761 | 0.11438 | 0.03897 | 102.5142
2023-04-15 11:00 | 0.79169 | 0.17855 | 0.04303 | -14.6758
2023-04-15 12:00 | 0.76722 | 0.17719 | 0.0404 | -2.8492
2023-04-15 13:00 | 0.72222 | 0.13054 | 0.03938 | 35.7683
2023-04-15 14:00 | 0.79034 | 0.11741 | 0.03813 | 21.735
2023-04-15 15:00 | 0.82597 | 0.1159 | 0.03887 | -49
2023-04-15 16:00 | 0.85282 | 0.10381 | 0.04174 | 35.5108
2023-04-15 17:00 | 0.8012 | 0.095389 | 0.0456 | 109.0608
2023-04-15 18:00 | 0.10894 | 0.064189 | 0.04679 | 174.12
2023-04-15 19:00 | 0 | 0.079277 | 0.05202 | 145.4708
2023-04-15 20:00 | 0 | 0.12494 | 0.12005 | 91.215
2023-04-15 21:00 | 0 | 0.17258 | 0.17537 | 106.0725
2023-04-15 22:00 | 0 | 0.16745 | 0.11606 | 113.2733
2023-04-15 23:00 | 0 | 0.18177 | 0.04759 | 105.4933
2023-04-16 | 0 | 0.21104 | 0.03648 | 95.9225
2023-04-16 01:00 | 0 | 0.27516 | 0.03565 | 90.9425
2023-04-16 02:00 | 0 | 0.35344 | 0.01074 | 82.8825
2023-04-16 03:00 | 0 | 0.44928 | 0.01563 | 73.13
2023-04-16 04:00 | 0 | 0.54082 | 0.01716 | 75.3342
2023-04-16 05:00 | 0 | 0.49344 | 0.02673 | 68.2742
2023-04-16 06:00 | 0 | 0.42892 | 0.04496 | 62.6842
2023-04-16 07:00 | 0 | 0.38315 | 0.09917 | 78.7917
2023-04-16 08:00 | 0.098619 | 0.2901 | 0.21651 | 67.0442
2023-04-16 09:00 | 0.44836 | 0.26225 | 0.29944 | 58.0775
2023-04-16 10:00 | 0.80196 | 0.14569 | 0.34807 | 5.6358
2023-04-16 11:00 | 0.80716 | 0.18158 | 0.35871 | -43.41
2023-04-16 12:00 | 0.77227 | 0.14144 | 0.38538 | -63.5417
2023-04-16 13:00 | 0.71996 | 0.071817 | 0.39129 | -49.995
2023-04-16 14:00 | 0.76282 | 0.044278 | 0.39701 | -80.1158
2023-04-16 15:00 | 0.79144 | 0.021384 | 0.38494 | -103.4008
2023-04-16 16:00 | 0.81503 | 0.018716 | 0.39676 | -76.9333
2023-04-16 17:00 | 0.74889 | 0.025878 | 0.39668 | -17.3375
2023-04-16 18:00 | 0.10325 | 0.052826 | 0.39578 | 110.2358
2023-04-16 19:00 | 0 | 0.15029 | 0.39442 | 194.4508
2023-04-16 20:00 | 0 | 0.15552 | 0.37111 | 164.3667
2023-04-16 21:00 | 0 | 0.35204 | 0.37617 | 187.0775
2023-04-16 22:00 | 0 | 0.41099 | 0.29365 | 142.8242
2023-04-16 23:00 | 0 | 0.5225 | 0.16642 | 154.325
2023-04-17 | 0 | 0.47769 | 0.0843 | 168.58
2023-04-17 01:00 | 0 | 0.41494 | 0.04726 | 182.5358
2023-04-17 02:00 | 0 | 0.35371 | 0.0439 | 121.7533
2023-04-17 03:00 | 0 | 0.29879 | 0.04281 | 114.3342
2023-04-17 04:00 | 0 | 0.19575 | 0.05234 | 111.6942
2023-04-17 05:00 | 0 | 0.14388 | 0.07444 | 105.1125
2023-04-17 06:00 | 0 | 0.091275 | 0.13833 | 119.7342
2023-04-17 07:00 | 0 | 0.069994 | 0.29075 | 216.3292
2023-04-17 08:00 | 0.06712 | 0.054958 | 0.37063 | 171.1925
2023-04-17 09:00 | 0.34818 | 0.11158 | 0.37648 | 97.7433
2023-04-17 10:00 | 0.28847 | 0.063275 | 0.39498 | 66.09
2023-04-17 11:00 | 0.12612 | 0.041398 | 0.40725 | 16.1275
2023-04-17 12:00 | 0.089917 | 0.016944 | 0.41301 | -6.4508
2023-04-17 13:00 | 0.081978 | 0.00179 | 0.40641 | 21.4617
2023-04-17 14:00 | 0.37287 | 0.00226 | 0.41454 | 63.6667
2023-04-17 15:00 | 0.30394 | 0.040047 | 0.43919 | 70.4933
2023-04-17 16:00 | 0.20759 | 0.15665 | 0.44664 | 79.7433
2023-04-17 17:00 | 0.13713 | 0.4207 | 0.44121 | 148.1808
2023-04-17 18:00 | 0.039631 | 0.65031 | 0.42973 | 420.855
2023-04-17 19:00 | 0 | 0.73581 | 0.42553 | 357.1617
2023-04-17 20:00 | 0 | 0.72152 | 0.40169 | 232.57
2023-04-17 21:00 | 0 | 0.54306 | 0.38667 | 193.8408
2023-04-17 22:00 | 0 | 0.48552 | 0.3121 | 169.0792
2023-04-17 23:00 | 0 | 0.38014 | 0.15518 | 172.5008
2023-04-18 | 0 | 0.29353 | 0.07021 | 178.2192
2023-04-18 01:00 | 0 | 0.41765 | 0.03112 | 261.1525
2023-04-18 02:00 | 0 | 0.66778 | 0.03769 | 457.8717
2023-04-18 03:00 | 0 | 0.59446 | 0.04063 | 117.6233
2023-04-18 04:00 | 0 | 0.43196 | 0.0435 | 102.0475
2023-04-18 05:00 | 0 | 0.26209 | 0.06033 | 101.5542
2023-04-18 06:00 | 0 | 0.34001 | 0.12615 | 109.4425
2023-04-18 07:00 | 0 | 0.44207 | 0.25266 | 131.9575
2023-04-18 08:00 | 0.018197 | 0.35424 | 0.32201 | 132.9175
2023-04-18 09:00 | 0.057463 | 0.42591 | 0.34184 | 58.6775
2023-04-18 10:00 | 0.12331 | 0.68266 | 0.29749 | 18.4842
2023-04-18 11:00 | 0.2027 | 0.61928 | 0.23128 | -14.8942
2023-04-18 12:00 | 0.15944 | 0.57288 | 0.17316 | -37.6383
2023-04-18 13:00 | 0.13488 | 0.60356 | 0.17835 | -57.3458
2023-04-18 14:00 | 0.12446 | 0.59577 | 0.18559 | -70.8683
2023-04-18 15:00 | 0.1078 | 0.60721 | 0.21439 | -23.3083
2023-04-18 16:00 | 0.06334 | 0.63697 | 0.17667 | 53.7625
2023-04-18 17:00 | 0.038955 | 0.58983 | 0.13781 | 165.8833
2023-04-18 18:00 | 0.024789 | 0.3714 | 0.18166 | 274.4808
2023-04-18 19:00 | 0 | 0.24908 | 0.20704 | 264.845
2023-04-18 20:00 | 0 | 0.13644 | 0.21995 | 167.4858
2023-04-18 21:00 | 0 | 0.058655 | 0.25047 | 153.8333
2023-04-18 22:00 | 0 | 0.00174 | 0.20303 | 160.8658
2023-04-18 23:00 | 0 | 0.002453 | 0.11471 | 153.8233
2023-04-19 | 0 | 0.00223 | 0.04721 | 144.4917
2023-04-19 01:00 | 0 | 0.0124 | 0.02426 | 158.4633
2023-04-19 02:00 | 0 | 0.014697 | 0.02341 | 148.0642
2023-04-19 03:00 | 0 | 0.011385 | 0.02628 | 103.8308
2023-04-19 04:00 | 0 | 0.00753 | 0.02748 | 92.1892
2023-04-19 05:00 | 0 | 0.016513 | 0.02969 | 90.9583
2023-04-19 06:00 | 0 | 0.012169 | 0.06833 | 106.3675
2023-04-19 07:00 | 0 | 0.018045 | 0.18301 | 207.5492
2023-04-19 08:00 | 0.081874 | 0.050709 | 0.21023 | 137.19
2023-04-19 09:00 | 0.19653 | 0.059793 | 0.20355 | 102.6842
2023-04-19 10:00 | 0.35665 | 0.065914 | 0.20684 | 40.8417
2023-04-19 11:00 | 0.53357 | 0.10914 | 0.22146 | -16.21
2023-04-19 12:00 | 0.55918 | 0.15442 | 0.24134 | -10.4158
2023-04-19 13:00 | 0.71597 | 0.14615 | 0.29774 | -8.13
2023-04-19 14:00 | 0.80204 | 0.16167 | 0.33268 | 1.695
2023-04-19 15:00 | 0.84431 | 0.11884 | 0.32395 | -18
2023-04-19 16:00 | 0.87101 | 0.065505 | 0.3315 | 2.0725
2023-04-19 17:00 | 0.83449 | 0.045527 | 0.36024 | 141.3425
2023-04-19 18:00 | 0.099265 | 0.044142 | 0.35883 | 262.9442
2023-04-19 19:00 | 0 | 0.051871 | 0.33404 | 254.1075
2023-04-19 20:00 | 0 | 0.007668 | 0.31093 | 167.5533
2023-04-19 21:00 | 0 | 0.007988 | 0.31605 | 204.6158
2023-04-19 22:00 | 0 | 0.00948 | 0.2913 | 189.0275
2023-04-19 23:00 | 0 | 0.010689 | 0.24005 | 192.9208
2023-04-20 | 0 | 0.049078 | 0.17133 | 183.9133
2023-04-20 01:00 | 0 | 0.082018 | 0.14563 | 148.38
2023-04-20 02:00 | 0 | 0.15104 | 0.14057 | 120.3633
2023-04-20 03:00 | 0 | 0.14769 | 0.16105 | 109.8467
2023-04-20 04:00 | 0 | 0.17183 | 0.1573 | 110.9475
2023-04-20 05:00 | 0 | 0.15728 | 0.13385 | 110.92
2023-04-20 06:00 | 0 | 0.16343 | 0.14491 | 121.22
2023-04-20 07:00 | 0 | 0.10251 | 0.20915 | 167.4283
2023-04-20 08:00 | 0.092362 | 0.016319 | 0.23763 | 172.9142
2023-04-20 09:00 | 0.43126 | 0.008668 | 0.22391 | 119.15
2023-04-20 10:00 | 0.59071 | 0.009845 | 0.2112 | 103.8575
2023-04-20 11:00 | 0.52993 | 0.017336 | 0.21789 | 76.6517
2023-04-20 12:00 | 0.63074 | 0.007693 | 0.19894 | 47.0017
2023-04-20 13:00 | 0.4526 | 0.000724 | 0.19782 | 33.1342
2023-04-20 14:00 | 0.40142 | 0.003523 | 0.19478 | 83.475
2023-04-20 15:00 | 0.26554 | 0.030305 | 0.20835 | 113.865
2023-04-20 16:00 | 0.17369 | 0.099007 | 0.22949 | 98.6133
2023-04-20 17:00 | 0.20524 | 0.24285 | 0.22475 | 138.9642
2023-04-20 18:00 | 0.069142 | 0.35693 | 0.19781 | 240.8117
2023-04-20 19:00 | 0 | 0.37596 | 0.18325 | 294.9333
2023-04-20 20:00 | 0 | 0.39905 | 0.21867 | 182.6883
2023-04-20 21:00 | 0 | 0.31655 | 0.26056 | 147.6775
2023-04-20 22:00 | 0 | 0.30389 | 0.2166 | 154.2392
2023-04-20 23:00 | 0 | 0.29402 | 0.12821 | 161.705
2023-04-21 | 0 | 0.33223 | 0.09941 | 144.8725
2023-04-21 01:00 | 0 | 0.40169 | 0.09332 | 139.7867
2023-04-21 02:00 | 0 | 0.37732 | 0.10988 | 111.5
2023-04-21 03:00 | 0 | 0.39863 | 0.09297 | 108.55
2023-04-21 04:00 | 0 | 0.38327 | 0.0807 | 101.815
2023-04-21 05:00 | 0 | 0.31136 | 0.10747 | 91.2475
2023-04-21 06:00 | 0 | 0.28268 | 0.16075 | 103.7358
2023-04-21 07:00 | 0 | 0.29695 | 0.26669 | 134.2475
2023-04-21 08:00 | 0.08794 | 0.18888 | 0.32688 | 133.39
2023-04-21 09:00 | 0.45804 | 0.11664 | 0.27699 | 92.3458
2023-04-21 10:00 | 0.75907 | 0.22838 | 0.21184 | 78.5367
2023-04-21 11:00 | 0.76818 | 0.1311 | 0.19414 | 67.9042
2023-04-21 12:00 | 0.7502 | 0.03344 | 0.18966 | 86.4025
2023-04-21 13:00 | 0.73445 | 0.00093 | 0.20191 | 100.0433
2023-04-21 14:00 | 0.73108 | 0.004724 | 0.19469 | 88.4717
2023-04-21 15:00 | 0.56326 | 0.027907 | 0.1685 | 92.2942
2023-04-21 16:00 | 0.50953 | 0.056742 | 0.16106 | 88.0775
2023-04-21 17:00 | 0.44212 | 0.09955 | 0.17136 | 173.9058
2023-04-21 18:00 | 0.10945 | 0.15395 | 0.17756 | 298.165
2023-04-21 19:00 | 0 | 0.25846 | 0.20105 | 329.1742
2023-04-21 20:00 | 0 | 0.30678 | 0.22334 | 219.3233
2023-04-21 21:00 | 0 | 0.39857 | 0.21407 | 165.4633
2023-04-21 22:00 | 0 | 0.36273 | 0.11308 | 155.5067
2023-04-21 23:00 | 0 | 0.26354 | 0.05485 | 140.0083
2023-04-22 | 0 | 0.23589 | 0.04293 | 148.1475
2023-04-22 01:00 | 0 | 0.19256 | 0.03889 | 143.3375
2023-04-22 02:00 | 0 | 0.12429 | 0.03731 | 127.0892
2023-04-22 03:00 | 0 | 0.10781 | 0.03703 | 117.9625
2023-04-22 04:00 | 0 | 0.093533 | 0.04247 | 105.9592
2023-04-22 05:00 | 0 | 0.092183 | 0.06193 | 102.5375
2023-04-22 06:00 | 0 | 0.083968 | 0.12396 | 100.2467
2023-04-22 07:00 | 0 | 0.068471 | 0.22103 | 112.5833
2023-04-22 08:00 | 0.093708 | 0.087475 | 0.26735 | 94.1175
2023-04-22 09:00 | 0.45637 | 0.078706 | 0.23047 | 67.2025
2023-04-22 10:00 | 0.85664 | 0.11382 | 0.17522 | 64.6517
2023-04-22 11:00 | 0.82747 | 0.14817 | 0.1475 | 58.9292
2023-04-22 12:00 | 0.75027 | 0.11599 | 0.11721 | 40.5383
2023-04-22 13:00 | 0.73441 | 0.078084 | 0.12125 | 35.6292
2023-04-22 14:00 | 0.76412 | 0.055395 | 0.13429 | 24.1733
2023-04-22 15:00 | 0.80512 | 0.04401 | 0.09059 | 28.3167
2023-04-22 16:00 | 0.83617 | 0.088344 | 0.06058 | 59.0783
2023-04-22 17:00 | 0.45919 | 0.13133 | 0.06067 | 92.9425
2023-04-22 18:00 | 0.10286 | 0.16144 | 0.0609 | 212.1433
2023-04-22 19:00 | 0 | 0.26294 | 0.07295 | 255.4883
2023-04-22 20:00 | 0 | 0.23822 | 0.08146 | 162.7833
2023-04-22 21:00 | 0 | 0.20885 | 0.08117 | 103.2517
2023-04-22 22:00 | 0 | 0.17779 | 0.0812 | 103.7967
2023-04-22 23:00 | 0 | 0.20056 | 0.07388 | 93.82
2023-04-23 | 0 | 0.3596 | 0.06084 | 90.1633
2023-04-23 01:00 | 0 | 0.44173 | 0.05736 | 101.5542
2023-04-23 02:00 | 0 | 0.46097 | 0.0655 | 84.8867
2023-04-23 03:00 | 0 | 0.50944 | 0.06572 | 73.9583
2023-04-23 04:00 | 0 | 0.62205 | 0.06943 | 69.4617
2023-04-23 05:00 | 0 | 0.73467 | 0.0678 | 76.745
2023-04-23 06:00 | 0 | 0.86601 | 0.10822 | 84.9817
2023-04-23 07:00 | 0 | 0.84432 | 0.22642 | 81.8283
2023-04-23 08:00 | 0.090648 | 0.86485 | 0.26712 | 48.2517
2023-04-23 09:00 | 0.42573 | 0.89392 | 0.21231 | -19.7917
2023-04-23 10:00 | 0.87009 | 0.84867 | 0.12721 | -84.6567
2023-04-23 11:00 | 0.83328 | 0.83112 | 0.10058 | -49.4567
2023-04-23 12:00 | 0.77978 | 0.71946 | 0.09352 | -89.9092
2023-04-23 13:00 | 0.72932 | 0.45461 | 0.09057 | -42.5958
2023-04-23 14:00 | 0.7613 | 0.31165 | 0.07911 | -25.3508
2023-04-23 15:00 | 0.80834 | 0.15067 | 0.05569 | 1.9792
2023-04-23 16:00 | 0.83632 | 0.4334 | 0.0578 | 17.8083
2023-04-23 17:00 | 0.45757 | 0.26391 | 0.05927 | 89.73
2023-04-23 18:00 | 0.10138 | 0.1689 | 0.06182 | 227.0817
2023-04-23 19:00 | 0 | 0.14844 | 0.06317 | 213.6117
2023-04-23 20:00 | 0 | 0.043752 | 0.05996 | 114.6467
2023-04-23 21:00 | 0 | 0.20369 | 0.08399 | 96.91
2023-04-23 22:00 | 0 | 0.36084 | 0.07717 | 86.0867
2023-04-23 23:00 | 0 | 0.42888 | 0.02984 | 75.5025
2023-04-24 | 0 | 0.54155 | 0.0198 | 73.895
2023-04-24 01:00 | 0 | 0.006969 | 0.01692 | 74.2742
2023-04-24 02:00 | 0 | 0.000347 | 0.01618 | 68.5067
2023-04-24 03:00 | 0 | 0.002434 | 0.01784 | 57.7517
2023-04-24 04:00 | 0 | 0.001091 | 0.02186 | 57.5308
2023-04-24 05:00 | 0 | 0.0024 | 0.07713 | 50.9058
2023-04-24 06:00 | 0 | 0.005115 | 0.18268 | 64.2058
2023-04-24 07:00 | 0 | 0.006076 | 0.30921 | 82.4725
2023-04-24 08:00 | 0.062174 | 0.002675 | 0.39623 | 70.6867
2023-04-24 09:00 | 0.1862 | 0.013667 | 0.40206 | 32.2033
2023-04-24 10:00 | 0.15976 | 0.016636 | 0.3683 | 9.76
2023-04-24 11:00 | 0.15457 | 0.049644 | 0.34325 | -13.3233
2023-04-24 12:00 | 0.30657 | 0.057704 | 0.30133 | -34.3042
2023-04-24 13:00 | 0.28062 | 0.042732 | 0.28175 | -37.4783
2023-04-24 14:00 | 0.18618 | 0.018166 | 0.26339 | 1.9442
2023-04-24 15:00 | 0.071464 | 0.006426 | 0.17602 | 24.0333
2023-04-24 16:00 | 0.10975 | 0.002163 | 0.07199 | 74.4975
2023-04-24 17:00 | 0.04018 | 0.000813 | 0.06756 | 153.35
2023-04-24 18:00 | 0.013687 | 0.005179 | 0.06734 | 338.52
2023-04-24 19:00 | 0 | 0.003042 | 0.0648 | 280.3642
2023-04-24 20:00 | 0 | 0.005744 | 0.0663 | 178.8033
2023-04-24 21:00 | 0 | 0.010841 | 0.06067 | 132.0433
2023-04-24 22:00 | 0 | 0.051038 | 0.04659 | 128.6067
2023-04-24 23:00 | 0 | 0.14325 | 0.02531 | 111.5158
2023-04-25 | 0 | 0.2672 | 0.02165 | 115.7983
2023-04-25 01:00 | 0 | 0.59924 | 0.02007 | 95.6517
2023-04-25 02:00 | 0 | 0.6708 | 0.02254 | 69.6233
2023-04-25 03:00 | 0 | 0.65667 | 0.04151 | 26.5958
2023-04-25 04:00 | 0 | 0.63959 | 0.03657 | 17.595
2023-04-25 05:00 | 0 | 0.588 | 0.11515 | 19.7583
2023-04-25 06:00 | 0 | 0.53311 | 0.20015 | 20.3333
2023-04-25 07:00 | 0 | 0.34492 | 0.2558 | 33.6583
2023-04-25 08:00 | 0.049897 | 0.32604 | 0.30318 | 26.2517
2023-04-25 09:00 | 0.13781 | 0.34199 | 0.28492 | -16.5825
2023-04-25 10:00 | 0.068766 | 0.47991 | 0.19986 | -11.6925
2023-04-25 11:00 | 0.19993 | 0.43912 | 0.17436 | -26.4217
2023-04-25 12:00 | 0.51046 | 0.36958 | 0.11038 | -4.14
2023-04-25 13:00 | 0.53526 | 0.41201 | 0.08582 | 23.7483
2023-04-25 14:00 | 0.53081 | 0.39959 | 0.0651 | 61.1517
2023-04-25 15:00 | 0.52668 | 0.40437 | 0.02722 | 49.5558
2023-04-25 16:00 | 0.17937 | 0.42275 | 0.0186 | 89.2942
2023-04-25 17:00 | 0.062927 | 0.42078 | 0.01835 | 141.7508
2023-04-25 18:00 | 0.031923 | 0.42671 | 0.01853 | 299.8133
2023-04-25 19:00 | 0 | 0.32339 | 0.01862 | 227.4558
2023-04-25 20:00 | 0 | 0.14411 | 0.01941 | 137.6267
2023-04-25 21:00 | 0 | 0.24248 | 0.01915 | 117.1867
2023-04-25 22:00 | 0 | 0.39454 | 0.0172 | 120.3467
2023-04-25 23:00 | 0 | 0.53883 | 0.01848 | 93.0608
2023-04-26 | 0 | 0.52747 | 0.02498 | 76.16
2023-04-26 01:00 | 0 | 0.001092 | 0.02369 | 66.9967
2023-04-26 02:00 | 0 | 0.007803 | 0.02352 | 28.4908
2023-04-26 03:00 | 0 | 0.006108 | 0.02537 | 6.4425
2023-04-26 04:00 | 0 | 0.006588 | 0.02521 | 7.09
2023-04-26 05:00 | 0 | 0.004509 | 0.02216 | 1.7783
2023-04-26 06:00 | 0 | 0.004379 | 0.0289 | 7.4333
2023-04-26 07:00 | 0 | 0.007923 | 0.04874 | 27.8158
2023-04-26 08:00 | 0.0068603 | 0.027934 | 0.06048 | 35.8408
2023-04-26 09:00 | 0.026686 | 0.011906 | 0.0474 | -22.755
2023-04-26 10:00 | 0.14569 | 0.010178 | 0.03727 | -7.7042
2023-04-26 11:00 | 0.27186 | 0.01417 | 0.03784 | -61.275
2023-04-26 12:00 | 0.35592 | 0.014473 | 0.04397 | -49.695
2023-04-26 13:00 | 0.2855 | 0.005574 | 0.04575 | -46.2992
2023-04-26 14:00 | 0.13911 | 0.000326 | 0.05364 | -90.7183
2023-04-26 15:00 | 0.18456 | 0.000421 | 0.19554 | -66.0433
2023-04-26 16:00 | 0.36709 | 0.000619 | 0.25208 | -34.0008
2023-04-26 17:00 | 0.40544 | 0.000836 | 0.24321 | 72.8792
2023-04-26 18:00 | 0.079826 | 0.02893 | 0.23791 | 116.325
2023-04-26 19:00 | 0 | 0.11828 | 0.19223 | 82.2733
2023-04-26 20:00 | 0 | 0.21476 | 0.25367 | 68.8633
2023-04-26 21:00 | 0 | 0.4136 | 0.31149 | 8.1892
2023-04-26 22:00 | 0 | 0.49001 | 0.27838 | -37.46
2023-04-26 23:00 | 0 | 0.45325 | 0.18293 | -41.225
2023-04-27 | 0 | 0.47421 | 0.07224 | -0.24917
2023-04-27 01:00 | 0 | 0.46315 | 0.01671 | 3.115
2023-04-27 02:00 | 0 | 0.51971 | 0.02637 | 16.53
2023-04-27 03:00 | 0 | 0.5284 | 0.03598 | 921.4017
2023-04-27 04:00 | 0 | 0.55557 | 0.03658 | 46.0783
2023-04-27 05:00 | 0 | 0.62485 | 0.03328 | 2.2383
2023-04-27 06:00 | 0 | 0.738 | 0.05636 | 17.8417
2023-04-27 07:00 | 0 | 0.82324 | 0.13913 | 131.9408
2023-04-27 08:00 | 0.074929 | 0.81025 | 0.24884 | 510.3883
2023-04-27 09:00 | 0.40073 | 0.79929 | 0.23542 | 275.8575
2023-04-27 10:00 | 0.79241 | 0.71176 | 0.15877 | 101.7075
2023-04-27 11:00 | 0.75675 | 0.79788 | 0.12857 | 6.2417
2023-04-27 12:00 | 0.72269 | 0.86694 | 0.11788 | -38.0375
2023-04-27 13:00 | 0.64875 | 0.85074 | 0.11253 | -85.1583
2023-04-27 14:00 | 0.7031 | 0.83329 | 0.07687 | -111.0467
2023-04-27 15:00 | 0.70146 | 0.84008 | 0.0512 | -105.2183
2023-04-27 16:00 | 0.72586 | 0.8052 | 0.05658 | -28.1275
2023-04-27 17:00 | 0.30841 | 0.73736 | 0.05098 | 96.7425
2023-04-27 18:00 | 0.062443 | 0.80652 | 0.04371 | 239.7692
2023-04-27 19:00 | 0 | 0.85628 | 0.04278 | 273.4542
2023-04-27 20:00 | 0 | 0.88031 | 0.04949 | 143.5508
2023-04-27 21:00 | 0 | 0.86583 | 0.07575 | 99.3042
2023-04-27 22:00 | 0 | 0.80293 | 0.08101 | 92.6675
2023-04-27 23:00 | 0 | 0.77991 | 0.08113 | 86.2142
2023-04-28 | 0 | 0.78411 | 0.07013 | 80.6275
2023-04-28 01:00 | 0 | 0.67405 | 0.06567 | 62.9867
2023-04-28 02:00 | 0 | 0.3954 | 0.05723 | 28.3725
2023-04-28 03:00 | 0 | 0.20661 | 0.05412 | 16.7442
2023-04-28 04:00 | 0 | 0.12357 | 0.07048 | 3.0217
2023-04-28 05:00 | 0 | 0.060484 | 0.07986 | -13.4117
2023-04-28 06:00 | 0 | 0.02134 | 0.14427 | -8.9733
2023-04-28 07:00 | 0 | 0.008088 | 0.21954 | 23.6625
2023-04-28 08:00 | 0.059132 | 0.003539 | 0.24526 | 50.4842
2023-04-28 09:00 | 0.4012 | 0.003939 | 0.2437 | 26.8575
2023-04-28 10:00 | 0.52215 | 0.007884 | 0.22946 | -37.4967
2023-04-28 11:00 | 0.69751 | 0.064502 | 0.24851 | -61.1942
2023-04-28 12:00 | 0.73243 | 0.1048 | 0.29218 | -81.1925
2023-04-28 13:00 | 0.71622 | 0.059847 | 0.30991 | -77.3242
2023-04-28 14:00 | 0.73317 | 0.03471 | 0.37328 | -18.8333
2023-04-28 15:00 | 0.76959 | 0.027184 | 0.39464 | 44.54
2023-04-28 16:00 | 0.79599 | 0.01842 | 0.4004 | 66.5408
2023-04-28 17:00 | 0.42596 | 0.071789 | 0.41082 | 115.0133
2023-04-28 18:00 | 0.080958 | 0.14986 | 0.39634 | 263.2433
2023-04-28 19:00 | 0 | 0.1705 | 0.40496 | 247.4967
2023-04-28 20:00 | 0 | 0.34072 | 0.36518 | 187.3625
2023-04-28 21:00 | 0 | 0.3263 | 0.35994 | 178.3767
2023-04-28 22:00 | 0 | 0.38728 | 0.29315 | 158.5842
2023-04-28 23:00 | 0 | 0.33592 | 0.19361 | 173.6
2023-04-29 | 0 | 0.20981 | 0.10832 | 196.7892
2023-04-29 01:00 | 0 | 0.19398 | 0.09537 | 155.7025
2023-04-29 02:00 | 0 | 0.22498 | 0.07932 | 135.2567
2023-04-29 03:00 | 0 | 0.21078 | 0.08862 | 130.2792
2023-04-29 04:00 | 0 | 0.22291 | 0.08459 | 123.3
2023-04-29 05:00 | 0 | 0.22908 | 0.09467 | 128.9308
2023-04-29 06:00 | 0 | 0.20237 | 0.16275 | 165.6617
2023-04-29 07:00 | 0 | 0.17302 | 0.28058 | 232.3183
2023-04-29 08:00 | 0.0083733 | 0.14075 | 0.36775 | 206.8867
2023-04-29 09:00 | 0.085711 | 0.21073 | 0.38346 | 145.6525
2023-04-29 10:00 | 0.21335 | 0.28375 | 0.38545 | 33.805
2023-04-29 11:00 | 0.22334 | 0.32566 | 0.40183 | -15.2717
2023-04-29 12:00 | 0.21969 | 0.25436 | 0.41045 | 3.3125
2023-04-29 13:00 | 0.26552 | 0.20716 | 0.3996 | -212.0508
2023-04-29 14:00 | 0.18996 | 0.13524 | 0.42804 | 14.8
2023-04-29 15:00 | 0.080566 | 0.097351 | 0.45081 | -40.3183
2023-04-29 16:00 | 0.046468 | 0.081982 | 0.47673 | -6.5225
2023-04-29 17:00 | 0.027344 | 0.07386 | 0.48032 | 165.3525
2023-04-29 18:00 | 0.007719 | 0.086631 | 0.43973 | 329.3983
2023-04-29 19:00 | 0 | 0.1263 | 0.41479 | 369.5692
2023-04-29 20:00 | 0 | 0.13529 | 0.38218 | 312.0133
2023-04-29 21:00 | 0 | 0.10879 | 0.37212 | 323.615
2023-04-29 22:00 | 0 | 0.068888 | 0.28953 | 296.7675
2023-04-29 23:00 | 0 | 0.020901 | 0.19169 | 291.0242
2023-04-30 | 0 | 0.001917 | 0.13233 | 305.325
2023-04-30 01:00 | 0 | 0.002814 | 0.12101 | 293.0633
2023-04-30 02:00 | 0 | 0.004906 | 0.12486 | 225.9367
2023-04-30 03:00 | 0 | 0.00334 | 0.10892 | 187.8617
2023-04-30 04:00 | 0 | 0.000337 | 0.17335 | 190.4125
2023-04-30 05:00 | 0 | 0.000914 | 0.19239 | 211.6942
2023-04-30 06:00 | 0 | 0.003059 | 0.23747 | 214.7942
2023-04-30 07:00 | 0 | 0.00222 | 0.32903 | 322.8308
2023-04-30 08:00 | 0.060842 | 0.001268 | 0.37864 | 255.7125
2023-04-30 09:00 | 0.42734 | 0.003558 | 0.40358 | 117.4275
2023-04-30 10:00 | 0.82789 | 0.000853 | 0.40056 | 139.2633
2023-04-30 11:00 | 0.6074 | 0.000712 | 0.39132 | 42.6133
2023-04-30 12:00 | 0.60072 | 0.00091 | 0.41189 | 34.3117
2023-04-30 13:00 | 0.557 | 0.003434 | 0.41919 | 4.47
2023-04-30 14:00 | 0.7081 | 0.005994 | 0.44037 | 7.0458
2023-04-30 15:00 | 0.80315 | 0.009081 | 0.49177 | 152.1233
2023-04-30 16:00 | 0.82898 | 0.016713 | 0.49286 | 147.37
2023-04-30 17:00 | 0.43908 | 0.038595 | 0.49648 | 238.5633
2023-04-30 18:00 | 0.071609 | 0.1042 | 0.48308 | 424.2558
2023-04-30 19:00 | 0 | 0.13125 | 0.41097 | 408.2483
2023-04-30 20:00 | 0 | 0.069259 | 0.32714 | 317.0417
2023-04-30 21:00 | 0 | 0.04525 | 0.33138 | 260.9517
2023-04-30 22:00 | 0 | 0.03604 | 0.30805 | 244.9475
2023-04-30 23:00 | 0 | 0.036133 | 0.28785 | 240.4283
2023-05-01 | 0 | 0.035556 | 0.25002 | 240.9833
2023-05-01 01:00 | 0 | 0.006969 | 0.18953 | 201.13
2023-05-01 02:00 | 0 | 0.000347 | 0.12316 | 147.4617
2023-05-01 03:00 | 0 | 0.002434 | 0.11125 | 170.2658
2023-05-01 04:00 | 0 | 0.001091 | 0.11227 | 163.9833
2023-05-01 05:00 | 0 | 0.0024 | 0.12912 | 170.2975
2023-05-01 06:00 | 0 | 0.005115 | 0.21649 | 421.3892
2023-05-01 07:00 | 0 | 0.006076 | 0.28415 | 1290.3383
2023-05-01 08:00 | 0.055743 | 0.002675 | 0.33615 | 844.9258
2023-05-01 09:00 | 0.40696 | 0.013667 | 0.37235 | 395.82
2023-05-01 10:00 | 0.8012 | 0.016636 | 0.37707 | 382.01
2023-05-01 11:00 | 0.77574 | 0.049644 | 0.36302 | 559.8575
2023-05-01 12:00 | 0.72232 | 0.057704 | 0.35882 | 234.1208
2023-05-01 13:00 | 0.70674 | 0.042732 | 0.36942 | 124.3225
2023-05-01 14:00 | 0.72332 | 0.018166 | 0.35806 | 120.7758
2023-05-01 15:00 | 0.76256 | 0.006426 | 0.34752 | 132.4092
2023-05-01 16:00 | 0.78231 | 0.002163 | 0.31216 | 184.115
2023-05-01 17:00 | 0.42516 | 0.000813 | 0.20255 | 450.4475
2023-05-01 18:00 | 0.066019 | 0.005179 | 0.16708 | 581.6375
2023-05-01 19:00 | 0 | 0.003042 | 0.18377 | 328.81
2023-05-01 20:00 | 0 | 0.005744 | 0.21082 | 293.2633
2023-05-01 21:00 | 0 | 0.010841 | 0.2366 | 232.0583
2023-05-01 22:00 | 0 | 0.051038 | 0.17658 | 199.6667
2023-05-01 23:00 | 0 | 0.14325 | 0.09024 | 176.5325
2023-05-02 | 0 | 0.2672 | 0.06584 | 166.205
2023-05-02 01:00 | 0 | 0.34751 | 0.04088 | 171.4725
2023-05-02 02:00 | 0 | 0.32744 | 0.03335 | 143.805
2023-05-02 03:00 | 0 | 0.29708 | 0.03228 | 119.9792
2023-05-02 04:00 | 0 | 0.26212 | 0.03222 | 83.2317
2023-05-02 05:00 | 0 | 0.30948 | 0.05895 | 79.7467
2023-05-02 06:00 | 0 | 0.32075 | 0.0747 | 109.8342
2023-05-02 07:00 | 0 | 0.25927 | 0.12082 | 242.4517
2023-05-02 08:00 | 0.049934 | 0.28948 | 0.17233 | 641.1108
2023-05-02 09:00 | 0.40673 | 0.25254 | 0.16697 | 193.7008
2023-05-02 10:00 | 0.77494 | 0.16452 | 0.12307 | 97.0983
2023-05-02 11:00 | 0.77276 | 0.18763 | 0.09908 | 6.1067
2023-05-02 12:00 | 0.73295 | 0.25709 | 0.07614 | -9.5692
2023-05-02 13:00 | 0.7075 | 0.29673 | 0.05734 | -68.4292
2023-05-02 14:00 | 0.72355 | 0.2888 | 0.03099 | -68.5592
2023-05-02 15:00 | 0.76402 | 0.22604 | 0.01863 | -41.8183
2023-05-02 16:00 | 0.77796 | 0.16281 | 0.02053 | -41.4158
2023-05-02 17:00 | 0.41732 | 0.12904 | 0.02046 | 3.5958
2023-05-02 18:00 | 0.05719 | 0.16143 | 0.02018 | 157.205
2023-05-02 19:00 | 0 | 0.30754 | 0.02436 | 198.6992
2023-05-02 20:00 | 0 | 0.46669 | 0.05323 | 158.0325
2023-05-02 21:00 | 0 | 0.4455 | 0.06786 | 125.0692
2023-05-02 22:00 | 0 | 0.2969 | 0.09164 | 83.6167
2023-05-02 23:00 | 0 | 0.16047 | 0.06637 | -9.5325
2023-05-03 | 0 | 0.11809 | 0.0298 | -47.435
2023-05-03 01:00 | 0 | 0.15293 | 0.01563 | -41.9517
2023-05-03 02:00 | 0 | 0.12939 | 0.0161 | -44.3425
2023-05-03 03:00 | 0 | 0.06825 | 0.01628 | -50.0333
2023-05-03 04:00 | 0 | 0.043839 | 0.0149 | -49.9642
2023-05-03 05:00 | 0 | 0.042249 | 0.01563 | -47.1175
2023-05-03 06:00 | 0 | 0.11656 | 0.04932 | -35.7742
2023-05-03 07:00 | 0 | 0.29755 | 0.11705 | 69.3017
2023-05-03 08:00 | 0.048636 | 0.28965 | 0.20097 | 182.3417
2023-05-03 09:00 | 0.43046 | 0.17849 | 0.27903 | 351.165
2023-05-03 10:00 | 0.80683 | 0.21722 | 0.29991 | 62.5525
2023-05-03 11:00 | 0.77685 | 0.35787 | 0.34364 | 8.8917
2023-05-03 12:00 | 0.73344 | 0.37348 | 0.34429 | -44.16
2023-05-03 13:00 | 0.70334 | 0.49646 | 0.37111 | -57.1325
2023-05-03 14:00 | 0.72237 | 0.67963 | 0.40921 | -46.2325
2023-05-03 15:00 | 0.74989 | 0.76368 | 0.43964 | -39.1242
2023-05-03 16:00 | 0.78054 | 0.83543 | 0.46513 | 0.6975
2023-05-03 17:00 | 0.41311 | 0.80466 | 0.49249 | 112.61
2023-05-03 18:00 | 0.052746 | 0.69534 | 0.50012 | 157.9817
2023-05-03 19:00 | 0 | 0.60733 | 0.44961 | 176.0542
2023-05-03 20:00 | 0 | 0.6194 | 0.36554 | 182.9058
2023-05-03 21:00 | 0 | 0.56535 | 0.35956 | 179.4333
2023-05-03 22:00 | 0 | 0.61489 | 0.34046 | 173.6983
2023-05-03 23:00 | 0 | 0.66762 | 0.28928 | 177.1083
2023-05-04 | 0 | 0.51877 | 0.26118 | 371.0475
2023-05-04 01:00 | 0 | 0.46681 | 0.244 | 393.5758
2023-05-04 02:00 | 0 | 0.48356 | 0.2102 | 287.2883
2023-05-04 03:00 | 0 | 0.37017 | 0.18644 | 221.8108
2023-05-04 04:00 | 0 | 0.36117 | 0.20934 | 186.2325
2023-05-04 05:00 | 0 | 0.3655 | 0.22475 | 185.1325
2023-05-04 06:00 | 0 | 0.29259 | 0.26411 | 621.445
2023-05-04 07:00 | 0 | 0.30563 | 0.3333 | 5165.6958
2023-05-04 08:00 | 0.035165 | 0.3225 | 0.36251 | 8616.125
2023-05-04 09:00 | 0.26308 | 0.33182 | 0.37661 | 6875.8733
2023-05-04 10:00 | 0.36704 | 0.46842 | 0.37263 | 285.2775
2023-05-04 11:00 | 0.46141 | 0.44674 | 0.37693 | 459.2725
2023-05-04 12:00 | 0.3714 | 0.56242 | 0.37506 | 470.9758
2023-05-04 13:00 | 0.37266 | 0.6322 | 0.36404 | 271.4467
2023-05-04 14:00 | 0.47456 | 0.68607 | 0.38741 | 193.06
2023-05-04 15:00 | 0.53901 | 0.72033 | 0.39663 | 237.7042
2023-05-04 16:00 | 0.25781 | 0.71526 | 0.38542 | 281.8767
2023-05-04 17:00 | 0.31769 | 0.68836 | 0.35024 | 606.2475
2023-05-04 18:00 | 0.025331 | 0.63824 | 0.33455 | 451.8558
2023-05-04 19:00 | 0 | 0.57072 | 0.31863 | 314.8425
2023-05-04 20:00 | 0 | 0.4842 | 0.27784 | 327.1383
2023-05-04 21:00 | 0 | 0.39535 | 0.23704 | 336.775
2023-05-04 22:00 | 0 | 0.34547 | 0.20604 | 234.1158
2023-05-04 23:00 | 0 | 0.27386 | 0.13861 | 202.5583
2023-05-05 | 0 | 0.21958 | 0.11572 | 201.3642
2023-05-05 01:00 | 0 | 0.12496 | 0.07164 | 266.6658
2023-05-05 02:00 | 0 | 0.088764 | 0.08103 | 256.87
2023-05-05 03:00 | 0 | 0.05036 | 0.11161 | 164.6567
2023-05-05 04:00 | 0 | 0.067544 | 0.14482 | 132.6525
2023-05-05 05:00 | 0 | 0.078475 | 0.16655 | 110.8383
2023-05-05 06:00 | 0 | 0.0828 | 0.17566 | 125.5017
2023-05-05 07:00 | 0 | 0.055086 | 0.21863 | 157.6117
2023-05-05 08:00 | 0.017631 | 0.021825 | 0.17813 | 158.5875
2023-05-05 09:00 | 0.28477 | 0.033176 | 0.27909 | 105.8792
2023-05-05 10:00 | 0.17999 | 0.080347 | 0.30242 | 38.6608
2023-05-05 11:00 | 0.39928 | 0.16502 | 0.3258 | 18.6692
2023-05-05 12:00 | 0.41658 | 0.24315 | 0.32718 | -18.1592
2023-05-05 13:00 | 0.4757 | 0.28364 | 0.30838 | -2.63
2023-05-05 14:00 | 0.59012 | 0.31507 | 0.34903 | 47.5408
2023-05-05 15:00 | 0.75691 | 0.2837 | 0.38978 | 86.3175
2023-05-05 16:00 | 0.59791 | 0.24111 | 0.39077 | 119.9425
2023-05-05 17:00 | 0.42152 | 0.25826 | 0.37828 | 202.2567
2023-05-05 18:00 | 0.047636 | 0.23525 | 0.34016 | 254.92
2023-05-05 19:00 | 0 | 0.21336 | 0.28677 | 183.3933
2023-05-05 20:00 | 0 | 0.22829 | 0.25587 | 237.2558
2023-05-05 21:00 | 0 | 0.12972 | 0.23816 | 200.3367
2023-05-05 22:00 | 0 | 0.072014 | 0.1976 | 232.7492
2023-05-05 23:00 | 0 | 0.034721 | 0.19001 | 268.9242
2023-05-06 | 0 | 0.002966 | 0.07516 | 223.6508
2023-05-06 01:00 | 0 | 0.002084 | 0.01611 | 270.0142
2023-05-06 02:00 | 0 | 0.004888 | 0.01995 | 194.5917
2023-05-06 03:00 | 0 | 0.004383 | 0.01315 | 154.8467
2023-05-06 04:00 | 0 | 0.004242 | 0.01305 | 142.4083
2023-05-06 05:00 | 0 | 0.005043 | 0.01298 | 166.6725
2023-05-06 06:00 | 0 | 0.004534 | 0.03023 | 176.895
2023-05-06 07:00 | 0 | 0.012539 | 0.13345 | 195.3033
2023-05-06 08:00 | 0.027729 | 0.021529 | 0.17873 | 242.0192
2023-05-06 09:00 | 0.2175 | 0.012526 | 0.18591 | 164.7025
2023-05-06 10:00 | 0.46957 | 0.011091 | 0.2133 | 163.1042
2023-05-06 11:00 | 0.57948 | 0.039411 | 0.27431 | 106.0075
2023-05-06 12:00 | 0.33163 | 0.052923 | 0.30901 | 93.255
2023-05-06 13:00 | 0.38391 | 0.054477 | 0.34192 | 88.6317
2023-05-06 14:00 | 0.38623 | 0.044326 | 0.36423 | 100.1283
2023-05-06 15:00 | 0.49325 | 0.043538 | 0.38847 | 127.7325
2023-05-06 16:00 | 0.3429 | 0.05358 | 0.4014 | 147.1658
2023-05-06 17:00 | 0.25364 | 0.046794 | 0.40579 | 201.1833
2023-05-06 18:00 | 0.025376 | 0.046442 | 0.39434 | 241.0875
2023-05-06 19:00 | 0 | 0.046933 | 0.37131 | 240.9058
2023-05-06 20:00 | 0 | 0.020462 | 0.38434 | 195.9175
2023-05-06 21:00 | 0 | 0.006077 | 0.37258 | 168.4492
2023-05-06 22:00 | 0 | 0.001875 | 0.31448 | 184.83
2023-05-06 23:00 | 0 | 0.001048 | 0.17379 | 185.125
2023-05-07 | 0 | 0.00394 | 0.05068 | 166.6983
2023-05-07 01:00 | 0 | 0.005927 | 0.01408 | 171.5233
2023-05-07 02:00 | 0 | 0.00604 | 0.01394 | 208.3417
2023-05-07 03:00 | 0 | 0.004074 | 0.01295 | 154.0375
2023-05-07 04:00 | 0 | 0.005719 | 0.01359 | 134.0892
2023-05-07 05:00 | 0 | 0.005719 | 0.01628 | 133.0267
2023-05-07 06:00 | 0 | 0.002199 | 0.08313 | 150.8733
2023-05-07 07:00 | 0 | 0.006329 | 0.22541 | 165.2025
2023-05-07 08:00 | 0.044051 | 0.000337 | 0.30905 | 152.9842
2023-05-07 09:00 | 0.3863 | 0.000175 | 0.28475 | 146.2575
2023-05-07 10:00 | 0.80477 | 0.004366 | 0.29543 | 195.0392
2023-05-07 11:00 | 0.77171 | 0.001775 | 0.30186 | 7.8158
2023-05-07 12:00 | 0.72259 | 0.003499 | 0.30263 | -17.7242
2023-05-07 13:00 | 0.6905 | 0.001931 | 0.36317 | -33.6117
2023-05-07 14:00 | 0.71556 | 0.00538 | 0.36805 | -45.7642
2023-05-07 15:00 | 0.76016 | 0.002143 | 0.3762 | -22.8658
2023-05-07 16:00 | 0.79128 | 0.002739 | 0.39187 | 35.5375
2023-05-07 17:00 | 0.41951 | 0.017288 | 0.38123 | 175.4875
2023-05-07 18:00 | 0.042457 | 0.10029 | 0.39502 | 231.4317
2023-05-07 19:00 | 0 | 0.19762 | 0.38174 | 222.4292
2023-05-07 20:00 | 0 | 0.14476 | 0.34199 | 183.94
2023-05-07 21:00 | 0 | 0.11883 | 0.33798 | 176.065
2023-05-07 22:00 | 0 | 0.088086 | 0.32445 | 164.2975
2023-05-07 23:00 | 0 | 0.089278 | 0.27041 | 143.4433
2023-05-08 | 0 | 0.13515 | 0.22427 | 156.8475
2023-05-08 01:00 | 0 | 0.18117 | 0.16577 | 147.1958
2023-05-08 02:00 | 0 | 0.20999 | 0.13625 | 140.7908
2023-05-08 03:00 | 0 | 0.21966 | 0.1204 | 116.1408
2023-05-08 04:00 | 0 | 0.19556 | 0.10321 | 107.9642
2023-05-08 05:00 | 0 | 0.15838 | 0.09259 | 129.8433
2023-05-08 06:00 | 0 | 0.16953 | 0.16708 | 155.4958
2023-05-08 07:00 | 0 | 0.14627 | 0.24261 | 203.185
2023-05-08 08:00 | 0.041878 | 0.07967 | 0.28677 | 308.4692
2023-05-08 09:00 | 0.413 | 0.057475 | 0.30285 | 225.5317
2023-05-08 10:00 | 0.79116 | 0.014685 | 0.29299 | 214.5842
2023-05-08 11:00 | 0.76155 | 0.025417 | 0.2922 | 168.83
2023-05-08 12:00 | 0.61253 | 0.008472 | 0.30814 | 47.7583
2023-05-08 13:00 | 0.62854 | 0.002089 | 0.31561 | 34.0683
2023-05-08 14:00 | 0.69462 | 0.002584 | 0.33729 | 61.3808
2023-05-08 15:00 | 0.74636 | 0.004548 | 0.36481 | 84.8033
2023-05-08 16:00 | 0.76564 | 0.022072 | 0.38671 | 78.1025
2023-05-08 17:00 | 0.40373 | 0.047852 | 0.40131 | 194.7633
2023-05-08 18:00 | 0.039793 | 0.1255 | 0.38165 | 252.8258
2023-05-08 19:00 | 0 | 0.18598 | 0.37445 | 302.1692
2023-05-08 20:00 | 0 | 0.19024 | 0.33383 | 190.815
2023-05-08 21:00 | 0 | 0.14823 | 0.31972 | 174.8575
2023-05-08 22:00 | 0 | 0.12972 | 0.3047 | 186.395
2023-05-08 23:00 | 0 | 0.11215 | 0.22497 | 149.2558
2023-05-09 | 0 | 0.1718 | 0.16365 | 153.2017
2023-05-09 01:00 | 0 | 0.20578 | 0.17085 | 193.96
2023-05-09 02:00 | 0 | 0.22621 | 0.17623 | 196.3333
2023-05-09 03:00 | 0 | 0.22147 | 0.1687 | 217.2325
2023-05-09 04:00 | 0 | 0.16783 | 0.16445 | 179.1067
2023-05-09 05:00 | 0 | 0.079294 | 0.19597 | 170.735
2023-05-09 06:00 | 0 | 0.048797 | 0.21883 | 162.8967
2023-05-09 07:00 | 0 | 0.044272 | 0.27458 | 295.3558
2023-05-09 08:00 | 0.038613 | 0.043879 | 0.30956 | 342.69
2023-05-09 09:00 | 0.41074 | 0.07556 | 0.31289 | 270.3858
2023-05-09 10:00 | 0.76599 | 0.044762 | 0.2984 | 156.6092
2023-05-09 11:00 | 0.7266 | 0.18361 | 0.27017 | 120.4267
2023-05-09 12:00 | 0.69666 | 0.20095 | 0.25031 | 121.2567
2023-05-09 13:00 | 0.66173 | 0.17528 | 0.27796 | 112.6283
2023-05-09 14:00 | 0.66979 | 0.14313 | 0.29446 | 106.5817
2023-05-09 15:00 | 0.70822 | 0.15098 | 0.2727 | 127.7208
2023-05-09 16:00 | 0.74006 | 0.18615 | 0.27542 | 151.8458
2023-05-09 17:00 | 0.39734 | 0.21354 | 0.26996 | 240.3283
2023-05-09 18:00 | 0.038894 | 0.30629 | 0.32234 | 347.1392
2023-05-09 19:00 | 0 | 0.35525 | 0.31533 | 414.9392
2023-05-09 20:00 | 0 | 0.33577 | 0.28336 | 329.2733
2023-05-09 21:00 | 0 | 0.25401 | 0.27401 | 253.7392
2023-05-09 22:00 | 0 | 0.25511 | 0.23923 | 179.9025
2023-05-09 23:00 | 0 | 0.26005 | 0.14202 | 188.4833
2023-05-10 | 0 | 0.22148 | 0.09555 | 234.9167
2023-05-10 01:00 | 0 | 0.16029 | 0.08379 | 188.765
2023-05-10 02:00 | 0 | 0.13927 | 0.08261 | 147.5642
2023-05-10 03:00 | 0 | 0.085754 | 0.08676 | 138.9158
2023-05-10 04:00 | 0 | 0.056816 | 0.09023 | 135.09
2023-05-10 05:00 | 0 | 0.040054 | 0.12341 | 154.1542
2023-05-10 06:00 | 0 | 0.014775 | 0.19855 | 212.9833
2023-05-10 07:00 | 0 | 0.012546 | 0.30508 | 405.4742
2023-05-10 08:00 | 0.036135 | 0.000769 | 0.33206 | 315.0125
2023-05-10 09:00 | 0.4059 | 0.018771 | 0.30507 | 222.8458
2023-05-10 10:00 | 0.79729 | 0.00527 | 0.27991 | 124.6342
2023-05-10 11:00 | 0.75726 | 0.013133 | 0.27157 | 119.2283
2023-05-10 12:00 | 0.72011 | 0.047753 | 0.2447 | 47.5558
2023-05-10 13:00 | 0.69125 | 0.14323 | 0.23169 | 104.81
2023-05-10 14:00 | 0.7136 | 0.24264 | 0.21649 | 126.48
2023-05-10 15:00 | 0.75826 | 0.36862 | 0.15928 | 126.0408
2023-05-10 16:00 | 0.79319 | 0.37663 | 0.08839 | 241.9
2023-05-10 17:00 | 0.41201 | 0.36632 | 0.08314 | 409.9858
2023-05-10 18:00 | 0.025455 | 0.37024 | 0.08329 | 2497.6783
2023-05-10 19:00 | 0 | 0.44561 | 0.09139 | 615.9717
2023-05-10 20:00 | 0 | 0.47108 | 0.09915 | 315.3825
2023-05-10 21:00 | 0 | 0.41583 | 0.12259 | 284.7475
2023-05-10 22:00 | 0 | 0.27159 | 0.11543 | 203.5492
2023-05-10 23:00 | 0 | 0.21619 | 0.05759 | 197.5575
2023-05-11 | 0 | 0.15884 | 0.03795 | 213.8775
2023-05-11 01:00 | 0 | 0.12041 | 0.03176 | 199.6825
2023-05-11 02:00 | 0 | 0.1162 | 0.03174 | 153.635
2023-05-11 03:00 | 0 | 0.10684 | 0.03517 | 121.5742
2023-05-11 04:00 | 0 | 0.088171 | 0.03825 | 15.9267
2023-05-11 05:00 | 0 | 0.096624 | 0.08571 | 0.165
2023-05-11 06:00 | 0 | 0.10792 | 0.18931 | -22.54
2023-05-11 07:00 | 0 | 0.085029 | 0.3065 | -13.4467
2023-05-11 08:00 | 0.027736 | 0.078763 | 0.34396 | 158.3333
2023-05-11 09:00 | 0.31522 | 0.0469 | 0.34902 | 108.8408
2023-05-11 10:00 | 0.67876 | 0.05977 | 0.35556 | 81.2425
2023-05-11 11:00 | 0.7199 | 0.037557 | 0.3579 | -42.65
2023-05-11 12:00 | 0.67433 | 0.061778 | 0.36457 | -80.4092
2023-05-11 13:00 | 0.65094 | 0.083841 | 0.36418 | -74.8792
2023-05-11 14:00 | 0.67144 | 0.16145 | 0.3727 | -24.01
2023-05-11 15:00 | 0.71783 | 0.21369 | 0.40421 | 29.2092
2023-05-11 16:00 | 0.73526 | 0.17441 | 0.40203 | 188.1758
2023-05-11 17:00 | 0.36872 | 0.15866 | 0.42369 | 333.8733
2023-05-11 18:00 | 0.014068 | 0.15122 | 0.44473 | 325.8658
2023-05-11 19:00 | 0 | 0.14801 | 0.43503 | 300.8017
2023-05-11 20:00 | 0 | 0.18918 | 0.389 | 246.4608
2023-05-11 21:00 | 0 | 0.11873 | 0.37817 | 242.825
2023-05-11 22:00 | 0 | 0.09055 | 0.35033 | 260.8817
2023-05-11 23:00 | 0 | 0.022445 | 0.27176 | 222.2067
2023-05-12 | 0 | 0.002162 | 0.20343 | 252.405
2023-05-12 01:00 | 0 | 0.0018 | 0.1496 | 260.8575
2023-05-12 02:00 | 0 | 0.023047 | 0.12331 | 306.5292
2023-05-12 03:00 | 0 | 0.033781 | 0.11514 | 226.6417
2023-05-12 04:00 | 0 | 0.025989 | 0.11116 | 209.4242
2023-05-12 05:00 | 0 | 0.026926 | 0.15034 | 219.615
2023-05-12 06:00 | 0 | 0.02454 | 0.18448 | 219.15
2023-05-12 07:00 | 0 | 0.040853 | 0.23806 | 265.88
2023-05-12 08:00 | 0.018506 | 0.10766 | 0.25959 | 335.1275
2023-05-12 09:00 | 0.18611 | 0.13277 | 0.21538 | 238.0725
2023-05-12 10:00 | 0.32306 | 0.15428 | 0.22257 | 192.3383
2023-05-12 11:00 | 0.28234 | 0.31587 | 0.20681 | 179.495
2023-05-12 12:00 | 0.36887 | 0.51527 | 0.15988 | 157.4375
2023-05-12 13:00 | 0.45287 | 0.51309 | 0.1551 | 122.3475
2023-05-12 14:00 | 0.57993 | 0.42066 | 0.17369 | 127.7392
2023-05-12 15:00 | 0.53354 | 0.38092 | 0.14703 | 155.6542
2023-05-12 16:00 | 0.7367 | 0.43464 | 0.12944 | 222.6967
2023-05-12 17:00 | 0.28497 | 0.36395 | 0.15389 | 265.2992
2023-05-12 18:00 | 0.025294 | 0.52022 | 0.14156 | 315.9283
2023-05-12 19:00 | 0 | 0.79201 | 0.16838 | 329.3008
2023-05-12 20:00 | 0 | 0.7922 | 0.22275 | 252.4017
2023-05-12 21:00 | 0 | 0.85059 | 0.24268 | 230.22
2023-05-12 22:00 | 0 | 0.86211 | 0.18197 | 209.42
2023-05-12 23:00 | 0 | 0.9037 | 0.0483 | 245.7567
2023-05-13 | 0 | 0.87842 | 0.01738 | 209.6617
2023-05-13 01:00 | 0 | 0.89112 | 0.01595 | 187.4717
2023-05-13 02:00 | 0 | 0.8873 | 0.0142 | 158.9483
2023-05-13 03:00 | 0 | 0.91614 | 0.01838 | 149.4917
2023-05-13 04:00 | 0 | 0.91452 | 0.0873 | 143.0083
2023-05-13 05:00 | 0 | 0.91519 | 0.1733 | 170.4883
2023-05-13 06:00 | 0 | 0.8915 | 0.22099 | 197.7625
2023-05-13 07:00 | 0 | 0.88567 | 0.33538 | 205.13
2023-05-13 08:00 | 0.0061011 | 0.83981 | 0.32304 | 228.0083
2023-05-13 09:00 | 0.35463 | 0.74668 | 0.28183 | 146.4875
2023-05-13 10:00 | 0.63864 | 0.60566 | 0.25049 | 106.51
2023-05-13 11:00 | 0.7144 | 0.69941 | 0.25794 | 45.6933
2023-05-13 12:00 | 0.67333 | 0.61744 | 0.23799 | 31.36
2023-05-13 13:00 | 0.57491 | 0.4851 | 0.19395 | 17.4842
2023-05-13 14:00 | 0.52333 | 0.42693 | 0.15585 | 37.1275
2023-05-13 15:00 | 0.63876 | 0.35567 | 0.1545 | 110.5817
2023-05-13 16:00 | 0.53803 | 0.25848 | 0.17535 | 180.0208
2023-05-13 17:00 | 0.093989 | 0.16143 | 0.18547 | 228.0075
2023-05-13 18:00 | 0.0018556 | 0.09175 | 0.16275 | 338.2833
2023-05-13 19:00 | 0 | 0.051919 | 0.12108 | 265.365
2023-05-13 20:00 | 0 | 0.089094 | 0.12521 | 192.2608
2023-05-13 21:00 | 0 | 0.045095 | 0.10811 | 198.9058
2023-05-13 22:00 | 0 | 0.082074 | 0.06305 | 228.26
2023-05-13 23:00 | 0 | 0.14025 | 0.02985 | 192.7975
2023-05-14 | 0 | 0.18024 | 0.01979 | 189.0242
2023-05-14 01:00 | 0 | 0.12357 | 0.03109 | 173.555
2023-05-14 02:00 | 0 | 0.053432 | 0.02315 | 162.04
2023-05-14 03:00 | 0 | 0.016166 | 0.01071 | 152.0058
2023-05-14 04:00 | 0 | 0.008747 | 0.02082 | 153.8817
2023-05-14 05:00 | 0 | 0.002223 | 0.07736 | 151.6042
2023-05-14 06:00 | 0 | 0.008008 | 0.22117 | 154.255
2023-05-14 07:00 | 0 | 0.026141 | 0.30993 | 170.1833
2023-05-14 08:00 | 0.0033502 | 0.065924 | 0.34973 | 153.4517
2023-05-14 09:00 | 0.046936 | 0.10069 | 0.36926 | 100.0908
2023-05-14 10:00 | 0.035298 | 0.18448 | 0.3743 | 54.4342
2023-05-14 11:00 | 0.34629 | 0.49182 | 0.38183 | 40.7842
2023-05-14 12:00 | 0.48395 | 0.61545 | 0.39083 | 30.7725
2023-05-14 13:00 | 0.37588 | 0.60901 | 0.41859 | 14.1042
2023-05-14 14:00 | 0.38805 | 0.65425 | 0.44962 | 13.1108
2023-05-14 15:00 | 0.41158 | 0.58153 | 0.45814 | 20.2058
2023-05-14 16:00 | 0.53677 | 0.56388 | 0.45807 | 141.0692
2023-05-14 17:00 | 0.31808 | 0.49049 | 0.43873 | 212.8583
2023-05-14 18:00 | 0.0059305 | 0.41403 | 0.42524 | 270.49
2023-05-14 19:00 | 0 | 0.31322 | 0.4106 | 284.8467
2023-05-14 20:00 | 0 | 0.27192 | 0.37901 | 208.4033
2023-05-14 21:00 | 0 | 0.20645 | 0.36204 | 196.9692
2023-05-14 22:00 | 0 | 0.19191 | 0.3381 | 184.5417
2023-05-14 23:00 | 0 | 0.20483 | 0.26265 | 175.1217
2023-05-15 | 0 | 0.18454 | 0.15386 | 192.8708
2023-05-15 01:00 | 0 | 0.20812 | 0.09879 | 219.0083
2023-05-15 02:00 | 0 | 0.23201 | 0.06431 | 184.4008
2023-05-15 03:00 | 0 | 0.18738 | 0.04382 | 165.1483
2023-05-15 04:00 | 0 | 0.17414 | 0.05754 | 135.38
2023-05-15 05:00 | 0 | 0.19534 | 0.09017 | 128.8508
2023-05-15 06:00 | 0 | 0.19111 | 0.18325 | 142.1308
2023-05-15 07:00 | 0 | 0.14909 | 0.29012 | 184.2058
2023-05-15 08:00 | 0.0070532 | 0.18361 | 0.31077 | 198.3317
2023-05-15 09:00 | 0.3922 | 0.12897 | 0.33354 | 188.1417
2023-05-15 10:00 | 0.77447 | 0.15976 | 0.34864 | 134.6083
2023-05-15 11:00 | 0.74681 | 0.38344 | 0.34485 | 45.8217
2023-05-15 12:00 | 0.68559 | 0.5158 | 0.32885 | -2.4258
2023-05-15 13:00 | 0.66369 | 0.59311 | 0.27954 | -38.7717
2023-05-15 14:00 | 0.68158 | 0.54388 | 0.26817 | -43.1308
2023-05-15 15:00 | 0.72784 | 0.40401 | 0.26716 | 7.8342
2023-05-15 16:00 | 0.74605 | 0.31016 | 0.28757 | 122.4317
2023-05-15 17:00 | 0.3728 | 0.19558 | 0.29097 | 268.6033
2023-05-15 18:00 | 0.0059054 | 0.13029 | 0.26826 | 244.7225
2023-05-15 19:00 | 0 | 0.15129 | 0.29556 | 240.4758
2023-05-15 20:00 | 0 | 0.25654 | 0.30257 | 225.2208
2023-05-15 21:00 | 0 | 0.24481 | 0.30681 | 192.3575
2023-05-15 22:00 | 0 | 0.20256 | 0.27884 | 189.315
2023-05-15 23:00 | 0 | 0.17819 | 0.22867 | 169.1958
2023-05-16 | 0 | 0.1819 | 0.1765 | 145.1383
2023-05-16 01:00 | 0 | 0.1442 | 0.13521 | 141.0225
2023-05-16 02:00 | 0 | 0.107 | 0.117 | 121.0125
2023-05-16 03:00 | 0 | 0.027744 | 0.12243 | 81.8025
2023-05-16 04:00 | 0 | 0.001119 | 0.15386 | 76.1642
2023-05-16 05:00 | 0 | 0.001259 | 0.17234 | 71.2825
2023-05-16 06:00 | 0 | 0.002956 | 0.2191 | 211.2392
2023-05-16 07:00 | 0 | 0.002619 | 0.26097 | 306.1433
2023-05-16 08:00 | 0.005142 | 0.002613 | 0.26281 | 326.7733
2023-05-16 09:00 | 0.2779 | 0.002731 | 0.25471 | 237.7525
2023-05-16 10:00 | 0.6625 | 0.003765 | 0.27078 | 228.23
2023-05-16 11:00 | 0.65687 | 0.011127 | 0.2858 | 135.5133
2023-05-16 12:00 | 0.48581 | 0.017023 | 0.29956 | 127.9975
2023-05-16 13:00 | 0.50435 | 0.033368 | 0.28904 | 133.705
2023-05-16 14:00 | 0.47605 | 0.083239 | 0.31059 | 169.7517
2023-05-16 15:00 | 0.46903 | 0.12729 | 0.31724 | 209.9008
2023-05-16 16:00 | 0.58155 | 0.080087 | 0.30764 | 147.3483
2023-05-16 17:00 | 0.33076 | 0.019932 | 0.31598 | 282.925
2023-05-16 18:00 | 0.0055865 | 0.011873 | 0.33951 | 315.4858
2023-05-16 19:00 | 0 | 0.026604 | 0.35237 | 293.845
2023-05-16 20:00 | 0 | 0.007338 | 0.36009 | 231.8425
2023-05-16 21:00 | 0 | 0.012464 | 0.3584 | 227.96
2023-05-16 22:00 | 0 | 0.028192 | 0.34703 | 253.1958
2023-05-16 23:00 | 0 | 0.043314 | 0.30699 | 230.44
2023-05-17 | 0 | 0.040579 | 0.25461 | 295.2933
2023-05-17 01:00 | 0 | 0.017059 | 0.19096 | 326.2667
2023-05-17 02:00 | 0 | 0.019352 | 0.14865 | 299.6175
2023-05-17 03:00 | 0 | 0.023085 | 0.14692 | 272.6708
2023-05-17 04:00 | 0 | 0.045908 | 0.14566 | 233.4283
2023-05-17 05:00 | 0 | 0.055409 | 0.14799 | 298.8667
2023-05-17 06:00 | 0 | 0.080093 | 0.1999 | 300.0783
2023-05-17 07:00 | 0 | 0.060514 | 0.28786 | 337.4533
2023-05-17 08:00 | 0.0057572 | 0.007379 | 0.31357 | 295.405
2023-05-17 09:00 | 0.36025 | 0.000937 | 0.308 | 321.7275
2023-05-17 10:00 | 0.71457 | 0.004001 | 0.29797 | 326.0783
2023-05-17 11:00 | 0.64172 | 0.005311 | 0.33055 | 286.0267
2023-05-17 12:00 | 0.61908 | 0.030818 | 0.32786 | 132.9258
2023-05-17 13:00 | 0.62614 | 0.071104 | 0.33899 | 51.8883
2023-05-17 14:00 | 0.66328 | 0.081561 | 0.38126 | 99.0842
2023-05-17 15:00 | 0.70783 | 0.12609 | 0.39047 | 99.3183
2023-05-17 16:00 | 0.73259 | 0.19664 | 0.40419 | 104.4708
2023-05-17 17:00 | 0.36009 | 0.25703 | 0.414 | 234.43
2023-05-17 18:00 | 0.0048689 | 0.40568 | 0.42021 | 211.49
2023-05-17 19:00 | 0 | 0.44253 | 0.40071 | 232.4883
2023-05-17 20:00 | 0 | 0.36251 | 0.36464 | 211.7792
2023-05-17 21:00 | 0 | 0.33573 | 0.33753 | 219.4583
2023-05-17 22:00 | 0 | 0.23696 | 0.32889 | 208.085
2023-05-17 23:00 | 0 | 0.16241 | 0.2787 | 191.2567
2023-05-18 | 0 | 0.1641 | 0.18549 | 172.45
2023-05-18 01:00 | 0 | 0.17703 | 0.12871 | 175.24
2023-05-18 02:00 | 0 | 0.17679 | 0.11112 | 172.0967
2023-05-18 03:00 | 0 | 0.19127 | 0.08433 | 160.6567
2023-05-18 04:00 | 0 | 0.20855 | 0.10664 | 164.43
2023-05-18 05:00 | 0 | 0.20012 | 0.11122 | 151.7658
2023-05-18 06:00 | 0 | 0.22748 | 0.15713 | 194.5742
2023-05-18 07:00 | 0 | 0.24236 | 0.26899 | 272.725
2023-05-18 08:00 | 0.0053326 | 0.19263 | 0.36292 | 306.215
2023-05-18 09:00 | 0.35837 | 0.19538 | 0.37305 | 270.3375
2023-05-18 10:00 | 0.70702 | 0.16302 | 0.3877 | 185.65
2023-05-18 11:00 | 0.39969 | 0.32054 | 0.3959 | 145.2783
2023-05-18 12:00 | 0.54068 | 0.34042 | 0.40546 | 132.1558
2023-05-18 13:00 | 0.54461 | 0.21547 | 0.41016 | 132.4192
2023-05-18 14:00 | 0.53208 | 0.1546 | 0.42867 | 137.01
2023-05-18 15:00 | 0.54553 | 0.11507 | 0.44932 | 154.6483
2023-05-18 16:00 | 0.65394 | 0.11592 | 0.47182 | 119.73
2023-05-18 17:00 | 0.25603 | 0.10946 | 0.48204 | 245.055
2023-05-18 18:00 | 0.0031698 | 0.18999 | 0.47587 | 307.6692
2023-05-18 19:00 | 0 | 0.28408 | 0.4648 | 341.5642
2023-05-18 20:00 | 0 | 0.42926 | 0.43281 | 318.1958
2023-05-18 21:00 | 0 | 0.43905 | 0.39134 | 326.48
2023-05-18 22:00 | 0 | 0.50826 | 0.37361 | 322.6508
2023-05-18 23:00 | 0 | 0.467 | 0.31728 | 248.7858
2023-05-19 | 0 | 0.4672 | 0.27156 | 329.6533
2023-05-19 01:00 | 0 | 0.52467 | 0.21979 | 306.095
2023-05-19 02:00 | 0 | 0.53959 | 0.16482 | 318.5408
2023-05-19 03:00 | 0 | 0.56366 | 0.12752 | 315.3833
2023-05-19 04:00 | 0 | 0.66455 | 0.09533 | 294.5783
2023-05-19 05:00 | 0 | 0.74843 | 0.11182 | 299.7425
2023-05-19 06:00 | 0 | 0.69273 | 0.19877 | 356.5658
2023-05-19 07:00 | 0 | 0.60704 | 0.27156 | 357.4425
2023-05-19 08:00 | 0.0020425 | 0.43272 | 0.33917 | 340.7133
2023-05-19 09:00 | 0.17579 | 0.24665 | 0.34896 | 310.5175
2023-05-19 10:00 | 0.48616 | 0.30695 | 0.3531 | 197.2633
2023-05-19 11:00 | 0.59953 | 0.28614 | 0.3489 | 203.02
2023-05-19 12:00 | 0.53216 | 0.20911 | 0.35581 | 173.3475
2023-05-19 13:00 | 0.59915 | 0.13008 | 0.35316 | 120.2425
2023-05-19 14:00 | 0.55275 | 0.10228 | 0.34548 | 70.0125
2023-05-19 15:00 | 0.52834 | 0.12434 | 0.33353 | 71.5625
2023-05-19 16:00 | 0.44457 | 0.16803 | 0.28753 | 126.3508
2023-05-19 17:00 | 0.14089 | 0.21263 | 0.26836 | 283.1792
2023-05-19 18:00 | 0.0012008 | 0.30397 | 0.20065 | 271.1933
2023-05-19 19:00 | 0 | 0.43043 | 0.205 | 298.6283
2023-05-19 20:00 | 0 | 0.39604 | 0.23416 | 288.1875
2023-05-19 21:00 | 0 | 0.45291 | 0.26126 | 281.8075
2023-05-19 22:00 | 0 | 0.39562 | 0.26876 | 288.7483
2023-05-19 23:00 | 0 | 0.37744 | 0.19228 | 243.055
2023-05-20 | 0 | 0.36961 | 0.13135 | 212.1875
2023-05-20 01:00 | 0 | 0.33137 | 0.0888 | 193.4117
2023-05-20 02:00 | 0 | 0.31823 | 0.01922 | 193.1308
2023-05-20 03:00 | 0 | 0.32898 | 0.01467 | 243.4475
2023-05-20 04:00 | 0 | 0.2268 | 0.01357 | 203.8342
2023-05-20 05:00 | 0 | 0.19308 | 0.01509 | 129.9458
2023-05-20 06:00 | 0 | 0.12246 | 0.0435 | 173.095
2023-05-20 07:00 | 0 | 0.13086 | 0.12865 | 228.1033
2023-05-20 08:00 | 0.0051375 | 0.056008 | 0.16763 | 236.435
2023-05-20 09:00 | 0.38993 | 0.054193 | 0.12602 | 255.82
2023-05-20 10:00 | 0.7691 | 0.026228 | 0.09421 | 194.0283
2023-05-20 11:00 | 0.73726 | 0.10021 | 0.09649 | 116.8267
2023-05-20 12:00 | 0.67936 | 0.12251 | 0.12364 | 69.6625
2023-05-20 13:00 | 0.64641 | 0.096518 | 0.06716 | 51.6067
2023-05-20 14:00 | 0.6698 | 0.076116 | 0.04797 | 81.9608
2023-05-20 15:00 | 0.72138 | 0.075918 | 0.0217 | 66.2292
2023-05-20 16:00 | 0.7493 | 0.098602 | 0.02313 | 88.8708
2023-05-20 17:00 | 0.36362 | 0.1342 | 0.02284 | 140.185
2023-05-20 18:00 | 0.0041228 | 0.2144 | 0.02303 | 122.7158
2023-05-20 19:00 | 0 | 0.25658 | 0.0187 | 86.9208
2023-05-20 20:00 | 0 | 0.23938 | 0.01841 | 106.3433
2023-05-20 21:00 | 0 | 0.27227 | 0.01988 | 90.245
2023-05-20 22:00 | 0 | 0.49 | 0.05454 | 76.87
2023-05-20 23:00 | 0 | 0.57093 | 0.11102 | 66.5917
2023-05-21 | 0 | 0.56127 | 0.04712 | 36.9425
2023-05-21 01:00 | 0 | 0.5443 | 0.04141 | 26.9633
2023-05-21 02:00 | 0 | 0.46817 | 0.05319 | 11
2023-05-21 03:00 | 0 | 0.46802 | 0.04825 | -8.6992
2023-05-21 04:00 | 0 | 0.3613 | 0.06464 | -15.2958
2023-05-21 05:00 | 0 | 0.29353 | 0.12961 | -26.69
2023-05-21 06:00 | 0 | 0.30073 | 0.22929 | -39.2933
2023-05-21 07:00 | 0 | 0.24763 | 0.30896 | -14.7692
2023-05-21 08:00 | 0.0047748 | 0.078442 | 0.36179 | 12.6958
2023-05-21 09:00 | 0.37611 | 0.048965 | 0.36561 | 39.305
2023-05-21 10:00 | 0.73826 | 0.031391 | 0.39031 | 53.3533
2023-05-21 11:00 | 0.71158 | 0.049497 | 0.40212 | 26.2417
2023-05-21 12:00 | 0.65952 | 0.10089 | 0.42839 | 4.7208
2023-05-21 13:00 | 0.62861 | 0.12257 | 0.43912 | 2.3708
2023-05-21 14:00 | 0.65337 | 0.13202 | 0.44084 | 12.1258
2023-05-21 15:00 | 0.70063 | 0.11063 | 0.43993 | 30.1725
2023-05-21 16:00 | 0.72716 | 0.094408 | 0.44855 | 74.9292
2023-05-21 17:00 | 0.37095 | 0.12419 | 0.43776 | 193.635
2023-05-21 18:00 | 0.0039392 | 0.16818 | 0.43611 | 298.2642
2023-05-21 19:00 | 0 | 0.2912 | 0.42787 | 287.1375
2023-05-21 20:00 | 0 | 0.40203 | 0.39363 | 292.8167
2023-05-21 21:00 | 0 | 0.4206 | 0.37453 | 226.7892
2023-05-21 22:00 | 0 | 0.47203 | 0.37776 | 182.8567
2023-05-21 23:00 | 0 | 0.44487 | 0.35544 | 191.945
2023-05-22 | 0 | 0.44794 | 0.30567 | 190.7825
2023-05-22 01:00 | 0 | 0.40566 | 0.26324 | 244.1858
2023-05-22 02:00 | 0 | 0.41224 | 0.24444 | 220.0992
2023-05-22 03:00 | 0 | 0.34947 | 0.22188 | 241.0675
2023-05-22 04:00 | 0 | 0.27049 | 0.19741 | 203.305
2023-05-22 05:00 | 0 | 0.27592 | 0.22156 | 96.3608
2023-05-22 06:00 | 0 | 0.24392 | 0.26822 | 151.4725
2023-05-22 07:00 | 0 | 0.1962 | 0.32366 | 232.295
2023-05-22 08:00 | 0.00405 | 0.13985 | 0.36472 | 308.7258
2023-05-22 09:00 | 0.35941 | 0.103 | 0.37839 | 267.4792
2023-05-22 10:00 | 0.70423 | 0.050003 | 0.38942 | 191.2308
2023-05-22 11:00 | 0.67835 | 0.094274 | 0.39396 | 140.0333
2023-05-22 12:00 | 0.63323 | 0.13717 | 0.40221 | 194.17
2023-05-22 13:00 | 0.58746 | 0.14354 | 0.40856 | 234.2875
2023-05-22 14:00 | 0.42661 | 0.1167 | 0.42735 | 99.2125
2023-05-22 15:00 | 0.50147 | 0.10038 | 0.4429 | 70.355
2023-05-22 16:00 | 0.35673 | 0.084692 | 0.47392 | 124.0158
2023-05-22 17:00 | 0.21885 | 0.060913 | 0.4929 | 239.3458
2023-05-22 18:00 | 0.001944 | 0.066427 | 0.45562 | 425.0633
2023-05-22 19:00 | 0 | 0.19171 | 0.41403 | 430.1017
2023-05-22 20:00 | 0 | 0.41151 | 0.3834 | 349.0075
2023-05-22 21:00 | 0 | 0.50575 | 0.37208 | 342.5933
2023-05-22 22:00 | 0 | 0.42615 | 0.34617 | 306.4942
2023-05-22 23:00 | 0 | 0.34714 | 0.29469 | 276.2908
2023-05-23 | 0 | 0.43864 | 0.24906 | 278.5067
2023-05-23 01:00 | 0 | 0.42448 | 0.2225 | 262.0975
2023-05-23 02:00 | 0 | 0.45637 | 0.19483 | 207.6567
2023-05-23 03:00 | 0 | 0.47861 | 0.17389 | 195.6742
2023-05-23 04:00 | 0 | 0.50907 | 0.16972 | 250.6683
2023-05-23 05:00 | 0 | 0.32176 | 0.22519 | 292.7933
2023-05-23 06:00 | 0 | 0.29836 | 0.25599 | 353.075
2023-05-23 07:00 | 0 | 0.4079 | 0.33392 | 573.8717
2023-05-23 08:00 | 0.0033639 | 0.3875 | 0.36336 | 428.22
2023-05-23 09:00 | 0.3053 | 0.43385 | 0.37852 | 248.915
2023-05-23 10:00 | 0.66221 | 0.43723 | 0.3768 | 206.5933
2023-05-23 11:00 | 0.65866 | 0.45227 | 0.37155 | 274.9417
2023-05-23 12:00 | 0.61495 | 0.46787 | 0.35919 | 289.7692
2023-05-23 13:00 | 0.47466 | 0.66194 | 0.3282 | 206.5958
2023-05-23 14:00 | 0.40384 | 0.65418 | 0.3239 | 108.5008
2023-05-23 15:00 | 0.58594 | 0.60461 | 0.33759 | 123.77
2023-05-23 16:00 | 0.61336 | 0.53808 | 0.36754 | 242.7075
2023-05-23 17:00 | 0.25889 | 0.40906 | 0.3238 | 320.3742
2023-05-23 18:00 | 0.0025563 | 0.31963 | 0.22667 | 386.3567
2023-05-23 19:00 | 0 | 0.31189 | 0.15056 | 476.4933
2023-05-23 20:00 | 0 | 0.44256 | 0.13035 | 357.7458
2023-05-23 21:00 | 0 | 0.59009 | 0.13283 | 326.7208
2023-05-23 22:00 | 0 | 0.64159 | 0.11107 | 318.475
2023-05-23 23:00 | 0 | 0.62598 | 0.07379 | 280.5992
2023-05-24 | 0 | 0.62935 | 0.02324 | 265.6208
2023-05-24 01:00 | 0 | 0.67407 | 0.02709 | 270.7383
2023-05-24 02:00 | 0 | 0.78055 | 0.02552 | 194.56
2023-05-24 03:00 | 0 | 0.85613 | 0.02865 | 150.02
2023-05-24 04:00 | 0 | 0.83799 | 0.02973 | 124.7817
2023-05-24 05:00 | 0 | 0.75498 | 0.03119 | 102.9725
2023-05-24 06:00 | 0 | 0.77145 | 0.02871 | 125.8017
2023-05-24 07:00 | 0 | 0.78677 | 0.05698 | 73.2733
2023-05-24 08:00 | 0.0026851 | 0.82075 | 0.08415 | 85.3133
2023-05-24 09:00 | 0.15742 | 0.77343 | 0.03858 | 103.17
2023-05-24 10:00 | 0.10506 | 0.78253 | 0.02956 | -49.3783
2023-05-24 11:00 | 0.19303 | 0.65728 | 0.01812 | -58.2008
2023-05-24 12:00 | 0.27991 | 0.78878 | 0.01257 | -94.9558
2023-05-24 13:00 | 0.3226 | 0.81851 | 0.01296 | -102.7183
2023-05-24 14:00 | 0.23079 | 0.61771 | 0.01229 | -89.4125
2023-05-24 15:00 | 0.13241 | 0.41034 | 0.01357 | -51.6433
2023-05-24 16:00 | 0.068093 | 0.3157 | 0.01323 | -37.1
2023-05-24 17:00 | 0.02886 | 0.19945 | 0.01349 | 72.8217
2023-05-24 18:00 | 0 | 0.06344 | 0.01577 | 79.92
2023-05-24 19:00 | 0 | 0.042635 | 0.0161 | -25.715
2023-05-24 20:00 | 0 | 0.08555 | 0.01609 | 92.615
2023-05-24 21:00 | 0 | 0.10071 | 0.01588 | 7.1258
2023-05-24 22:00 | 0 | 0.046579 | 0.03561 | 2.1217
2023-05-24 23:00 | 0 | 0.094346 | 0.07503 | -22.6308
2023-05-25 | 0 | 0.13483 | 0.12178 | -32.6458
2023-05-25 01:00 | 0 | 0.10311 | 0.10516 | -43.03
2023-05-25 02:00 | 0 | 0.07811 | 0.07055 | -46.8892
2023-05-25 03:00 | 0 | 0.043483 | 0.03104 | -47.155
2023-05-25 04:00 | 0 | 0.023453 | 0.0323 | -47.6658
2023-05-25 05:00 | 0 | 0.011957 | 0.04982 | -51.5658
2023-05-25 06:00 | 0 | 0.007745 | 0.08667 | -51.9008
2023-05-25 07:00 | 0 | 0.009288 | 0.08224 | -50.765
2023-05-25 08:00 | 0 | 0.003733 | 0.08592 | 34.1125
2023-05-25 09:00 | 0.1041 | 0.010865 | 0.09628 | 64.7333
2023-05-25 10:00 | 0.38249 | 0.019706 | 0.08954 | 191.4542
2023-05-25 11:00 | 0.40198 | 0.019649 | 0.06802 | 343.9217
2023-05-25 12:00 | 0.49323 | 0.032977 | 0.05399 | 205.8742
2023-05-25 13:00 | 0.25316 | 0.045418 | 0.04963 | 144.3575
2023-05-25 14:00 | 0.092333 | 0.089229 | 0.05875 | 118.035
2023-05-25 15:00 | 0.21503 | 0.08145 | 0.07121 | 125.7267
2023-05-25 16:00 | 0.16964 | 0.052499 | 0.05947 | 150.2458
2023-05-25 17:00 | 0.27627 | 0.03554 | 0.06576 | 246.85
2023-05-25 18:00 | 0.0019105 | 0.028789 | 0.08003 | 120.6817
2023-05-25 19:00 | 0 | 0.024375 | 0.11073 | 51.2408
2023-05-25 20:00 | 0 | 0.029578 | 0.16747 | 178.1217
2023-05-25 21:00 | 0 | 0.033699 | 0.22016 | 140.0025
2023-05-25 22:00 | 0 | 0.067508 | 0.22543 | 113.69
2023-05-25 23:00 | 0 | 0.093929 | 0.23372 | 49.8808
2023-05-26 | 0 | 0.098777 | 0.20359 | 85.6592
2023-05-26 01:00 | 0 | 0.064987 | 0.13531 | 66.8025
2023-05-26 02:00 | 0 | 0.060547 | 0.10199 | 38.8317
2023-05-26 03:00 | 0 | 0.051052 | 0.08237 | 16.125
2023-05-26 04:00 | 0 | 0.042306 | 0.09811 | 13.2817
2023-05-26 05:00 | 0 | 0.016465 | 0.14012 | 27.19
2023-05-26 06:00 | 0 | 0.0076 | 0.20643 | 93.0975
2023-05-26 07:00 | 0 | 0.000952 | 0.27465 | 182.485
2023-05-26 08:00 | 0.0028671 | 0.002469 | 0.29475 | 277.2867
2023-05-26 09:00 | 0.19604 | 0.001268 | 0.26163 | 264.6267
2023-05-26 10:00 | 0.47587 | 0.002098 | 0.2491 | 269.8592
2023-05-26 11:00 | 0.54449 | 0.000834 | 0.26374 | 191.3683
2023-05-26 12:00 | 0.38473 | 0.005129 | 0.27019 | 19.745
2023-05-26 13:00 | 0.53586 | 0.022694 | 0.26355 | 9.9558
2023-05-26 14:00 | 0.57286 | 0.072265 | 0.22733 | -25.34
2023-05-26 15:00 | 0.65671 | 0.11317 | 0.20081 | 101.3575
2023-05-26 16:00 | 0.68016 | 0.12918 | 0.15537 | 142.16
2023-05-26 17:00 | 0.33002 | 0.088096 | 0.11663 | 245.08
2023-05-26 18:00 | 0.0011931 | 0.044989 | 0.09502 | 219.7475
2023-05-26 19:00 | 0 | 0.012221 | 0.11039 | 187.8867
2023-05-26 20:00 | 0 | 0.000364 | 0.11712 | 197.0283
2023-05-26 21:00 | 0 | 0.005094 | 0.15576 | 207.5208
2023-05-26 22:00 | 0 | 0.04643 | 0.11691 | 180.5325
2023-05-26 23:00 | 0 | 0.13458 | 0.11295 | 172.1717
2023-05-27 | 0 | 0.15758 | 0.0469 | 169.8125
2023-05-27 01:00 | 0 | 0.12739 | 0.03769 | 182.7525
2023-05-27 02:00 | 0 | 0.098588 | 0.03454 | 152.56
2023-05-27 03:00 | 0 | 0.06954 | 0.03234 | 76.6592
2023-05-27 04:00 | 0 | 0.03435 | 0.037 | 72.6433
2023-05-27 05:00 | 0 | 0.007142 | 0.03887 | 61.7125
2023-05-27 06:00 | 0 | 0.004886 | 0.10155 | 73.585
2023-05-27 07:00 | 0 | 0.005624 | 0.22502 | 69.2408
2023-05-27 08:00 | 0.0017364 | 0.015931 | 0.28015 | 129.9742
2023-05-27 09:00 | 0.34728 | 0.021067 | 0.25162 | 149.6717
2023-05-27 10:00 | 0.71187 | 0.01467 | 0.19615 | 189.2275
2023-05-27 11:00 | 0.56495 | 0.016421 | 0.18058 | 19.725
2023-05-27 12:00 | 0.35752 | 0.038133 | 0.13473 | -5.0342
2023-05-27 13:00 | 0.43518 | 0.10562 | 0.14236 | -2.5942
2023-05-27 14:00 | 0.57078 | 0.15407 | 0.12948 | -4.1608
2023-05-27 15:00 | 0.55897 | 0.16452 | 0.09994 | 22.3917
2023-05-27 16:00 | 0.59923 | 0.13503 | 0.04068 | 79.0717
2023-05-27 17:00 | 0.29154 | 0.07246 | 0.01726 | 163.1758
2023-05-27 18:00 | 0.0022983 | 0.054357 | 0.01812 | 95.9658
2023-05-27 19:00 | 0 | 0.042489 | 0.01703 | 71.5
2023-05-27 20:00 | 0 | 0.022036 | 0.01633 | 30.3133
2023-05-27 21:00 | 0 | 0.002247 | 0.01649 | 50.4442
2023-05-27 22:00 | 0 | 0.002324 | 0.01802 | 71.1092
2023-05-27 23:00 | 0 | 0.001448 | 0.01817 | 20.6358
2023-05-28 | 0 | 0.003138 | 0.01422 | 42.5533
2023-05-28 01:00 | 0 | 0.002748 | 0.01328 | 43.855
2023-05-28 02:00 | 0 | 0.002699 | 0.01259 | 13.3525
2023-05-28 03:00 | 0 | 0.015554 | 0.01365 | -2.285
2023-05-28 04:00 | 0 | 0.013535 | 0.01437 | -14.4617
2023-05-28 05:00 | 0 | 0.032137 | 0.02584 | -17.1142
2023-05-28 06:00 | 0 | 0.098823 | 0.09404 | -12.925
2023-05-28 07:00 | 0 | 0.23722 | 0.18803 | 3.585
2023-05-28 08:00 | 0.0016173 | 0.4129 | 0.20343 | 16.4425
2023-05-28 09:00 | 0.34684 | 0.4245 | 0.19295 | 63.18
2023-05-28 10:00 | 0.70207 | 0.3195 | 0.17049 | 72.9633
2023-05-28 11:00 | 0.67399 | 0.52108 | 0.10176 | 32.7242
2023-05-28 12:00 | 0.62253 | 0.75255 | 0.04574 | 16.2575
2023-05-28 13:00 | 0.58252 | 0.82591 | 0.04279 | -28.8358
2023-05-28 14:00 | 0.59592 | 0.87673 | 0.04421 | -2.93
2023-05-28 15:00 | 0.49004 | 0.90534 | 0.04145 | 28.3608
2023-05-28 16:00 | 0.52989 | 0.8976 | 0.039 | 30.935
2023-05-28 17:00 | 0.26419 | 0.91381 | 0.0412 | 148.815
2023-05-28 18:00 | 0.0013967 | 0.91444 | 0.05047 | 268.4942
2023-05-28 19:00 | 0 | 0.92575 | 0.07961 | 264.5108
2023-05-28 20:00 | 0 | 0.92137 | 0.10922 | 147.63
2023-05-28 21:00 | 0 | 0.89659 | 0.18798 | 154.6292
2023-05-28 22:00 | 0 | 0.92099 | 0.21518 | 70.2717
2023-05-28 23:00 | 0 | 0.88764 | 0.2161 | 21.7917
2023-05-29 | 0 | 0.89142 | 0.14761 | 23.7083
2023-05-29 01:00 | 0 | 0.90255 | 0.1006 | 14.7133
2023-05-29 02:00 | 0 | 0.88082 | 0.06996 | 8.3933
2023-05-29 03:00 | 0 | 0.91094 | 0.07922 | -1.4025
2023-05-29 04:00 | 0 | 0.87803 | 0.0856 | 2.3192
2023-05-29 05:00 | 0 | 0.89659 | 0.10877 | 9.6442
2023-05-29 06:00 | 0 | 0.9052 | 0.13645 | 19.3133
2023-05-29 07:00 | 0 | 0.91337 | 0.22859 | 79.8467
2023-05-29 08:00 | 0.00090283 | 0.89969 | 0.27031 | 101.0067
2023-05-29 09:00 | 0.35851 | 0.90403 | 0.26305 | 311.8175
2023-05-29 10:00 | 0.71469 | 0.90593 | 0.25802 | 345.6067
2023-05-29 11:00 | 0.56616 | 0.89362 | 0.27023 | 212.9533
2023-05-29 12:00 | 0.49645 | 0.89026 | 0.26641 | 120.995
2023-05-29 13:00 | 0.41157 | 0.89239 | 0.27466 | -39.5825
2023-05-29 14:00 | 0.19285 | 0.88583 | 0.29076 | -40.6625
2023-05-29 15:00 | 0.040687 | 0.93221 | 0.29313 | -1.1375
2023-05-29 16:00 | 0.067007 | 0.89507 | 0.29238 | 32.9758
2023-05-29 17:00 | 0.024912 | 0.91788 | 0.28423 | 139.2975
2023-05-29 18:00 | 0 | 0.92025 | 0.28807 | 227.1167
2023-05-29 19:00 | 0 | 0.87011 | 0.28969 | 262.1158
2023-05-29 20:00 | 0 | 0.84657 | 0.30627 | 217.2533
2023-05-29 21:00 | 0 | 0.88005 | 0.30849 | 217.7667
2023-05-29 22:00 | 0 | 0.89556 | 0.32233 | 260.3908
2023-05-29 23:00 | 0 | 0.89927 | 0.30019 | 309.5792
2023-05-30 | 0 | 0.91765 | 0.2383 | 1411.8108
2023-05-30 01:00 | 0 | 0.90864 | 0.19058 | 304.2075
2023-05-30 02:00 | 0 | 0.88204 | 0.15018 | 320.1117
2023-05-30 03:00 | 0 | 0.80173 | 0.14835 | 325.1375
2023-05-30 04:00 | 0 | 0.81571 | 0.15901 | 269.8967
2023-05-30 05:00 | 0 | 0.9022 | 0.17387 | 239.0333
2023-05-30 06:00 | 0 | 0.86508 | 0.21808 | 286.3917
2023-05-30 07:00 | 0 | 0.85684 | 0.29812 | 313.6
2023-05-30 08:00 | 0 | 0.89359 | 0.32426 | 331.725
2023-05-30 09:00 | 0.064997 | 0.89071 | 0.32728 | 326.0783
2023-05-30 10:00 | 0.044102 | 0.88233 | 0.31046 | 336.8642
2023-05-30 11:00 | 0.042411 | 0.90095 | 0.30311 | 276.7925
2023-05-30 12:00 | 0.11994 | 0.91811 | 0.29001 | 239.5692
2023-05-30 13:00 | 0.2625 | 0.9086 | 0.29211 | 154.9767
2023-05-30 14:00 | 0.219 | 0.90459 | 0.28436 | 209.0183
2023-05-30 15:00 | 0.28864 | 0.8894 | 0.22687 | 219.2133
2023-05-30 16:00 | 0.42685 | 0.88471 | 0.1929 | 192.6983
2023-05-30 17:00 | 0.19779 | 0.84261 | 0.15999 | 219.9808
2023-05-30 18:00 | 0.00054565 | 0.80103 | 0.13516 | 350.6358
2023-05-30 19:00 | 0 | 0.76901 | 0.08912 | 370.745
2023-05-30 20:00 | 0 | 0.73481 | 0.09058 | 345.9875
2023-05-30 21:00 | 0 | 0.77621 | 0.08235 | 315.7017
2023-05-30 22:00 | 0 | 0.77537 | 0.07097 | 294.0767
2023-05-30 23:00 | 0 | 0.71899 | 0.06009 | 247.7175
2023-05-31 | 0 | 0.64755 | 0.03492 | 337.9383
2023-05-31 01:00 | 0 | 0.50692 | 0.03047 | 342.6633
2023-05-31 02:00 | 0 | 0.30709 | 0.01798 | 253.4125
2023-05-31 03:00 | 0 | 0.16408 | 0.01272 | 150.2258
2023-05-31 04:00 | 0 | 0.10103 | 0.01414 | 111.8783
2023-05-31 05:00 | 0 | 0.090835 | 0.04579 | 48.5183
2023-05-31 06:00 | 0 | 0.05779 | 0.08317 | -5.1317
2023-05-31 07:00 | 0 | 0.020547 | 0.12064 | 19.6283
2023-05-31 08:00 | 0 | 0.01066 | 0.12862 | 52.6483
2023-05-31 09:00 | 0.13789 | 0.003918 | 0.10535 | 49.3908
2023-05-31 10:00 | 0.49497 | 0.003211 | 0.09449 | 49.5475
2023-05-31 11:00 | 0.70265 | 0.001809 | 0.08519 | -12.4942
2023-05-31 12:00 | 0.63636 | 0.001274 | 0.08312 | -52.015
2023-05-31 13:00 | 0.53879 | 0.000787 | 0.08226 | -49.0083
2023-05-31 14:00 | 0.48361 | 0.002338 | 0.08754 | -25.68
2023-05-31 15:00 | 0.37082 | 0.00461 | 0.09025 | 19.3667
2023-05-31 16:00 | 0.56283 | 0.009336 | 0.09649 | 68.4008
2023-05-31 17:00 | 0.24997 | 0.005389 | 0.11637 | 88.0183
2023-05-31 18:00 | 0.00071387 | 0.025326 | 0.16376 | 201.0325
2023-05-31 19:00 | 0 | 0.043831 | 0.22225 | 81.9925
2023-05-31 20:00 | 0 | 0.014704 | 0.28278 | 109.2208
2023-05-31 21:00 | 0 | 0.017627 | 0.32985 | 65.385
2023-05-31 22:00 | 0 | 0.012408 | 0.33247 | 29.6858
2023-05-31 23:00 | 0 | 0.003903 | 0.28819 | -19.9233
2023-06-01 | 0 | 0.004369 | 0.24017 | -24.2725
2023-06-01 01:00 | 0 | 0.008709 | 0.22064 | -34.48
2023-06-01 02:00 | 0 | 0.00087 | 0.21149 | -21.4017
2023-06-01 03:00 | 0 | 0.006152 | 0.25347 | -23.1933
2023-06-01 04:00 | 0 | 0.016914 | 0.27072 | 9.0842
2023-06-01 05:00 | 0 | 0.026175 | 0.29913 | 12.8933
2023-06-01 06:00 | 0 | 0.053464 | 0.32064 | 99.5925
2023-06-01 07:00 | 0 | 0.066195 | 0.30301 | 193.3675
2023-06-01 08:00 | 0 | 0.16177 | 0.2689 | 306.195
2023-06-01 09:00 | 0.17276 | 0.1434 | 0.28687 | 325.8742
2023-06-01 10:00 | 0.54485 | 0.17874 | 0.32609 | 189.5108
2023-06-01 11:00 | 0.50351 | 0.31517 | 0.31036 | 232.5183
2023-06-01 12:00 | 0.47558 | 0.47377 | 0.3045 | 255.9633
2023-06-01 13:00 | 0.4342 | 0.57533 | 0.28382 | 324.7458
2023-06-01 14:00 | 0.45867 | 0.39278 | 0.2553 | 348.2158
2023-06-01 15:00 | 0.36917 | 0.28119 | 0.21563 | 323.045
2023-06-01 16:00 | 0.40881 | 0.14026 | 0.15936 | 324.4533
2023-06-01 17:00 | 0.18128 | 0.069987 | 0.14426 | 325.4683
2023-06-01 18:00 | 0 | 0.07121 | 0.14953 | 266.38
2023-06-01 19:00 | 0 | 0.072514 | 0.18856 | 249.42
2023-06-01 20:00 | 0 | 0.10658 | 0.18044 | 254.175
2023-06-01 21:00 | 0 | 0.11212 | 0.19784 | 296.7992
2023-06-01 22:00 | 0 | 0.13363 | 0.18041 | 242.3867
2023-06-01 23:00 | 0 | 0.13661 | 0.14714 | 240.095
2023-06-02 | 0 | 0.13556 | 0.1093 | 191.9267
2023-06-02 01:00 | 0 | 0.14985 | 0.13609 | 174.7383
2023-06-02 02:00 | 0 | 0.16712 | 0.17389 | 146.8667
2023-06-02 03:00 | 0 | 0.1561 | 0.16045 | 103.48
2023-06-02 04:00 | 0 | 0.18731 | 0.14127 | 85.88
2023-06-02 05:00 | 0 | 0.18187 | 0.12205 | 98.9725
2023-06-02 06:00 | 0 | 0.23309 | 0.17526 | 128.8808
2023-06-02 07:00 | 0 | 0.26589 | 0.22114 | 240.26
2023-06-02 08:00 | 0 | 0.33268 | 0.21639 | 170.6775
2023-06-02 09:00 | 0.052378 | 0.38936 | 0.14426 | 169.06
2023-06-02 10:00 | 0.068019 | 0.49224 | 0.11349 | 148.9992
2023-06-02 11:00 | 0.11775 | 0.47483 | 0.09836 | 112.7967
2023-06-02 12:00 | 0.23609 | 0.46416 | 0.10092 | 202.2358
2023-06-02 13:00 | 0.37535 | 0.50316 | 0.1027 | 333.1175
2023-06-02 14:00 | 0.23029 | 0.40511 | 0.10801 | 200.375
2023-06-02 15:00 | 0.11427 | 0.46119 | 0.11697 | 169.0767
2023-06-02 16:00 | 0.084432 | 0.38121 | 0.12517 | 199.195
2023-06-02 17:00 | 0.042399 | 0.40741 | 0.13453 | 276.9967
2023-06-02 18:00 | 0 | 0.46716 | 0.1317 | 303.6975
2023-06-02 19:00 | 0 | 0.52297 | 0.14346 | 271.6967
2023-06-02 20:00 | 0 | 0.55251 | 0.18807 | 160.5417
2023-06-02 21:00 | 0 | 0.54373 | 0.22464 | 110.1783
2023-06-02 22:00 | 0 | 0.48511 | 0.22071 | 83.9392
2023-06-02 23:00 | 0 | 0.39005 | 0.15614 | 78.5575
2023-06-03 | 0 | 0.32341 | 0.09927 | 43.1233
2023-06-03 01:00 | 0 | 0.29201 | 0.07954 | 72.9108
2023-06-03 02:00 | 0 | 0.28292 | 0.07453 | 70.0117
2023-06-03 03:00 | 0 | 0.20242 | 0.07123 | 64.4992
2023-06-03 04:00 | 0 | 0.15167 | 0.07337 | 62.6008
2023-06-03 05:00 | 0 | 0.1724 | 0.11101 | 61.2067
2023-06-03 06:00 | 0 | 0.28192 | 0.15057 | 67.8775
2023-06-03 07:00 | 0 | 0.41192 | 0.17399 | 100.3142
2023-06-03 08:00 | 0 | 0.65323 | 0.13577 | 151.3267
2023-06-03 09:00 | 0.17249 | 0.6262 | 0.10342 | 128.58
2023-06-03 10:00 | 0.43728 | 0.56004 | 0.0647 | 42.9625
2023-06-03 11:00 | 0.57505 | 0.56091 | 0.0413 | 12.8817
2023-06-03 12:00 | 0.55037 | 0.74313 | 0.03856 | 59.2208
2023-06-03 13:00 | 0.48304 | 0.89946 | 0.04023 | 41.4675
2023-06-03 14:00 | 0.38926 | 0.9047 | 0.02124 | 28.2208
2023-06-03 15:00 | 0.41025 | 0.90228 | 0.02171 | 67.3975
2023-06-03 16:00 | 0.14383 | 0.89778 | 0.01808 | 100.6092
2023-06-03 17:00 | 0.11824 | 0.87673 | 0.01785 | 146.5808
2023-06-03 18:00 | 0.00056115 | 0.8784 | 0.01896 | 190.0817
2023-06-03 19:00 | 0 | 0.89666 | 0.01935 | 132.63
2023-06-03 20:00 | 0 | 0.89782 | 0.01788 | 82.8417
2023-06-03 21:00 | 0 | 0.88753 | 0.01875 | 72.2775
2023-06-03 22:00 | 0 | 0.87279 | 0.01699 | 47.28
2023-06-03 23:00 | 0 | 0.91463 | 0.01767 | -30.345
2023-06-04 | 0 | 0.90129 | 0.02618 | -55.7
2023-06-04 01:00 | 0 | 0.92592 | 0.01615 | 2.9192
2023-06-04 02:00 | 0 | 0.91794 | 0.02202 | 17.7925
2023-06-04 03:00 | 0 | 0.92656 | 0.01526 | 25.1367
2023-06-04 04:00 | 0 | 0.92267 | 0.01428 | 18.8008
2023-06-04 05:00 | 0 | 0.90131 | 0.04888 | 15.6842
2023-06-04 06:00 | 0 | 0.90342 | 0.04929 | 16.7317
2023-06-04 07:00 | 0 | 0.9097 | 0.08848 | 24.3383
2023-06-04 08:00 | 0 | 0.90189 | 0.08101 | 37.9092
2023-06-04 09:00 | 0.20467 | 0.90367 | 0.04839 | -10.0517
2023-06-04 10:00 | 0.63676 | 0.89647 | 0.02982 | -91.8942
2023-06-04 11:00 | 0.68387 | 0.92346 | 0.01598 | -73.9733
2023-06-04 12:00 | 0.63402 | 0.91762 | 0.01601 | -59.9942
2023-06-04 13:00 | 0.46378 | 0.91623 | 0.01652 | -13.8317
2023-06-04 14:00 | 0.37496 | 0.89396 | 0.03382 | -7.8592
2023-06-04 15:00 | 0.43812 | 0.89688 | 0.04079 | 22.53
2023-06-04 16:00 | 0.5084 | 0.90811 | 0.01744 | 82.8275
2023-06-04 17:00 | 0.12415 | 0.90091 | 0.01658 | 98.1083
2023-06-04 18:00 | 0.00032677 | 0.9114 | 0.01799 | 116.0958
2023-06-04 19:00 | 0 | 0.89524 | 0.07277 | 104.0808
2023-06-04 20:00 | 0 | 0.88869 | 0.1909 | 74.31
2023-06-04 21:00 | 0 | 0.8841 | 0.22328 | 64.9692
2023-06-04 22:00 | 0 | 0.83331 | 0.24698 | 39.5425
2023-06-04 23:00 | 0 | 0.87536 | 0.19848 | 29.9533
2023-06-05 | 0 | 0.77293 | 0.16914 | 26.6258
2023-06-05 01:00 | 0 | 0.59441 | 0.14148 | 25.7242
2023-06-05 02:00 | 0 | 0.58269 | 0.14703 | 22.3458
2023-06-05 03:00 | 0 | 0.55265 | 0.19424 | 16.9358
2023-06-05 04:00 | 0 | 0.52757 | 0.19427 | 7.3908
2023-06-05 05:00 | 0 | 0.43537 | 0.18452 | 5.9767
2023-06-05 06:00 | 0 | 0.34084 | 0.20176 | 12.0783
2023-06-05 07:00 | 0 | 0.33886 | 0.25463 | 65.6908
2023-06-05 08:00 | 0 | 0.33881 | 0.25386 | 98.3808
2023-06-05 09:00 | 0.068209 | 0.27184 | 0.23533 | 96.4458
2023-06-05 10:00 | 0.084955 | 0.34022 | 0.21686 | 75.0233
2023-06-05 11:00 | 0.10468 | 0.43576 | 0.19992 | 47.9758
2023-06-05 12:00 | 0.10516 | 0.55763 | 0.17291 | 17.045
2023-06-05 13:00 | 0.21858 | 0.70516 | 0.13082 | 45.4975
2023-06-05 14:00 | 0.11267 | 0.7806 | 0.09875 | 110.2258
2023-06-05 15:00 | 0.18069 | 0.71526 | 0.07468 | 111.4467
2023-06-05 16:00 | 0.20088 | 0.65253 | 0.05121 | 100.9392
2023-06-05 17:00 | 0.11212 | 0.60512 | 0.0361 | 104.0025
2023-06-05 18:00 | 0.00011623 | 0.5401 | 0.03921 | 157.1667
2023-06-05 19:00 | 0 | 0.39231 | 0.07438 | 130.2175
2023-06-05 20:00 | 0 | 0.61506 | 0.13879 | 92.3475
2023-06-05 21:00 | 0 | 0.6773 | 0.1437 | 83.9617
2023-06-05 22:00 | 0 | 0.62393 | 0.12266 | 67.2317
2023-06-05 23:00 | 0 | 0.6201 | 0.03397 | 31.8008
2023-06-06 | 0 | 0.57102 | 0.01469 | 8.2283
2023-06-06 01:00 | 0 | 0.56982 | 0.01127 | 6.9817
2023-06-06 02:00 | 0 | 0.54721 | 0.025 | 0.15
2023-06-06 03:00 | 0 | 0.48251 | 0.0266 | 1.1817
2023-06-06 04:00 | 0 | 0.41761 | 0.03534 | 4.9133
2023-06-06 05:00 | 0 | 0.37321 | 0.03887 | 7.0767
2023-06-06 06:00 | 0 | 0.3967 | 0.07136 | 15.1667
2023-06-06 07:00 | 0 | 0.36752 | 0.12827 | 92.3842
2023-06-06 08:00 | 0 | 0.17676 | 0.1243 | 109.115
2023-06-06 09:00 | 0.28003 | 0.1292 | 0.0951 | 93.7933
2023-06-06 10:00 | 0.51425 | 0.201 | 0.07448 | 72.5517
2023-06-06 11:00 | 0.51529 | 0.45877 | 0.07368 | 59.3942
2023-06-06 12:00 | 0.59134 | 0.61133 | 0.07011 | -3.1075
2023-06-06 13:00 | 0.50434 | 0.58083 | 0.04441 | -65.4775
2023-06-06 14:00 | 0.52798 | 0.56529 | 0.01386 | -13.6475
2023-06-06 15:00 | 0.30671 | 0.52375 | 0.01257 | -39.5358
2023-06-06 16:00 | 0.28699 | 0.42684 | 0.02755 | 41.2725
2023-06-06 17:00 | 0.25001 | 0.34549 | 0.02936 | 145.1958
2023-06-06 18:00 | 0.00034779 | 0.35035 | 0.03025 | 114.25
2023-06-06 19:00 | 0 | 0.29499 | 0.02717 | 87.2825
2023-06-06 20:00 | 0 | 0.21387 | 0.02508 | 70.3858
2023-06-06 21:00 | 0 | 0.20842 | 0.03841 | 29.0717
2023-06-06 22:00 | 0 | 0.16248 | 0.03621 | -48.49
2023-06-06 23:00 | 0 | 0.12741 | 0.0428 | -53.2667
2023-06-07 | 0 | 0.099281 | 0.04353 | -52.4583
2023-06-07 01:00 | 0 | 0.099201 | 0.02384 | -17.5675
2023-06-07 02:00 | 0 | 0.10011 | 0.01996 | -21.6967
2023-06-07 03:00 | 0 | 0.074583 | 0.03767 | -31.8875
2023-06-07 04:00 | 0 | 0.096946 | 0.03315 | -36.4025
2023-06-07 05:00 | 0 | 0.084508 | 0.0326 | -37.6558
2023-06-07 06:00 | 0 | 0.059998 | 0.02116 | -33.8308
2023-06-07 07:00 | 0 | 0.042557 | 0.03124 | 5.6525
2023-06-07 08:00 | 0 | 0.002439 | 0.06263 | 58.3525
2023-06-07 09:00 | 0.22582 | 0.001994 | 0.06398 | 44.005
2023-06-07 10:00 | 0.47901 | 0.008953 | 0.05046 | 49.0142
2023-06-07 11:00 | 0.4529 | 0.034338 | 0.05447 | 7.5883
2023-06-07 12:00 | 0.42727 | 0.042283 | 0.04493 | 21.54
2023-06-07 13:00 | 0.40689 | 0.069002 | 0.03437 | 17.9625
2023-06-07 14:00 | 0.46437 | 0.10097 | 0.06175 | -38.2342
2023-06-07 15:00 | 0.62479 | 0.15909 | 0.04951 | 7.9617
2023-06-07 16:00 | 0.60261 | 0.148 | 0.01882 | -50.775
2023-06-07 17:00 | 0.22258 | 0.12711 | 0.01613 | 12.81
2023-06-07 18:00 | 0.000174 | 0.1151 | 0.01724 | 22.0125
2023-06-07 19:00 | 0 | 0.098021 | 0.0186 | 19.275
2023-06-07 20:00 | 0 | 0.08189 | 0.02472 | 7.8333
2023-06-07 21:00 | 0 | 0.068289 | 0.0459 | 3.8117
2023-06-07 22:00 | 0 | 0.074207 | 0.0936 | 6.025
2023-06-07 23:00 | 0 | 0.06153 | 0.03923 | 2.7925
2023-06-08 | 0 | 0.058436 | 0.02566 | 5.915
2023-06-08 01:00 | 0 | 0.047556 | 0.01354 | 12.8942
2023-06-08 02:00 | 0 | 0.043333 | 0.01336 | 23.2017
2023-06-08 03:00 | 0 | 0.056193 | 0.01131 | 20.2567
2023-06-08 04:00 | 0 | 0.055163 | 0.01266 | 7.2142
2023-06-08 05:00 | 0 | 0.044852 | 0.01488 | 7.6633
2023-06-08 06:00 | 0 | 0.029268 | 0.01609 | 5.3308
2023-06-08 07:00 | 0 | 0.015869 | 0.06143 | 17.1883
2023-06-08 08:00 | 0 | 0.004315 | 0.09983 | 56.3008
2023-06-08 09:00 | 0.20556 | 0.003073 | 0.07788 | 74.8475
2023-06-08 10:00 | 0.5785 | 0.007491 | 0.05109 | 30.9225
2023-06-08 11:00 | 0.51308 | 0.026157 | 0.04724 | 18.2183
2023-06-08 12:00 | 0.53437 | 0.091638 | 0.02298 | -17.9058
2023-06-08 13:00 | 0.59689 | 0.16538 | 0.01662 | -52.7508
2023-06-08 14:00 | 0.49096 | 0.20379 | 0.02782 | -54.6608
2023-06-08 15:00 | 0.34988 | 0.2503 | 0.02143 | -48.3108
2023-06-08 16:00 | 0.41919 | 0.22659 | 0.0368 | -20.5258
2023-06-08 17:00 | 0.16955 | 0.19602 | 0.03715 | 42.6883
2023-06-08 18:00 | 0.00021224 | 0.2214 | 0.01485 | 8.9233
2023-06-08 19:00 | 0 | 0.21567 | 0.02714 | 51.6608
2023-06-08 20:00 | 0 | 0.27039 | 0.08106 | 10.8792
2023-06-08 21:00 | 0 | 0.20657 | 0.14498 | 9.3058
2023-06-08 22:00 | 0 | 0.14457 | 0.18413 | 5.0758
2023-06-08 23:00 | 0 | 0.11358 | 0.1306 | -15.655
2023-06-09 | 0 | 0.118 | 0.08091 | -8.2717
2023-06-09 01:00 | 0 | 0.16391 | 0.03843 | -25.3
2023-06-09 02:00 | 0 | 0.19373 | 0.03139 | -14.0467
2023-06-09 03:00 | 0 | 0.18101 | 0.03295 | -38.9075
2023-06-09 04:00 | 0 | 0.17219 | 0.03793 | -39.5075
2023-06-09 05:00 | 0 | 0.13429 | 0.0806 | -21.51
2023-06-09 06:00 | 0 | 0.11203 | 0.18044 | -3.9975
2023-06-09 07:00 | 0 | 0.066213 | 0.27831 | 36.025
2023-06-09 08:00 | 0 | 0.039257 | 0.32765 | 76.0475
2023-06-09 09:00 | 0.088377 | 0.013329 | 0.3322 | 62.415
2023-06-09 10:00 | 0.14925 | 0.024896 | 0.34286 | 8.5983
2023-06-09 11:00 | 0.19206 | 0.052139 | 0.34965 | 6.5583
2023-06-09 12:00 | 0.27166 | 0.14304 | 0.3595 | -1.3383
2023-06-09 13:00 | 0.265 | 0.18512 | 0.37353 | -6.0858
2023-06-09 14:00 | 0.25991 | 0.23573 | 0.36343 | 2.9608
2023-06-09 15:00 | 0.13064 | 0.28003 | 0.35093 | -0.22417
2023-06-09 16:00 | 0.16599 | 0.30646 | 0.36697 | 34.5858
2023-06-09 17:00 | 0.17124 | 0.32206 | 0.37311 | 105.0483
2023-06-09 18:00 | 6.9819e-05 | 0.31505 | 0.34363 | 206.7808
2023-06-09 19:00 | 0 | 0.2568 | 0.33328 | 179.6258
2023-06-09 20:00 | 0 | 0.098286 | 0.33857 | 171.1258
2023-06-09 21:00 | 0 | 0.1212 | 0.35637 | 169.4258
2023-06-09 22:00 | 0 | 0.15671 | 0.33661 | 172.0458
2023-06-09 23:00 | 0 | 0.091645 | 0.27437 | 166.9417
2023-06-10 | 0 | 0.076548 | 0.21176 | 220.6792
2023-06-10 01:00 | 0 | 0.080946 | 0.1492 | 276.4717
2023-06-10 02:00 | 0 | 0.083138 | 0.10956 | 181.2867
2023-06-10 03:00 | 0 | 0.071881 | 0.10154 | 201.655
2023-06-10 04:00 | 0 | 0.087238 | 0.11443 | 222.4533
2023-06-10 05:00 | 0 | 0.10817 | 0.19728 | 115.2325
2023-06-10 06:00 | 0 | 0.099128 | 0.29959 | 87.5083
2023-06-10 07:00 | 0 | 0.068903 | 0.3893 | 129.8333
2023-06-10 08:00 | 0 | 0.035375 | 0.41256 | 222.69
2023-06-10 09:00 | 0.11516 | 0.017803 | 0.41349 | 161.7525
2023-06-10 10:00 | 0.12491 | 0.023449 | 0.40281 | 33.2275
2023-06-10 11:00 | 0.25288 | 0.011387 | 0.40116 | 3.515
2023-06-10 12:00 | 0.3181 | 0.024065 | 0.4034 | -5.0825
2023-06-10 13:00 | 0.25989 | 0.041624 | 0.39389 | -1.8617
2023-06-10 14:00 | 0.33824 | 0.074869 | 0.34955 | 7.3258
2023-06-10 15:00 | 0.2529 | 0.12895 | 0.31214 | 17.4967
2023-06-10 16:00 | 0.2418 | 0.12664 | 0.26761 | 49.3008
2023-06-10 17:00 | 0.13668 | 0.094757 | 0.28224 | 158.6858
2023-06-10 18:00 | 0 | 0.096126 | 0.26275 | 240.0908
2023-06-10 19:00 | 0 | 0.092049 | 0.25406 | 205.3267
2023-06-10 20:00 | 0 | 0.077226 | 0.25481 | 182.11
2023-06-10 21:00 | 0 | 0.073318 | 0.2516 | 155.7117
2023-06-10 22:00 | 0 | 0.076113 | 0.25151 | 164.315
2023-06-10 23:00 | 0 | 0.042516 | 0.24156 | 125.6967
2023-06-11 | 0 | 0.03613 | 0.23436 | 120.0375
2023-06-11 01:00 | 0 | 0.023573 | 0.21984 | 107.1233
2023-06-11 02:00 | 0 | 0.02366 | 0.13638 | 82.2517
2023-06-11 03:00 | 0 | 0.045763 | 0.06226 | 49.5883
2023-06-11 04:00 | 0 | 0.053818 | 0.09093 | 55.0483
2023-06-11 05:00 | 0 | 0.057532 | 0.21943 | 53.3417
2023-06-11 06:00 | 0 | 0.067584 | 0.2843 | 70.7833
2023-06-11 07:00 | 0 | 0.05799 | 0.31047 | 93.6208
2023-06-11 08:00 | 0 | 0.038525 | 0.31302 | 96.6733
2023-06-11 09:00 | 0.2035 | 0.026215 | 0.27929 | 80.7833
2023-06-11 10:00 | 0.51258 | 0.049539 | 0.22593 | 82.2692
2023-06-11 11:00 | 0.35643 | 0.054403 | 0.18191 | 147.1617
2023-06-11 12:00 | 0.35096 | 0.041855 | 0.13448 | 48.8067
2023-06-11 13:00 | 0.25967 | 0.061318 | 0.10995 | 38.4642
2023-06-11 14:00 | 0.30255 | 0.075067 | 0.09478 | 39.295
2023-06-11 15:00 | 0.25007 | 0.06791 | 0.07342 | 52.2117
2023-06-11 16:00 | 0.44532 | 0.079679 | 0.02536 | 171.505
2023-06-11 17:00 | 0.32521 | 0.09048 | 0.01808 | 217.8417
2023-06-11 18:00 | 0.00064012 | 0.13179 | 0.01728 | 212.2908
2023-06-11 19:00 | 0 | 0.11602 | 0.01707 | 157.1833
2023-06-11 20:00 | 0 | 0.042435 | 0.01657 | 116.5667
2023-06-11 21:00 | 0 | 0.054918 | 0.0152 | 104.0975
2023-06-11 22:00 | 0 | 0.073497 | 0.01484 | 92.3742
2023-06-11 23:00 | 0 | 0.06131 | 0.01493 | 92.7667
2023-06-12 | 0 | 0.071135 | 0.01394 | 80.55
2023-06-12 01:00 | 0 | 0.049596 | 0.01309 | 78.485
2023-06-12 02:00 | 0 | 0.021123 | 0.0131 | 51.8425
2023-06-12 03:00 | 0 | 0.006799 | 0.01358 | 9.9292
2023-06-12 04:00 | 0 | 0.002256 | 0.01423 | 7.93
2023-06-12 05:00 | 0 | 0.004935 | 0.01299 | 8.0192
2023-06-12 06:00 | 0 | 0.009832 | 0.01338 | 4.63
2023-06-12 07:00 | 0 | 0.017714 | 0.01966 | 8.9567
2023-06-12 08:00 | 0 | 0.04085 | 0.03292 | 14.7217
2023-06-12 09:00 | 0.22272 | 0.090249 | 0.02496 | 31.55
2023-06-12 10:00 | 0.32227 | 0.088198 | 0.01315 | -24.7858
2023-06-12 11:00 | 0.33573 | 0.14789 | 0.01601 | -76.2833
2023-06-12 12:00 | 0.41123 | 0.23742 | 0.01658 | -67.9292
2023-06-12 13:00 | 0.40917 | 0.29688 | 0.01543 | -68.5425
2023-06-12 14:00 | 0.41049 | 0.28177 | 0.01563 | -79.16
2023-06-12 15:00 | 0.367 | 0.21868 | 0.01502 | -71.7833
2023-06-12 16:00 | 0.41049 | 0.20805 | 0.01575 | -35.1433
2023-06-12 17:00 | 0.28191 | 0.18877 | 0.01462 | 51.1058
2023-06-12 18:00 | 0.00017584 | 0.32606 | 0.01476 | 52.0733
2023-06-12 19:00 | 0 | 0.50522 | 0.01502 | 53.7775
2023-06-12 20:00 | 0 | 0.74632 | 0.02091 | 30.7033
2023-06-12 21:00 | 0 | 0.75393 | 0.0496 | 5.0592
2023-06-12 22:00 | 0 | 0.84925 | 0.05217 | -2.8525
2023-06-12 23:00 | 0 | 0.84484 | 0.02468 | 2.0417
2023-06-13 | 0 | 0.85184 | 0.01182 | -16.8392
2023-06-13 01:00 | 0 | 0.88849 | 0.01121 | -2.7558
2023-06-13 02:00 | 0 | 0.87949 | 0.0125 | -25.8758
2023-06-13 03:00 | 0 | 0.88854 | 0.01259 | -43.4583
2023-06-13 04:00 | 0 | 0.91704 | 0.01233 | -48.2492
2023-06-13 05:00 | 0 | 0.88234 | 0.01447 | -29.84
2023-06-13 06:00 | 0 | 0.90881 | 0.03463 | 8.8508
2023-06-13 07:00 | 0 | 0.91584 | 0.11153 | 31.4667
2023-06-13 08:00 | 0 | 0.89109 | 0.13125 | 102.9667
2023-06-13 09:00 | 0.18894 | 0.89849 | 0.11267 | 70.2
2023-06-13 10:00 | 0.33855 | 0.90367 | 0.0945 | 36.4342
2023-06-13 11:00 | 0.62724 | 0.91533 | 0.0817 | 3.2817
2023-06-13 12:00 | 0.58102 | 0.88343 | 0.08447 | -14.5142
2023-06-13 13:00 | 0.55817 | 0.915 | 0.07506 | -81.46
2023-06-13 14:00 | 0.60961 | 0.91607 | 0.08409 | -80.8208
2023-06-13 15:00 | 0.66059 | 0.91504 | 0.09012 | -74.1517
2023-06-13 16:00 | 0.68539 | 0.90011 | 0.13179 | 0.835
2023-06-13 17:00 | 0.3388 | 0.89738 | 0.15576 | 95.8767
2023-06-13 18:00 | 0.00063793 | 0.89229 | 0.21135 | 182.9883
2023-06-13 19:00 | 0 | 0.89286 | 0.25814 | 158.5075
2023-06-13 20:00 | 0 | 0.91026 | 0.25766 | 102.5558
2023-06-13 21:00 | 0 | 0.90592 | 0.26564 | 91.6167
2023-06-13 22:00 | 0 | 0.89751 | 0.24293 | 73.5025
2023-06-13 23:00 | 0 | 0.83555 | 0.12684 | 33.3283
2023-06-14 | 0 | 0.88508 | 0.08895 | 13.5992
2023-06-14 01:00 | 0 | 0.82548 | 0.02848 | 12.2975
2023-06-14 02:00 | 0 | 0.72959 | 0.02715 | 2.2242
2023-06-14 03:00 | 0 | 0.69628 | 0.02761 | 7.4717
2023-06-14 04:00 | 0 | 0.6905 | 0.03214 | 10.2967
2023-06-14 05:00 | 0 | 0.69253 | 0.07498 | 19.3075
2023-06-14 06:00 | 0 | 0.60873 | 0.11911 | 44.5033
2023-06-14 07:00 | 0 | 0.56638 | 0.1686 | 97.6417
2023-06-14 08:00 | 0 | 0.62551 | 0.20355 | 142.1067
2023-06-14 09:00 | 0.19971 | 0.51546 | 0.20005 | 84.5242
2023-06-14 10:00 | 0.388 | 0.50581 | 0.14791 | 91.3067
2023-06-14 11:00 | 0.37445 | 0.62315 | 0.09939 | 59.5608
2023-06-14 12:00 | 0.50378 | 0.75872 | 0.0738 | 14.7125
2023-06-14 13:00 | 0.5079 | 0.75811 | 0.05886 | 14.4758
2023-06-14 14:00 | 0.37138 | 0.74634 | 0.03754 | 14.395
2023-06-14 15:00 | 0.62534 | 0.7707 | 0.03258 | 26.9258
2023-06-14 16:00 | 0.65425 | 0.56194 | 0.01634 | 55.8167
2023-06-14 17:00 | 0.31412 | 0.37456 | 0.01568 | 116.5842
2023-06-14 18:00 | 0.00077385 | 0.25467 | 0.01601 | 220.7317
2023-06-14 19:00 | 0 | 0.16589 | 0.01551 | 169.0025
2023-06-14 20:00 | 0 | 0.20108 | 0.01687 | 110.2925
2023-06-14 21:00 | 0 | 0.20242 | 0.04502 | 83.7567
2023-06-14 22:00 | 0 | 0.20302 | 0.08381 | 64.23
2023-06-14 23:00 | 0 | 0.14661 | 0.04097 | 8.8983
2023-06-15 | 0 | 0.11838 | 0.02795 | 3.055
2023-06-15 01:00 | 0 | 0.082161 | 0.02579 | 11.235
2023-06-15 02:00 | 0 | 0.063801 | 0.01173 | -4.0317
2023-06-15 03:00 | 0 | 0.040526 | 0.01183 | -16.7542
2023-06-15 04:00 | 0 | 0.027356 | 0.01163 | -13.7875
2023-06-15 05:00 | 0 | 0.020845 | 0.02536 | -29.0475
2023-06-15 06:00 | 0 | 0.017348 | 0.06602 | -4.3575
2023-06-15 07:00 | 0 | 0.014834 | 0.14765 | 42.61
2023-06-15 08:00 | 0 | 0.003648 | 0.14926 | 79.3333
2023-06-15 09:00 | 0.27674 | 0.004998 | 0.1293 | 74.5183
2023-06-15 10:00 | 0.53214 | 0.007026 | 0.09548 | 71.2275
2023-06-15 11:00 | 0.4523 | 0.029457 | 0.08427 | 30.4983
2023-06-15 12:00 | 0.35309 | 0.005531 | 0.06482 | 2.8883
2023-06-15 13:00 | 0.39273 | 0.005291 | 0.04419 | -11.6558
2023-06-15 14:00 | 0.32747 | 0.012056 | 0.02334 | -17.0783
2023-06-15 15:00 | 0.36913 | 0.009615 | 0.014 | -11.4317
2023-06-15 16:00 | 0.16378 | 0.005947 | 0.01172 | 14.9483
2023-06-15 17:00 | 0.24932 | 0.000148 | 0.011 | 76.3567
2023-06-15 18:00 | 0.00076978 | 0.017875 | 0.01227 | 146.8258
2023-06-15 19:00 | 0 | 0.020949 | 0.02364 | 131.0917
2023-06-15 20:00 | 0 | 0.001153 | 0.02239 | 101.3742
2023-06-15 21:00 | 0 | 0.003106 | 0.02088 | 82.5942
2023-06-15 22:00 | 0 | 0.001301 | 0.02064 | 59.2367
2023-06-15 23:00 | 0 | 0.005534 | 0.02311 | 11.8708
2023-06-16 | 0 | 0.004879 | 0.0218 | 2.8675
2023-06-16 01:00 | 0 | 0.003362 | 0.01999 | -12.5675
2023-06-16 02:00 | 0 | 0.006008 | 0.01949 | -23.3067
2023-06-16 03:00 | 0 | 0.007035 | 0.0198 | -37.3775
2023-06-16 04:00 | 0 | 0.00442 | 0.01996 | -42.7183
2023-06-16 05:00 | 0 | 0.00493 | 0.02209 | -47.5533
2023-06-16 06:00 | 0 | 0.003992 | 0.0243 | -48.3017
2023-06-16 07:00 | 0 | 0.001611 | 0.02231 | -16.0192
2023-06-16 08:00 | 0 | 0.003553 | 0.02355 | 15.5817
2023-06-16 09:00 | 0.23203 | 0.001883 | 0.02179 | -11.8775
2023-06-16 10:00 | 0.61476 | 0.00374 | 0.02038 | -92.9667
2023-06-16 11:00 | 0.5652 | 0.002529 | 0.01084 | -146.045
2023-06-16 12:00 | 0.3995 | 0.002282 | 0.01459 | -56.9517
2023-06-16 13:00 | 0.40633 | 0.011793 | 0.01585 | -61.4567
2023-06-16 14:00 | 0.34965 | 0.027194 | 0.01628 | -60.2333
2023-06-16 15:00 | 0.19043 | 0.00566 | 0.01737 | -57.7308
2023-06-16 16:00 | 0.29307 | 0.001051 | 0.01861 | -104.9867
2023-06-16 17:00 | 0.18953 | 0.002653 | 0.01857 | -51.5642
2023-06-16 18:00 | 0.00019451 | 0.0001 | 0.01841 | 2.0317
2023-06-16 19:00 | 0 | 0.004824 | 0.01802 | 11.425
2023-06-16 20:00 | 0 | 0.006541 | 0.01725 | 3.825
2023-06-16 21:00 | 0 | 0.00426 | 0.01839 | -23.5767
2023-06-16 22:00 | 0 | 0.017841 | 0.01731 | -27.15
2023-06-16 23:00 | 0 | 0.03401 | 0.01966 | -39.565
2023-06-17 | 0 | 0.07569 | 0.01701 | -41.375
2023-06-17 01:00 | 0 | 0.21617 | 0.02069 | -39.7842
2023-06-17 02:00 | 0 | 0.32747 | 0.02381 | -50.3108
2023-06-17 03:00 | 0 | 0.40485 | 0.05751 | -56.0608
2023-06-17 04:00 | 0 | 0.50785 | 0.08098 | -57.0942
2023-06-17 05:00 | 0 | 0.44357 | 0.10299 | -53.5433
2023-06-17 06:00 | 0 | 0.43571 | 0.07577 | -48.5167
2023-06-17 07:00 | 0 | 0.42581 | 0.12713 | -45.9833
2023-06-17 08:00 | 0 | 0.39266 | 0.1442 | -53.1425
2023-06-17 09:00 | 0.31257 | 0.40856 | 0.17998 | -99.2858
2023-06-17 10:00 | 0.65108 | 0.31542 | 0.21025 | -44.8975
2023-06-17 11:00 | 0.64794 | 0.19167 | 0.20962 | -53.8717
2023-06-17 12:00 | 0.60419 | 0.29866 | 0.17463 | -56.4433
2023-06-17 13:00 | 0.57019 | 0.32883 | 0.16592 | -58.21
2023-06-17 14:00 | 0.58416 | 0.27554 | 0.18394 | -62.4875
2023-06-17 15:00 | 0.63503 | 0.27167 | 0.26145 | -64.8217
2023-06-17 16:00 | 0.65441 | 0.24271 | 0.25695 | -56.9375
2023-06-17 17:00 | 0.33811 | 0.17738 | 0.26083 | 28.5708
2023-06-17 18:00 | 0.00035754 | 0.20375 | 0.2548 | 145.5925
2023-06-17 19:00 | 0 | 0.22967 | 0.24405 | 80.8975
2023-06-17 20:00 | 0 | 0.24809 | 0.25969 | 87.8967
2023-06-17 21:00 | 0 | 0.30739 | 0.24949 | 164.0783
2023-06-17 22:00 | 0 | 0.31348 | 0.22435 | 85.1775
2023-06-17 23:00 | 0 | 0.48039 | 0.11592 | 77.4867
2023-06-18 | 0 | 0.64198 | 0.02368 | 74.3417
2023-06-18 01:00 | 0 | 0.62521 | 0.01532 | 56.4008
2023-06-18 02:00 | 0 | 0.68254 | 0.01485 | 65.6358
2023-06-18 03:00 | 0 | 0.69978 | 0.01511 | 38.1442
2023-06-18 04:00 | 0 | 0.75189 | 0.01505 | 34
2023-06-18 05:00 | 0 | 0.7263 | 0.01518 | 15.92
2023-06-18 06:00 | 0 | 0.74133 | 0.01841 | 17.8408
2023-06-18 07:00 | 0 | 0.76554 | 0.08354 | 53.2258
2023-06-18 08:00 | 0 | 0.88708 | 0.08187 | 31.2992
2023-06-18 09:00 | 0.31899 | 0.88143 | 0.06251 | 55.1833
2023-06-18 10:00 | 0.69301 | 0.88155 | 0.03689 | 9.2742
2023-06-18 11:00 | 0.6739 | 0.86689 | 0.02111 | -19.1492
2023-06-18 12:00 | 0.62052 | 0.84282 | 0.01697 | -45.4208
2023-06-18 13:00 | 0.58451 | 0.83631 | 0.01735 | -61.3833
2023-06-18 14:00 | 0.60928 | 0.85137 | 0.01803 | -66.9433
2023-06-18 15:00 | 0.65918 | 0.85223 | 0.01733 | -57.35
2023-06-18 16:00 | 0.50794 | 0.8175 | 0.01759 | -49.9858
2023-06-18 17:00 | 0.13151 | 0.7964 | 0.01653 | -14.1533
2023-06-18 18:00 | 0 | 0.81376 | 0.01721 | -24.39
2023-06-18 19:00 | 0 | 0.83347 | 0.0175 | -10.9408
2023-06-18 20:00 | 0 | 0.87219 | 0.04152 | -30.785
2023-06-18 21:00 | 0 | 0.89726 | 0.05448 | 2.2192
2023-06-18 22:00 | 0 | 0.89165 | 0.05423 | -2.3133
2023-06-18 23:00 | 0 | 0.91533 | 0.04609 | -15.6642
2023-06-19 | 0 | 0.90591 | 0.04449 | -28.2508
2023-06-19 01:00 | 0 | 0.90855 | 0.02844 | -24.7042
2023-06-19 02:00 | 0 | 0.91544 | 0.02692 | -33.8658
2023-06-19 03:00 | 0 | 0.91417 | 0.03474 | -34.2258
2023-06-19 04:00 | 0 | 0.89786 | 0.05257 | -26.3842
2023-06-19 05:00 | 0 | 0.88801 | 0.06383 | 6.6233
2023-06-19 06:00 | 0 | 0.79756 | 0.16994 | 25.8867
2023-06-19 07:00 | 0 | 0.84641 | 0.28172 | 65.8317
2023-06-19 08:00 | 0 | 0.86515 | 0.32371 | 45.7542
2023-06-19 09:00 | 0.017943 | 0.792 | 0.34957 | 76.4842
2023-06-19 10:00 | 0.034753 | 0.6574 | 0.35584 | 72.2717
2023-06-19 11:00 | 0.064377 | 0.50939 | 0.37735 | 30.7575
2023-06-19 12:00 | 0.10567 | 0.48916 | 0.38479 | 8.9083
2023-06-19 13:00 | 0.11742 | 0.43616 | 0.41136 | -7.2983
2023-06-19 14:00 | 0.11345 | 0.34531 | 0.41404 | -13.3483
2023-06-19 15:00 | 0.10214 | 0.26702 | 0.41726 | 14.9942
2023-06-19 16:00 | 0.079262 | 0.28144 | 0.43303 | 53.6658
2023-06-19 17:00 | 0.063116 | 0.23758 | 0.42955 | 155.1317
2023-06-19 18:00 | 2.1468e-05 | 0.17205 | 0.41543 | 207.3142
2023-06-19 19:00 | 0 | 0.20408 | 0.39661 | 211.8467
2023-06-19 20:00 | 0 | 0.24558 | 0.37103 | 209.9475
2023-06-19 21:00 | 0 | 0.22157 | 0.33266 | 183.26
2023-06-19 22:00 | 0 | 0.21977 | 0.32589 | 232.1867
2023-06-19 23:00 | 0 | 0.28487 | 0.28415 | 272.435
2023-06-20 | 0 | 0.23 | 0.21853 | 275.1175
2023-06-20 01:00 | 0 | 0.16436 | 0.22122 | 243.0125
2023-06-20 02:00 | 0 | 0.15607 | 0.19331 | 207.7567
2023-06-20 03:00 | 0 | 0.13548 | 0.15101 | 192.1883
2023-06-20 04:00 | 0 | 0.1088 | 0.14293 | 131.8417
2023-06-20 05:00 | 0 | 0.094434 | 0.18163 | 189.7725
2023-06-20 06:00 | 0 | 0.074029 | 0.25521 | 156.7117
2023-06-20 07:00 | 0 | 0.03639 | 0.3004 | 166.63
2023-06-20 08:00 | 0 | 0.008107 | 0.28376 | 194.475
2023-06-20 09:00 | 0.035823 | 0.014945 | 0.24402 | 178.5583
2023-06-20 10:00 | 0.1202 | 0.014794 | 0.22068 | 174.875
2023-06-20 11:00 | 0.27928 | 0.013559 | 0.18718 | 102.2033
2023-06-20 12:00 | 0.23242 | 0.056977 | 0.16209 | 106.2875
2023-06-20 13:00 | 0.25933 | 0.10992 | 0.12864 | 147.0542
2023-06-20 14:00 | 0.33284 | 0.13777 | 0.11774 | 123.0458
2023-06-20 15:00 | 0.40132 | 0.091169 | 0.1112 | 135.3683
2023-06-20 16:00 | 0.35031 | 0.022487 | 0.11115 | 156.7683
2023-06-20 17:00 | 0.13812 | 0.001775 | 0.1074 | 285.6542
2023-06-20 18:00 | 2.2328e-05 | 0.002159 | 0.09269 | 417.0783
2023-06-20 19:00 | 0 | 0.002022 | 0.09138 | 386.4
2023-06-20 20:00 | 0 | 0.005466 | 0.10556 | 250.2258
2023-06-20 21:00 | 0 | 0.013091 | 0.12749 | 233.3967
2023-06-20 22:00 | 0 | 0.037403 | 0.09844 | 137.3442
2023-06-20 23:00 | 0 | 0.05607 | 0.08608 | 113.0725
2023-06-21 | 0 | 0.0427 | 0.07642 | 96.8642
2023-06-21 01:00 | 0 | 0.033706 | 0.07804 | 98.0867
2023-06-21 02:00 | 0 | 0.011546 | 0.06519 | 90.4467
2023-06-21 03:00 | 0 | 0.011704 | 0.08689 | 79.215
2023-06-21 04:00 | 0 | 0.015866 | 0.07748 | -20.56
2023-06-21 05:00 | 0 | 0.021465 | 0.08227 | 27.3558
2023-06-21 06:00 | 0 | 0.019522 | 0.12812 | 45.1575
2023-06-21 07:00 | 0 | 0.020966 | 0.15502 | 66.775
2023-06-21 08:00 | 0 | 0.047989 | 0.16899 | 118.6733
2023-06-21 09:00 | 0.30235 | 0.048829 | 0.16812 | 89.8658
2023-06-21 10:00 | 0.63956 | 0.014908 | 0.168 | 121.5692
2023-06-21 11:00 | 0.60639 | 0.010785 | 0.14941 | 90.425
2023-06-21 12:00 | 0.5865 | 0.013368 | 0.10146 | 45.8725
2023-06-21 13:00 | 0.554 | 0.047048 | 0.09421 | 41.5375
2023-06-21 14:00 | 0.56289 | 0.1019 | 0.10371 | 103.4483
2023-06-21 15:00 | 0.56215 | 0.12346 | 0.10206 | 115.2625
2023-06-21 16:00 | 0.4974 | 0.11776 | 0.10926 | 127.1242
2023-06-21 17:00 | 0.17351 | 0.092568 | 0.11352 | 134.1567
2023-06-21 18:00 | 4.1113e-05 | 0.10958 | 0.11026 | 122.2633
2023-06-21 19:00 | 0 | 0.14124 | 0.10397 | 134.3983
2023-06-21 20:00 | 0 | 0.2093 | 0.10894 | 115.5608
2023-06-21 21:00 | 0 | 0.18303 | 0.12844 | 138.8708
2023-06-21 22:00 | 0 | 0.1559 | 0.12807 | 103.2675
2023-06-21 23:00 | 0 | 0.15776 | 0.11409 | 101.155
2023-06-22 | 0 | 0.20035 | 0.12388 | 89.0542
2023-06-22 01:00 | 0 | 0.24576 | 0.11398 | 92.4617
2023-06-22 02:00 | 0 | 0.33851 | 0.10228 | 86.9408
2023-06-22 03:00 | 0 | 0.3971 | 0.09603 | 84.4592
2023-06-22 04:00 | 0 | 0.4683 | 0.09217 | 83.875
2023-06-22 05:00 | 0 | 0.54209 | 0.08874 | 95.185
2023-06-22 06:00 | 0 | 0.60238 | 0.09409 | 98.5108
2023-06-22 07:00 | 0 | 0.68014 | 0.10635 | 113.9433
2023-06-22 08:00 | 0 | 0.68102 | 0.11266 | 150.8425
2023-06-22 09:00 | 0.16142 | 0.65379 | 0.10774 | 146.0042
2023-06-22 10:00 | 0.41649 | 0.59891 | 0.08776 | 149.57
2023-06-22 11:00 | 0.52315 | 0.41242 | 0.08109 | 129.2258
2023-06-22 12:00 | 0.51947 | 0.49756 | 0.05182 | 116.0142
2023-06-22 13:00 | 0.51465 | 0.6061 | 0.03364 | 122.4617
2023-06-22 14:00 | 0.54888 | 0.67311 | 0.03725 | 160.0125
2023-06-22 15:00 | 0.58176 | 0.66854 | 0.01923 | 214.2125
2023-06-22 16:00 | 0.63829 | 0.59525 | 0.01692 | 140.1883
2023-06-22 17:00 | 0.20499 | 0.57769 | 0.01643 | 116.0292
2023-06-22 18:00 | 0 | 0.67416 | 0.01836 | 87.3892
2023-06-22 19:00 | 0 | 0.74633 | 0.02521 | 97.68
2023-06-22 20:00 | 0 | 0.807 | 0.03098 | 111.94
2023-06-22 21:00 | 0 | 0.85935 | 0.10074 | 92.5775
2023-06-22 22:00 | 0 | 0.87889 | 0.12757 | 70.8375
2023-06-22 23:00 | 0 | 0.85646 | 0.11587 | 65.6242
2023-06-23 | 0 | 0.83474 | 0.08685 | 65.0075
2023-06-23 01:00 | 0 | 0.86194 | 0.04219 | 52.4683
2023-06-23 02:00 | 0 | 0.86951 | 0.03701 | 16.8833
2023-06-23 03:00 | 0 | 0.81681 | 0.04284 | 9.9883
2023-06-23 04:00 | 0 | 0.7847 | 0.0453 | 24.1825
2023-06-23 05:00 | 0 | 0.74759 | 0.05415 | 61.2517
2023-06-23 06:00 | 0 | 0.68497 | 0.08117 | 75.97
2023-06-23 07:00 | 0 | 0.58411 | 0.11811 | 111.82
2023-06-23 08:00 | 0 | 0.56425 | 0.13011 | 155.0983
2023-06-23 09:00 | 0.31761 | 0.50171 | 0.12072 | 162.2367
2023-06-23 10:00 | 0.69005 | 0.29918 | 0.08728 | 183.7083
2023-06-23 11:00 | 0.66852 | 0.22715 | 0.07579 | 195.3717
2023-06-23 12:00 | 0.61122 | 0.13805 | 0.07069 | 116.0342
2023-06-23 13:00 | 0.57427 | 0.07228 | 0.06982 | 131.4767
2023-06-23 14:00 | 0.59656 | 0.064117 | 0.06435 | 63.7233
2023-06-23 15:00 | 0.64436 | 0.062332 | 0.01752 | 84.4108
2023-06-23 16:00 | 0.67109 | 0.061873 | 0.01445 | 146.7025
2023-06-23 17:00 | 0.32871 | 0.079213 | 0.01408 | 121.4533
2023-06-23 18:00 | 0.0010338 | 0.10286 | 0.01509 | 152.5158
2023-06-23 19:00 | 0 | 0.08426 | 0.01596 | 127.8317
2023-06-23 20:00 | 0 | 0.024888 | 0.01445 | 114.2408
2023-06-23 21:00 | 0 | 0.034449 | 0.01465 | 98.2975
2023-06-23 22:00 | 0 | 0.043221 | 0.0143 | 81.38
2023-06-23 23:00 | 0 | 0.042361 | 0.01306 | 65.0958
2023-06-24 | 0 | 0.032068 | 0.01245 | 50.8733
2023-06-24 01:00 | 0 | 0.030887 | 0.01273 | 3.035
2023-06-24 02:00 | 0 | 0.045709 | 0.01289 | 0.87167
2023-06-24 03:00 | 0 | 0.054627 | 0.01318 | -4.7667
2023-06-24 04:00 | 0 | 0.036447 | 0.02104 | -30.7367
2023-06-24 05:00 | 0 | 0.014654 | 0.01307 | -33.8867
2023-06-24 06:00 | 0 | 0.010693 | 0.01619 | -20.2975
2023-06-24 07:00 | 0 | 0.006871 | 0.02991 | -1.7908
2023-06-24 08:00 | 0 | 0.002087 | 0.05781 | 7.22
2023-06-24 09:00 | 0.18802 | 0.000282 | 0.04236 | 2.6692
2023-06-24 10:00 | 0.31085 | 0.002643 | 0.02715 | -24.6025
2023-06-24 11:00 | 0.34547 | 0.002005 | 0.01467 | -48.4775
2023-06-24 12:00 | 0.43037 | 0.000168 | 0.01732 | -71.5992
2023-06-24 13:00 | 0.33587 | 0.021208 | 0.01402 | -57.6492
2023-06-24 14:00 | 0.34158 | 0.093584 | 0.01425 | -58.6317
2023-06-24 15:00 | 0.25492 | 0.096899 | 0.01495 | -41.1317
2023-06-24 16:00 | 0.52961 | 0.076857 | 0.01575 | -17.7633
2023-06-24 17:00 | 0.17789 | 0.010344 | 0.01542 | 4.2492
2023-06-24 18:00 | 0 | 0.003435 | 0.01604 | 8.1
2023-06-24 19:00 | 0 | 0.002373 | 0.01548 | 21.59
2023-06-24 20:00 | 0 | 0 | 0.01528 | -10.2108
2023-06-24 21:00 | 0 | 0.005209 | 0.01484 | -4.2808
2023-06-24 22:00 | 0 | 0.006627 | 0.01505 | -10.3933
2023-06-24 23:00 | 0 | 0.027014 | 0.01413 | -28.445
2023-06-25 | 0 | 0.039264 | 0.01456 | -8.8775
2023-06-25 01:00 | 0 | 0.023699 | 0.01449 | -38.4325
2023-06-25 02:00 | 0 | 0.014095 | 0.03033 | -44.8133
2023-06-25 03:00 | 0 | 0.009416 | 0.02253 | -50.4733
2023-06-25 04:00 | 0 | 0.00648 | 0.02055 | -50.91
2023-06-25 05:00 | 0 | 0.010311 | 0.01334 | -53.2517
2023-06-25 06:00 | 0 | 0.001158 | 0.01492 | -53.845
2023-06-25 07:00 | 0 | 0.006652 | 0.05002 | -54.15
2023-06-25 08:00 | 0 | 0.003729 | 0.0867 | -30.5125
2023-06-25 09:00 | 0.22787 | 0.007702 | 0.06229 | -21.7425
2023-06-25 10:00 | 0.53341 | 0.002086 | 0.04241 | -22.74
2023-06-25 11:00 | 0.64709 | 0.024472 | 0.02498 | -26.045
2023-06-25 12:00 | 0.54239 | 0.050107 | 0.0153 | -55.3817
2023-06-25 13:00 | 0.51852 | 0.10907 | 0.02199 | -57.4125
2023-06-25 14:00 | 0.46777 | 0.18755 | 0.05506 | -55.9108
2023-06-25 15:00 | 0.55449 | 0.26446 | 0.03407 | -51.995
2023-06-25 16:00 | 0.65105 | 0.29767 | 0.01972 | -40.7575
2023-06-25 17:00 | 0.31859 | 0.35725 | 0.01913 | -4.005
2023-06-25 18:00 | 0.0010667 | 0.38369 | 0.02618 | 64.2858
2023-06-25 19:00 | 0 | 0.37111 | 0.06636 | 80.4275
2023-06-25 20:00 | 0 | 0.31907 | 0.1378 | 59.7075
2023-06-25 21:00 | 0 | 0.26512 | 0.21161 | 9.65
2023-06-25 22:00 | 0 | 0.23339 | 0.25474 | 9.4192
2023-06-25 23:00 | 0 | 0.19636 | 0.24623 | -10.45
2023-06-26 | 0 | 0.19123 | 0.20563 | -9.05
2023-06-26 01:00 | 0 | 0.23356 | 0.16044 | -2.315
2023-06-26 02:00 | 0 | 0.18391 | 0.13567 | -21.4392
2023-06-26 03:00 | 0 | 0.11616 | 0.14328 | -35.8483
2023-06-26 04:00 | 0 | 0.059249 | 0.18107 | -40.1308
2023-06-26 05:00 | 0 | 0.022781 | 0.26258 | -39.0883
2023-06-26 06:00 | 0 | 0.015498 | 0.32763 | -14.3833
2023-06-26 07:00 | 0 | 0.018955 | 0.36965 | 24.0142
2023-06-26 08:00 | 0 | 0.013784 | 0.38214 | 145.83
2023-06-26 09:00 | 0.13371 | 0.014044 | 0.3787 | 180.205
2023-06-26 10:00 | 0.48295 | 0.021386 | 0.37753 | 222.5833
2023-06-26 11:00 | 0.56925 | 0.006144 | 0.38109 | 276.0575
2023-06-26 12:00 | 0.60216 | 0.003348 | 0.38564 | 150.1192
2023-06-26 13:00 | 0.51208 | 0.001651 | 0.38584 | 34.1242
2023-06-26 14:00 | 0.58876 | 0.000627 | 0.35965 | 72.8108
2023-06-26 15:00 | 0.63385 | 0.001086 | 0.34338 | 181.7375
2023-06-26 16:00 | 0.67521 | 0.00166 | 0.35365 | 241.4067
2023-06-26 17:00 | 0.33565 | 0.000157 | 0.32929 | 406.965
2023-06-26 18:00 | 0.00072605 | 0.007965 | 0.2731 | 331.5317
2023-06-26 19:00 | 0 | 0.013506 | 0.28323 | 344.3208
2023-06-26 20:00 | 0 | 0.005195 | 0.31703 | 295.1633
2023-06-26 21:00 | 0 | 0.001882 | 0.28966 | 294.2292
2023-06-26 22:00 | 0 | 0.01754 | 0.26201 | 267.73
2023-06-26 23:00 | 0 | 0.040284 | 0.25156 | 192.0375
2023-06-27 | 0 | 0.061437 | 0.25725 | 141.3617
2023-06-27 01:00 | 0 | 0.093036 | 0.26533 | 112.5758
2023-06-27 02:00 | 0 | 0.12441 | 0.27383 | 137.4
2023-06-27 03:00 | 0 | 0.13893 | 0.28474 | 162.0308
2023-06-27 04:00 | 0 | 0.10921 | 0.32305 | 55.4567
2023-06-27 05:00 | 0 | 0.096784 | 0.33029 | 25.4758
2023-06-27 06:00 | 0 | 0.10263 | 0.34816 | 57.9925
2023-06-27 07:00 | 0 | 0.12869 | 0.37113 | 139.0617
2023-06-27 08:00 | 0 | 0.078201 | 0.36813 | 163.4633
2023-06-27 09:00 | 0.30708 | 0.10219 | 0.37776 | 123.4517
2023-06-27 10:00 | 0.68225 | 0.077399 | 0.38029 | 127.0742
2023-06-27 11:00 | 0.66994 | 0.027991 | 0.3844 | 244.095
2023-06-27 12:00 | 0.61226 | 0.052153 | 0.39341 | 213.9117
2023-06-27 13:00 | 0.57895 | 0.072002 | 0.41239 | 337.9625
2023-06-27 14:00 | 0.59834 | 0.086476 | 0.4161 | 311.9017
2023-06-27 15:00 | 0.64912 | 0.076471 | 0.43516 | 476.3117
2023-06-27 16:00 | 0.66811 | 0.068606 | 0.44649 | 352.0625
2023-06-27 17:00 | 0.33421 | 0.074474 | 0.45414 | 215.6067
2023-06-27 18:00 | 0.0012667 | 0.11276 | 0.44488 | 284.6858
2023-06-27 19:00 | 0 | 0.086069 | 0.44254 | 291.2367
2023-06-27 20:00 | 0 | 0.14797 | 0.35795 | 343.335
2023-06-27 21:00 | 0 | 0.13292 | 0.34508 | 304.9292
2023-06-27 22:00 | 0 | 0.14734 | 0.35338 | 321.6708
2023-06-27 23:00 | 0 | 0.13513 | 0.31512 | 417.5942
2023-06-28 | 0 | 0.13024 | 0.25548 | 373.8975
2023-06-28 01:00 | 0 | 0.082974 | 0.19778 | 307.045
2023-06-28 02:00 | 0 | 0.070121 | 0.13334 | 298.6975
2023-06-28 03:00 | 0 | 0.07195 | 0.10961 | 269.0875
2023-06-28 04:00 | 0 | 0.070375 | 0.10804 | 224.7825
2023-06-28 05:00 | 0 | 0.089464 | 0.12915 | 151.7217
2023-06-28 06:00 | 0 | 0.11043 | 0.21531 | 154.7458
2023-06-28 07:00 | 0 | 0.15246 | 0.27144 | 236.6408
2023-06-28 08:00 | 0 | 0.19256 | 0.29386 | 2562.6342
2023-06-28 09:00 | 0.32857 | 0.15895 | 0.2982 | 2473.3092
2023-06-28 10:00 | 0.70248 | 0.16215 | 0.3024 | 321.7025
2023-06-28 11:00 | 0.6905 | 0.093004 | 0.29603 | 321.9075
2023-06-28 12:00 | 0.63079 | 0.070401 | 0.28251 | 300.7242
2023-06-28 13:00 | 0.59294 | 0.088318 | 0.27956 | 252.8058
2023-06-28 14:00 | 0.61171 | 0.10923 | 0.30384 | 186.9892
2023-06-28 15:00 | 0.66047 | 0.12209 | 0.33402 | 180.1167
2023-06-28 16:00 | 0.69354 | 0.079136 | 0.32535 | 97.4258
2023-06-28 17:00 | 0.34141 | 0.064433 | 0.31636 | 310.395
2023-06-28 18:00 | 0.0018696 | 0.040687 | 0.29123 | 292.0133
2023-06-28 19:00 | 0 | 0.01417 | 0.27692 | 311.7058
2023-06-28 20:00 | 0 | 0.078488 | 0.27993 | 321.6633
2023-06-28 21:00 | 0 | 0.073053 | 0.27188 | 352.7942
2023-06-28 22:00 | 0 | 0.14505 | 0.27388 | 330.3333
2023-06-28 23:00 | 0 | 0.20725 | 0.24288 | 289.5483
2023-06-29 | 0 | 0.24895 | 0.18437 | 589.2267
2023-06-29 01:00 | 0 | 0.012996 | 0.12912 | 779.3825
2023-06-29 02:00 | 0 | 0.014253 | 0.11613 | 507.5242
2023-06-29 03:00 | 0 | 0.011648 | 0.1137 | 446.0767
2023-06-29 04:00 | 0 | 0.00593 | 0.11324 | 298.9592
2023-06-29 05:00 | 0 | 0.00667 | 0.12574 | 257.435
2023-06-29 06:00 | 0 | 0.000357 | 0.19537 | 201.2183
2023-06-29 07:00 | 0 | 0.006656 | 0.25887 | 285.8258
2023-06-29 08:00 | 0 | 0.001278 | 0.25133 | 265.9967
2023-06-29 09:00 | 0.067368 | 0.00175 | 0.23768 | 218.4575
2023-06-29 10:00 | 0.32894 | 0.002346 | 0.22504 | 172.4117
2023-06-29 11:00 | 0.22389 | 0.003616 | 0.21828 | 144.0992
2023-06-29 12:00 | 0.36974 | 0.001027 | 0.20466 | 40.0025
2023-06-29 13:00 | 0.39308 | 0.049927 | 0.19312 | -8.21
2023-06-29 14:00 | 0.47822 | 0.05829 | 0.19817 | -37.0292
2023-06-29 15:00 | 0.4424 | 0.062953 | 0.19373 | -29.3483
2023-06-29 16:00 | 0.28286 | 0.039632 | 0.17224 | 46.7933
2023-06-29 17:00 | 0.1518 | 0.015524 | 0.15906 | 163.9267
2023-06-29 18:00 | 0.0006966 | 0.003685 | 0.18917 | 206.925
2023-06-29 19:00 | 0 | 0.000937 | 0.20709 | 170.1317
2023-06-29 20:00 | 0 | 0.01598 | 0.23701 | 104.7583
2023-06-29 21:00 | 0 | 0.090546 | 0.24806 | 90.3867
2023-06-29 22:00 | 0 | 0.19136 | 0.26859 | 78.5458
2023-06-29 23:00 | 0 | 0.26301 | 0.22745 | 72.1542
2023-06-30 | 0 | 0.28837 | 0.16748 | 18.8458
2023-06-30 01:00 | 0 | 0.28229 | 0.15211 | 10.9283
2023-06-30 02:00 | 0 | 0.2554 | 0.11653 | 7.0558
2023-06-30 03:00 | 0 | 0.18356 | 0.10591 | 8.6442
2023-06-30 04:00 | 0 | 0.15921 | 0.09708 | 5.3242
2023-06-30 05:00 | 0 | 0.20119 | 0.14377 | 11.3192
2023-06-30 06:00 | 0 | 0.22632 | 0.19588 | 27.2633
2023-06-30 07:00 | 0 | 0.23972 | 0.24463 | 92.0442
2023-06-30 08:00 | 0 | 0.15557 | 0.26513 | 103.1467
2023-06-30 09:00 | 0.19017 | 0.19743 | 0.2648 | 110.8592
2023-06-30 10:00 | 0.51593 | 0.12897 | 0.24221 | 99.7592
2023-06-30 11:00 | 0.36377 | 0.25396 | 0.24634 | 64.0192
2023-06-30 12:00 | 0.41011 | 0.536 | 0.27003 | 18.965
2023-06-30 13:00 | 0.44354 | 0.57603 | 0.2571 | 0.93083
2023-06-30 14:00 | 0.47773 | 0.56187 | 0.2606 | 9.2167
2023-06-30 15:00 | 0.29396 | 0.55037 | 0.27194 | 17.0817
2023-06-30 16:00 | 0.25553 | 0.51343 | 0.31922 | 49.7167
2023-06-30 17:00 | 0.14033 | 0.51116 | 0.31787 | 96.3017
2023-06-30 18:00 | 0.00064875 | 0.57629 | 0.34027 | 152.4733
2023-06-30 19:00 | 0 | 0.60576 | 0.34375 | 164.7842
2023-06-30 20:00 | 0 | 0.59065 | 0.34784 | 129.5233
2023-06-30 21:00 | 0 | 0.52504 | 0.3378 | 110.845
2023-06-30 22:00 | 0 | 0.48297 | 0.34381 | 106.1875
2023-06-30 23:00 | 0 | 0.47805 | 0.32402 | 117.4475
2023-07-01 | 0 | 0.39584 | 0.24695 | 114.2975
2023-07-01 01:00 | 0 | 0.3686 | 0.20264 | 110.11
2023-07-01 02:00 | 0 | 0.34406 | 0.16641 | 72.0758
2023-07-01 03:00 | 0 | 0.31203 | 0.12125 | 57.7792
2023-07-01 04:00 | 0 | 0.27443 | 0.10655 | 76.1917
2023-07-01 05:00 | 0 | 0.22968 | 0.18526 | 78.9892
2023-07-01 06:00 | 0 | 0.19172 | 0.22157 | 101.8442
2023-07-01 07:00 | 0 | 0.20532 | 0.31764 | 134.1933
2023-07-01 08:00 | 0 | 0.055557 | 0.34227 | 179.1275
2023-07-01 09:00 | 0.1061 | 0.081119 | 0.32937 | 182.1317
2023-07-01 10:00 | 0.17149 | 0.063078 | 0.32416 | 100.8067
2023-07-01 11:00 | 0.53877 | 0.10495 | 0.33384 | 71.3942
2023-07-01 12:00 | 0.64587 | 0.10472 | 0.34632 | 72.415
2023-07-01 13:00 | 0.60901 | 0.22032 | 0.36643 | 58.5617
2023-07-01 14:00 | 0.62798 | 0.28539 | 0.39356 | 48.5642
2023-07-01 15:00 | 0.66819 | 0.32276 | 0.41992 | 55.6025
2023-07-01 16:00 | 0.63872 | 0.36606 | 0.42146 | 96.3425
2023-07-01 17:00 | 0.34175 | 0.41535 | 0.38705 | 141.305
2023-07-01 18:00 | 0.002471 | 0.49834 | 0.26676 | 262.6367
2023-07-01 19:00 | 0 | 0.56594 | 0.21393 | 207.3967
2023-07-01 20:00 | 0 | 0.57164 | 0.23959 | 132.0925
2023-07-01 21:00 | 0 | 0.58462 | 0.25347 | 160.2317
2023-07-01 22:00 | 0 | 0.4675 | 0.26333 | 131.7
2023-07-01 23:00 | 0 | 0.50444 | 0.16556 | 155.2217
2023-07-02 | 0 | 0.41407 | 0.09643 | 145.8533
2023-07-02 01:00 | 0 | 0.32546 | 0.0782 | 182.845
2023-07-02 02:00 | 0 | 0.21886 | 0.10709 | 177.69
2023-07-02 03:00 | 0 | 0.19987 | 0.17071 | 129.4683
2023-07-02 04:00 | 0 | 0.18797 | 0.25315 | 105.2167
2023-07-02 05:00 | 0 | 0.16665 | 0.30347 | 87.0925
2023-07-02 06:00 | 0 | 0.22134 | 0.32808 | 74.1208
2023-07-02 07:00 | 0 | 0.26431 | 0.33319 | 88.0075
2023-07-02 08:00 | 0 | 0.24123 | 0.34854 | 106.3692
2023-07-02 09:00 | 0.1555 | 0.21337 | 0.32771 | 103.7717
2023-07-02 10:00 | 0.27043 | 0.27082 | 0.28612 | 56.2233
2023-07-02 11:00 | 0.27506 | 0.36443 | 0.24273 | 45.8417
2023-07-02 12:00 | 0.41105 | 0.33981 | 0.22303 | 64.3992
2023-07-02 13:00 | 0.49769 | 0.35361 | 0.22741 | 67.6367
2023-07-02 14:00 | 0.55093 | 0.36724 | 0.24976 | 85.6875
2023-07-02 15:00 | 0.68062 | 0.45075 | 0.25562 | 144.925
2023-07-02 16:00 | 0.71095 | 0.55576 | 0.23496 | 157.055
2023-07-02 17:00 | 0.35816 | 0.53564 | 0.19157 | 195.7825
2023-07-02 18:00 | 0.0029695 | 0.6088 | 0.1998 | 285.17
2023-07-02 19:00 | 0 | 0.66888 | 0.24725 | 215.1483
2023-07-02 20:00 | 0 | 0.66256 | 0.31426 | 149.5842
2023-07-02 21:00 | 0 | 0.57179 | 0.34483 | 137.9275
2023-07-02 22:00 | 0 | 0.50686 | 0.35078 | 109.0375
2023-07-02 23:00 | 0 | 0.48451 | 0.34287 | 109.0042
2023-07-03 | 0 | 0.46036 | 0.32109 | 101.2933
2023-07-03 01:00 | 0 | 0.36554 | 0.29848 | 97.1292
2023-07-03 02:00 | 0 | 0.31715 | 0.3045 | 88.3358
2023-07-03 03:00 | 0 | 0.3259 | 0.30493 | 75.6417
2023-07-03 04:00 | 0 | 0.37324 | 0.31856 | 60.0183
2023-07-03 05:00 | 0 | 0.40803 | 0.33464 | 78.1025
2023-07-03 06:00 | 0 | 0.29374 | 0.34071 | 96.6783
2023-07-03 07:00 | 0 | 0.31617 | 0.3717 | 152.2692
2023-07-03 08:00 | 0 | 0.25873 | 0.37723 | 275.9008
2023-07-03 09:00 | 0.21848 | 0.34476 | 0.38078 | 317.3125
2023-07-03 10:00 | 0.51121 | 0.23297 | 0.36203 | 295.4058
2023-07-03 11:00 | 0.551 | 0.36934 | 0.36694 | 199.5333
2023-07-03 12:00 | 0.59116 | 0.42176 | 0.37529 | 361.5292
2023-07-03 13:00 | 0.61127 | 0.43894 | 0.38645 | 302.915
2023-07-03 14:00 | 0.63018 | 0.38479 | 0.41826 | 267.6333
2023-07-03 15:00 | 0.68038 | 0.38134 | 0.44704 | 280.45
2023-07-03 16:00 | 0.71326 | 0.34923 | 0.45872 | 234.4025
2023-07-03 17:00 | 0.3582 | 0.3872 | 0.47015 | 317.5825
2023-07-03 18:00 | 0.0033339 | 0.49392 | 0.47328 | 363.9583
2023-07-03 19:00 | 0 | 0.56022 | 0.45618 | 317.0183
2023-07-03 20:00 | 0 | 0.57421 | 0.42131 | 249.44
2023-07-03 21:00 | 0 | 0.49439 | 0.37819 | 179.1667
2023-07-03 22:00 | 0 | 0.47837 | 0.35254 | 161.8575
2023-07-03 23:00 | 0 | 0.43698 | 0.3037 | 153.185
2023-07-04 | 0 | 0.39674 | 0.21513 | 146.5208
2023-07-04 01:00 | 0 | 0.33304 | 0.15774 | 176.6758
2023-07-04 02:00 | 0 | 0.29106 | 0.13789 | 175.6667
2023-07-04 03:00 | 0 | 0.19704 | 0.13789 | 150.1475
2023-07-04 04:00 | 0 | 0.13242 | 0.13971 | 137.9758
2023-07-04 05:00 | 0 | 0.089799 | 0.17466 | 138.6725
2023-07-04 06:00 | 0 | 0.058365 | 0.20853 | 122.8167
2023-07-04 07:00 | 0 | 0.073722 | 0.28289 | 163.245
2023-07-04 08:00 | 0 | 0.087779 | 0.32297 | 179.41
2023-07-04 09:00 | 0.31385 | 0.096145 | 0.30058 | 260.7817
2023-07-04 10:00 | 0.70912 | 0.033428 | 0.25146 | 185.9742
2023-07-04 11:00 | 0.69356 | 0.012751 | 0.18292 | 298.8733
2023-07-04 12:00 | 0.6401 | 0.031965 | 0.12903 | 191.9117
2023-07-04 13:00 | 0.59821 | 0.010709 | 0.07893 | 168.6633
2023-07-04 14:00 | 0.61591 | 0.005197 | 0.06648 | 178.53
2023-07-04 15:00 | 0.673 | 0.006584 | 0.06069 | 154.7008
2023-07-04 16:00 | 0.70544 | 0.005842 | 0.03011 | 180.1292
2023-07-04 17:00 | 0.35338 | 0.079325 | 0.01756 | 218.0975
2023-07-04 18:00 | 0.0032214 | 0.16888 | 0.0179 | 312.4867
2023-07-04 19:00 | 0 | 0.19471 | 0.01763 | 333.5567
2023-07-04 20:00 | 0 | 0.11236 | 0.03804 | 180.1567
2023-07-04 21:00 | 0 | 0.075216 | 0.08442 | 148.9967
2023-07-04 22:00 | 0 | 0.017529 | 0.10051 | 109.1525
2023-07-04 23:00 | 0 | 0.014844 | 0.04427 | 110.9608
2023-07-05 | 0 | 0.00402 | 0.01434 | 97.4142
2023-07-05 01:00 | 0 | 0.004856 | 0.01168 | 96.4883
2023-07-05 02:00 | 0 | 0.004247 | 0.01093 | 81.3042
2023-07-05 03:00 | 0 | 0.007734 | 0.01155 | 62.8983
2023-07-05 04:00 | 0 | 0.003914 | 0.01296 | 50.6292
2023-07-05 05:00 | 0 | 0.017669 | 0.01589 | 60.7267
2023-07-05 06:00 | 0 | 0.018984 | 0.02479 | 67.2925
2023-07-05 07:00 | 0 | 0.011543 | 0.0733 | 110.175
2023-07-05 08:00 | 0 | 0.016472 | 0.07886 | 141.7275
2023-07-05 09:00 | 0.30665 | 0.003914 | 0.06858 | 116.0525
2023-07-05 10:00 | 0.67405 | 0.003637 | 0.031 | 100.4525
2023-07-05 11:00 | 0.68305 | 0.004635 | 0.01303 | 85.0917
2023-07-05 12:00 | 0.64298 | 0.002845 | 0.01332 | 17.96
2023-07-05 13:00 | 0.58314 | 0.020915 | 0.01336 | -13.5783
2023-07-05 14:00 | 0.61621 | 0.071592 | 0.01311 | 10.2125
2023-07-05 15:00 | 0.68614 | 0.072882 | 0.01284 | 30.555
2023-07-05 16:00 | 0.72042 | 0.086975 | 0.01311 | 56.7217
2023-07-05 17:00 | 0.36254 | 0.23711 | 0.01323 | 90.3642
2023-07-05 18:00 | 0.0037067 | 0.37249 | 0.01397 | 142.6692
2023-07-05 19:00 | 0 | 0.34956 | 0.01405 | 113.16
2023-07-05 20:00 | 0 | 0.20878 | 0.01301 | 72.0708
2023-07-05 21:00 | 0 | 0.1986 | 0.01343 | 82.6325
2023-07-05 22:00 | 0 | 0.17149 | 0.04941 | 37.8617
2023-07-05 23:00 | 0 | 0.11657 | 0.05776 | -0.54833
2023-07-06 | 0 | 0.12964 | 0.02209 | 3.0875
2023-07-06 01:00 | 0 | 0.1105 | 0.01302 | -17.8475
2023-07-06 02:00 | 0 | 0.10025 | 0.0122 | -32.9292
2023-07-06 03:00 | 0 | 0.086949 | 0.01097 | -38.5808
2023-07-06 04:00 | 0 | 0.044524 | 0.01104 | -44.1117
2023-07-06 05:00 | 0 | 0.031294 | 0.01449 | -44.375
2023-07-06 06:00 | 0 | 0.028229 | 0.016 | -49.1725
2023-07-06 07:00 | 0 | 0.015256 | 0.03437 | 0.99583
2023-07-06 08:00 | 0 | 0.022183 | 0.07359 | 33.265
2023-07-06 09:00 | 0.18475 | 0.027912 | 0.07819 | 41.0883
2023-07-06 10:00 | 0.29694 | 0.021393 | 0.09626 | -0.14333
2023-07-06 11:00 | 0.36852 | 0.10693 | 0.06552 | -37.4525
2023-07-06 12:00 | 0.49041 | 0.25283 | 0.02668 | -56.01
2023-07-06 13:00 | 0.40341 | 0.29951 | 0.01388 | -57.7642
2023-07-06 14:00 | 0.29629 | 0.30009 | 0.0139 | -51.7517
2023-07-06 15:00 | 0.22414 | 0.3532 | 0.01454 | -8.0475
2023-07-06 16:00 | 0.25428 | 0.35773 | 0.01412 | 24.8083
2023-07-06 17:00 | 0.087473 | 0.33202 | 0.01438 | 46.5808
2023-07-06 18:00 | 0.0017362 | 0.38368 | 0.01495 | 156.635
2023-07-06 19:00 | 0 | 0.43236 | 0.01508 | 115.18
2023-07-06 20:00 | 0 | 0.38398 | 0.01936 | 94.6283
2023-07-06 21:00 | 0 | 0.3807 | 0.06703 | 85.7742
2023-07-06 22:00 | 0 | 0.40619 | 0.08991 | 60.4875
2023-07-06 23:00 | 0 | 0.37867 | 0.04888 | 33.1075
2023-07-07 | 0 | 0.35105 | 0.01268 | 13.1392
2023-07-07 01:00 | 0 | 0.26985 | 0.0117 | 7.2683
2023-07-07 02:00 | 0 | 0.2051 | 0.01191 | 7.035
2023-07-07 03:00 | 0 | 0.19082 | 0.01225 | -4.3983
2023-07-07 04:00 | 0 | 0.15481 | 0.01273 | -10.1617
2023-07-07 05:00 | 0 | 0.17203 | 0.01325 | -11.0567
2023-07-07 06:00 | 0 | 0.19134 | 0.01478 | -7.0708
2023-07-07 07:00 | 0 | 0.14469 | 0.01352 | 37.7475
2023-07-07 08:00 | 0 | 0.19222 | 0.0126 | 71.4833
2023-07-07 09:00 | 0.21241 | 0.19112 | 0.01243 | 58.0675
2023-07-07 10:00 | 0.47947 | 0.10357 | 0.01587 | 9.4642
2023-07-07 11:00 | 0.45205 | 0.10861 | 0.0273 | -5.9425
2023-07-07 12:00 | 0.51816 | 0.17513 | 0.02917 | -53.3383
2023-07-07 13:00 | 0.54478 | 0.25701 | 0.01875 | -66.1158
2023-07-07 14:00 | 0.56511 | 0.32074 | 0.01645 | -59.5575
2023-07-07 15:00 | 0.47806 | 0.37529 | 0.01438 | -60.0975
2023-07-07 16:00 | 0.54725 | 0.40909 | 0.0142 | -45.0625
2023-07-07 17:00 | 0.2473 | 0.35194 | 0.01456 | 5.6992
2023-07-07 18:00 | 0.0007701 | 0.41528 | 0.01508 | -0.45333
2023-07-07 19:00 | 0 | 0.43196 | 0.01554 | -8.0683
2023-07-07 20:00 | 0 | 0.45156 | 0.0153 | -0.046667
2023-07-07 21:00 | 0 | 0.40012 | 0.01566 | 3.6967
2023-07-07 22:00 | 0 | 0.38893 | 0.01779 | -17.1833
2023-07-07 23:00 | 0 | 0.29747 | 0.02213 | -42.2083
2023-07-08 | 0 | 0.25895 | 0.01778 | -44.2517
2023-07-08 01:00 | 0 | 0.23863 | 0.01967 | -25.1333
2023-07-08 02:00 | 0 | 0.2059 | 0.01337 | 0.65583
2023-07-08 03:00 | 0 | 0.13976 | 0.015 | -18.0925
2023-07-08 04:00 | 0 | 0.10217 | 0.01373 | -48.3892
2023-07-08 05:00 | 0 | 0.072898 | 0.01309 | -54.005
2023-07-08 06:00 | 0 | 0.066697 | 0.01378 | -55.19
2023-07-08 07:00 | 0 | 0.044 | 0.01401 | -52.2367
2023-07-08 08:00 | 0 | 0.033766 | 0.02557 | -55.4517
2023-07-08 09:00 | 0.25652 | 0.015309 | 0.0204 | -49.9642
2023-07-08 10:00 | 0.56643 | 0.00519 | 0.03499 | -48.04
2023-07-08 11:00 | 0.43916 | 0.035931 | 0.02093 | -64.3567
2023-07-08 12:00 | 0.30878 | 0.14821 | 0.01712 | -51.0233
2023-07-08 13:00 | 0.37385 | 0.23654 | 0.01499 | -60.0942
2023-07-08 14:00 | 0.42612 | 0.22333 | 0.01575 | -80.9175
2023-07-08 15:00 | 0.46069 | 0.19683 | 0.01755 | -61.3267
2023-07-08 16:00 | 0.6094 | 0.13907 | 0.01666 | -55.1567
2023-07-08 17:00 | 0.29939 | 0.089403 | 0.01693 | -51.2942
2023-07-08 18:00 | 0.0042561 | 0.12444 | 0.01775 | 12.835
2023-07-08 19:00 | 0 | 0.17197 | 0.01773 | 15.8275
2023-07-08 20:00 | 0 | 0.15623 | 0.0181 | 9.6033
2023-07-08 21:00 | 0 | 0.14851 | 0.02067 | 7.8992
2023-07-08 22:00 | 0 | 0.10848 | 0.03012 | 2.3925
2023-07-08 23:00 | 0 | 0.11995 | 0.02303 | -17.73
2023-07-09 | 0 | 0.057472 | 0.02412 | -10.3133
2023-07-09 01:00 | 0 | 0.001914 | 0.01348 | -25.8475
2023-07-09 02:00 | 0 | 0.001368 | 0.01357 | -19.6067
2023-07-09 03:00 | 0 | 0.001715 | 0.01384 | -29.895
2023-07-09 04:00 | 0 | 0.005539 | 0.01946 | -33.0583
2023-07-09 05:00 | 0 | 0.015777 | 0.08224 | -32.1733
2023-07-09 06:00 | 0 | 0.036342 | 0.16093 | -24.0308
2023-07-09 07:00 | 0 | 0.11875 | 0.20908 | -16.7192
2023-07-09 08:00 | 0 | 0.21219 | 0.26193 | 3.0825
2023-07-09 09:00 | 0.29555 | 0.28162 | 0.26695 | 4.4533
2023-07-09 10:00 | 0.69085 | 0.22594 | 0.27796 | -1.3775
2023-07-09 11:00 | 0.68849 | 0.21413 | 0.31313 | -16.2067
2023-07-09 12:00 | 0.58758 | 0.39276 | 0.34504 | -28.39
2023-07-09 13:00 | 0.55586 | 0.43834 | 0.33363 | -38.41
2023-07-09 14:00 | 0.54259 | 0.54496 | 0.34198 | -35.8942
2023-07-09 15:00 | 0.5246 | 0.51997 | 0.32718 | -12.8125
2023-07-09 16:00 | 0.40032 | 0.47907 | 0.32984 | 13.9642
2023-07-09 17:00 | 0.16184 | 0.45239 | 0.32742 | 36.8417
2023-07-09 18:00 | 0.00082571 | 0.53819 | 0.303 | 94.8167
2023-07-09 19:00 | 0 | 0.54661 | 0.28261 | 146.745
2023-07-09 20:00 | 0 | 0.66756 | 0.30011 | 124.9283
2023-07-09 21:00 | 0 | 0.80046 | 0.30429 | 120.4508
2023-07-09 22:00 | 0 | 0.75868 | 0.2972 | 132.5692
2023-07-09 23:00 | 0 | 0.73929 | 0.25596 | 145.5525
2023-07-10 | 0 | 0.6606 | 0.21254 | 176.845
2023-07-10 01:00 | 0 | 0.68249 | 0.18129 | 528.0008
2023-07-10 02:00 | 0 | 0.74995 | 0.1227 | 171.6892
2023-07-10 03:00 | 0 | 0.70212 | 0.06857 | 109.475
2023-07-10 04:00 | 0 | 0.80955 | 0.05824 | 29.0567
2023-07-10 05:00 | 0 | 0.84328 | 0.11021 | 22.4233
2023-07-10 06:00 | 0 | 0.80731 | 0.19185 | 43.6942
2023-07-10 07:00 | 0 | 0.85888 | 0.26222 | 87.515
2023-07-10 08:00 | 0 | 0.84784 | 0.2888 | 142.7267
2023-07-10 09:00 | 0.22816 | 0.84725 | 0.28579 | 124.6808
2023-07-10 10:00 | 0.18205 | 0.64076 | 0.27733 | 57.9325
2023-07-10 11:00 | 0.12558 | 0.58818 | 0.26887 | 122.8942
2023-07-10 12:00 | 0.11575 | 0.51603 | 0.25613 | 79.66
2023-07-10 13:00 | 0.16608 | 0.45605 | 0.24297 | -1.61
2023-07-10 14:00 | 0.16299 | 0.36329 | 0.24138 | -7.9483
2023-07-10 15:00 | 0.11207 | 0.28907 | 0.24935 | 2.7483
2023-07-10 16:00 | 0.088533 | 0.21161 | 0.26188 | 21.8433
2023-07-10 17:00 | 0.038531 | 0.15035 | 0.28338 | 83.5408
2023-07-10 18:00 | 0.0017067 | 0.14152 | 0.31409 | 215.9083
2023-07-10 19:00 | 0 | 0.1701 | 0.34719 | 239.9458
2023-07-10 20:00 | 0 | 0.23312 | 0.35248 | 227.2817
2023-07-10 21:00 | 0 | 0.19492 | 0.35476 | 188.9417
2023-07-10 22:00 | 0 | 0.13466 | 0.3666 | 156.5725
2023-07-10 23:00 | 0 | 0.14221 | 0.31396 | 126.4917
2023-07-11 | 0 | 0.1471 | 0.23305 | 130.4142
2023-07-11 01:00 | 0 | 0.19078 | 0.13633 | 127.9992
2023-07-11 02:00 | 0 | 0.24645 | 0.06628 | 76.4292
2023-07-11 03:00 | 0 | 0.35303 | 0.03721 | 17.4042
2023-07-11 04:00 | 0 | 0.33983 | 0.07171 | 17.1008
2023-07-11 05:00 | 0 | 0.38606 | 0.15542 | 22.1158
2023-07-11 06:00 | 0 | 0.38929 | 0.22719 | 64.595
2023-07-11 07:00 | 0 | 0.30352 | 0.33681 | 155.0025
2023-07-11 08:00 | 0 | 0.1353 | 0.37886 | 173.0292
2023-07-11 09:00 | 0.26697 | 0.086151 | 0.38573 | 184.2283
2023-07-11 10:00 | 0.52262 | 0.090713 | 0.38672 | 99.6867
2023-07-11 11:00 | 0.48876 | 0.11983 | 0.38487 | 31.5317
2023-07-11 12:00 | 0.48966 | 0.18466 | 0.37939 | 17.9358
2023-07-11 13:00 | 0.40861 | 0.29991 | 0.35909 | -4.7042
2023-07-11 14:00 | 0.49481 | 0.35933 | 0.34265 | -18.405
2023-07-11 15:00 | 0.43601 | 0.30707 | 0.33192 | 26.3525
2023-07-11 16:00 | 0.66373 | 0.22844 | 0.32746 | 51.2808
2023-07-11 17:00 | 0.35617 | 0.12679 | 0.29461 | 136.7217
2023-07-11 18:00 | 0.0044584 | 0.10077 | 0.31767 | 711.8333
2023-07-11 19:00 | 0 | 0.097371 | 0.32656 | 359.16
2023-07-11 20:00 | 0 | 0.24001 | 0.3054 | 301.0508
2023-07-11 21:00 | 0 | 0.41846 | 0.27083 | 270.9183
2023-07-11 22:00 | 0 | 0.55345 | 0.26975 | 186.0083
2023-07-11 23:00 | 0 | 0.59676 | 0.17325 | 162.0358
2023-07-12 | 0 | 0.63619 | 0.10011 | 142.9283
2023-07-12 01:00 | 0 | 0.48493 | 0.06353 | 98.9417
2023-07-12 02:00 | 0 | 0.33625 | 0.03652 | 72.7942
2023-07-12 03:00 | 0 | 0.20424 | 0.03057 | 60.1117
2023-07-12 04:00 | 0 | 0.19244 | 0.03641 | 46.7458
2023-07-12 05:00 | 0 | 0.15074 | 0.08825 | 44.7608
2023-07-12 06:00 | 0 | 0.12797 | 0.20589 | 63.7425
2023-07-12 07:00 | 0 | 0.086727 | 0.30688 | 93.3483
2023-07-12 08:00 | 0 | 0.019719 | 0.33973 | 119.4783
2023-07-12 09:00 | 0.29507 | 0.007641 | 0.32919 | 134.4483
2023-07-12 10:00 | 0.6653 | 0.008862 | 0.30562 | 41.7325
2023-07-12 11:00 | 0.63048 | 0.046476 | 0.30231 | 38.9958
2023-07-12 12:00 | 0.59222 | 0.13407 | 0.28345 | -20.2533
2023-07-12 13:00 | 0.57531 | 0.18291 | 0.25837 | -14.38
2023-07-12 14:00 | 0.46492 | 0.20538 | 0.23425 | -26.7367
2023-07-12 15:00 | 0.43656 | 0.17086 | 0.18455 | -9.995
2023-07-12 16:00 | 0.5283 | 0.16202 | 0.14474 | 51.6325
2023-07-12 17:00 | 0.29361 | 0.13878 | 0.09678 | 137.6425
2023-07-12 18:00 | 0.0049679 | 0.18721 | 0.04491 | 241.0817
2023-07-12 19:00 | 0 | 0.20832 | 0.05363 | 287.6142
2023-07-12 20:00 | 0 | 0.14669 | 0.09403 | 285.8692
2023-07-12 21:00 | 0 | 0.14523 | 0.10771 | 235.7283
2023-07-12 22:00 | 0 | 0.10895 | 0.12857 | 169.8175
2023-07-12 23:00 | 0 | 0.096061 | 0.09263 | 185.0933
2023-07-13 | 0 | 0.11608 | 0.01828 | 133.525
2023-07-13 01:00 | 0 | 0.099327 | 0.01269 | 67.8358
2023-07-13 02:00 | 0 | 0.038646 | 0.01346 | 49.2533
2023-07-13 03:00 | 0 | 0.025834 | 0.01333 | -0.69917
2023-07-13 04:00 | 0 | 0.007617 | 0.01337 | -14.8242
2023-07-13 05:00 | 0 | 0.002382 | 0.01463 | -23.285
2023-07-13 06:00 | 0 | 0.000625 | 0.01647 | -11.7558
2023-07-13 07:00 | 0 | 0.015703 | 0.05441 | 20.1567
2023-07-13 08:00 | 0 | 0.010955 | 0.09555 | 63.9933
2023-07-13 09:00 | 0.32161 | 0.007055 | 0.08082 | 33.67
2023-07-13 10:00 | 0.71229 | 0.005014 | 0.06567 | -10.5758
2023-07-13 11:00 | 0.69231 | 0.001152 | 0.05476 | -28.4575
2023-07-13 12:00 | 0.64398 | 0.000719 | 0.03499 | -135.6175
2023-07-13 13:00 | 0.60218 | 0.003051 | 0.03082 | -89.2617
2023-07-13 14:00 | 0.62494 | 0.005847 | 0.03568 | -77.3933
2023-07-13 15:00 | 0.67421 | 0.003267 | 0.04163 | -56.5517
2023-07-13 16:00 | 0.69603 | 0.001667 | 0.04391 | -58.6608
2023-07-13 17:00 | 0.35415 | 0.002092 | 0.04526 | -9.6683
2023-07-13 18:00 | 0.00541 | 0.004779 | 0.02213 | 85.0725
2023-07-13 19:00 | 0 | 0.01611 | 0.01333 | 42.3417
2023-07-13 20:00 | 0 | 0.008364 | 0.01562 | 5.975
2023-07-13 21:00 | 0 | 0.01587 | 0.02196 | -10.3633
2023-07-13 22:00 | 0 | 0.014517 | 0.03599 | -22.0992
2023-07-13 23:00 | 0 | 0.01395 | 0.01613 | -21.9733
2023-07-14 | 0 | 0.061302 | 0.01385 | -19.2808
2023-07-14 01:00 | 0 | 0.097103 | 0.01311 | -37.4967
2023-07-14 02:00 | 0 | 0.096052 | 0.01234 | -48.0867
2023-07-14 03:00 | 0 | 0.18678 | 0.0121 | -54.97
2023-07-14 04:00 | 0 | 0.25597 | 0.01227 | -54.6833
2023-07-14 05:00 | 0 | 0.25542 | 0.01272 | -52.8692
2023-07-14 06:00 | 0 | 0.29758 | 0.0157 | -42.495
2023-07-14 07:00 | 0 | 0.34689 | 0.09057 | 0.083333
2023-07-14 08:00 | 0 | 0.47094 | 0.1311 | 20.9158
2023-07-14 09:00 | 0.2772 | 0.6145 | 0.10306 | 19.5825
2023-07-14 10:00 | 0.58722 | 0.5012 | 0.08873 | -15.7292
2023-07-14 11:00 | 0.67989 | 0.39587 | 0.06531 | -105.9933
2023-07-14 12:00 | 0.59569 | 0.46884 | 0.02913 | -47.6117
2023-07-14 13:00 | 0.56504 | 0.57878 | 0.01485 | -52.085
2023-07-14 14:00 | 0.58687 | 0.52831 | 0.01501 | -59.9758
2023-07-14 15:00 | 0.51275 | 0.61544 | 0.01486 | -64.695
2023-07-14 16:00 | 0.48319 | 0.57076 | 0.0146 | -34.6308
2023-07-14 17:00 | 0.3326 | 0.53875 | 0.01439 | 20.5433
2023-07-14 18:00 | 0.0046071 | 0.63811 | 0.0142 | 66.7133
2023-07-14 19:00 | 0 | 0.74542 | 0.01588 | 77.7125
2023-07-14 20:00 | 0 | 0.82525 | 0.08084 | 67.9617
2023-07-14 21:00 | 0 | 0.88715 | 0.24492 | 41.395
2023-07-14 22:00 | 0 | 0.91664 | 0.27584 | 26.6475
2023-07-14 23:00 | 0 | 0.90294 | 0.19989 | 3.8325
2023-07-15 | 0 | 0.89711 | 0.18524 | -3.2442
2023-07-15 01:00 | 0 | 0.89011 | 0.1771 | -8.9217
2023-07-15 02:00 | 0 | 0.915 | 0.08517 | -6.9358
2023-07-15 03:00 | 0 | 0.92671 | 0.03247 | -12.9867
2023-07-15 04:00 | 0 | 0.90524 | 0.03987 | -26.4017
2023-07-15 05:00 | 0 | 0.9206 | 0.06405 | -28.8117
2023-07-15 06:00 | 0 | 0.92781 | 0.13147 | -11.6358
2023-07-15 07:00 | 0 | 0.92812 | 0.18645 | 34.6208
2023-07-15 08:00 | 0 | 0.9291 | 0.23119 | 79.5725
2023-07-15 09:00 | 0.2267 | 0.89255 | 0.22529 | 55.1167
2023-07-15 10:00 | 0.44243 | 0.90482 | 0.21034 | 37.3525
2023-07-15 11:00 | 0.46869 | 0.9263 | 0.23069 | 49.7883
2023-07-15 12:00 | 0.48095 | 0.9069 | 0.24438 | 48.1458
2023-07-15 13:00 | 0.50846 | 0.91614 | 0.24966 | 16.9608
2023-07-15 14:00 | 0.61676 | 0.9067 | 0.23347 | 3.0975
2023-07-15 15:00 | 0.66776 | 0.87369 | 0.23702 | 11.9242
2023-07-15 16:00 | 0.6932 | 0.84936 | 0.23344 | 48.8933
2023-07-15 17:00 | 0.34974 | 0.79715 | 0.26838 | 99.195
2023-07-15 18:00 | 0.011781 | 0.78517 | 0.28043 | 128.2758
2023-07-15 19:00 | 0 | 0.78177 | 0.26094 | 110.3767
2023-07-15 20:00 | 0 | 0.80852 | 0.22124 | 94.145
2023-07-15 21:00 | 0 | 0.7592 | 0.23372 | 100.9558
2023-07-15 22:00 | 0 | 0.69643 | 0.18274 | 97.0342
2023-07-15 23:00 | 0 | 0.67909 | 0.08541 | 98.0167
2023-07-16 | 0 | 0.68327 | 0.04218 | 96.9767
2023-07-16 01:00 | 0 | 0.61021 | 0.03042 | 93.3217
2023-07-16 02:00 | 0 | 0.57315 | 0.03069 | 80.895
2023-07-16 03:00 | 0 | 0.50123 | 0.03561 | 42.0033
2023-07-16 04:00 | 0 | 0.45938 | 0.04207 | 41.0108
2023-07-16 05:00 | 0 | 0.48405 | 0.09022 | 48.8258
2023-07-16 06:00 | 0 | 0.53235 | 0.19209 | 66.0925
2023-07-16 07:00 | 0 | 0.5532 | 0.30378 | 76.5883
2023-07-16 08:00 | 0 | 0.65282 | 0.33265 | 81.2692
2023-07-16 09:00 | 0.099447 | 0.61537 | 0.31419 | 41.725
2023-07-16 10:00 | 0.43194 | 0.76418 | 0.29795 | 1.9617
2023-07-16 11:00 | 0.3243 | 0.83305 | 0.28693 | -12.28
2023-07-16 12:00 | 0.25555 | 0.69798 | 0.27868 | -38.7733
2023-07-16 13:00 | 0.30326 | 0.65685 | 0.24822 | -45.5475
2023-07-16 14:00 | 0.2665 | 0.61824 | 0.27195 | -48.1925
2023-07-16 15:00 | 0.26 | 0.60442 | 0.2943 | -9.7425
2023-07-16 16:00 | 0.55016 | 0.44898 | 0.30482 | 22.1742
2023-07-16 17:00 | 0.2817 | 0.43173 | 0.33932 | 111.6683
2023-07-16 18:00 | 0.021982 | 0.3988 | 0.34915 | 208.0683
2023-07-16 19:00 | 0 | 0.40527 | 0.33297 | 195.8383
2023-07-16 20:00 | 0 | 0.45988 | 0.28995 | 145.8342
2023-07-16 21:00 | 0 | 0.3832 | 0.29227 | 126.7983
2023-07-16 22:00 | 0 | 0.34867 | 0.28926 | 114.7733
2023-07-16 23:00 | 0 | 0.26728 | 0.22345 | 115.3442
2023-07-17 | 0 | 0.23358 | 0.15496 | 98.1408
2023-07-17 01:00 | 0 | 0.19232 | 0.10994 | 100.8208
2023-07-17 02:00 | 0 | 0.12824 | 0.06184 | 97.695
2023-07-17 03:00 | 0 | 0.085718 | 0.03599 | 71.3508
2023-07-17 04:00 | 0 | 0.054869 | 0.03597 | 75.2
2023-07-17 05:00 | 0 | 0.059365 | 0.09587 | 80.9858
2023-07-17 06:00 | 0 | 0.048575 | 0.20471 | 107.2392
2023-07-17 07:00 | 0 | 0.022593 | 0.32583 | 133.61
2023-07-17 08:00 | 0 | 0.023087 | 0.36667 | 221.9392
2023-07-17 09:00 | 0.31004 | 0.011166 | 0.36357 | 132.1008
2023-07-17 10:00 | 0.43934 | 0.002163 | 0.3539 | 76.1325
2023-07-17 11:00 | 0.27397 | 0.006291 | 0.34503 | 47.8067
2023-07-17 12:00 | 0.3783 | 0.018945 | 0.34175 | 24.37
2023-07-17 13:00 | 0.38447 | 0.022448 | 0.31834 | 3.1583
2023-07-17 14:00 | 0.42473 | 0.030383 | 0.30038 | -2.2883
2023-07-17 15:00 | 0.45157 | 0.037589 | 0.27282 | 3.3575
2023-07-17 16:00 | 0.44578 | 0.047641 | 0.25047 | 50.5408
2023-07-17 17:00 | 0.32226 | 0.045335 | 0.22123 | 153.0467
2023-07-17 18:00 | 0.019222 | 0.080799 | 0.17167 | 271.2892
2023-07-17 19:00 | 0 | 0.13407 | 0.12136 | 332.1567
2023-07-17 20:00 | 0 | 0.16724 | 0.1334 | 192.5667
2023-07-17 21:00 | 0 | 0.16192 | 0.17273 | 184.3833
2023-07-17 22:00 | 0 | 0.10489 | 0.16811 | 179.6267
2023-07-17 23:00 | 0 | 0.1034 | 0.1529 | 231.2975
2023-07-18 | 0 | 0.10508 | 0.11925 | 227.7358
2023-07-18 01:00 | 0 | 0.16043 | 0.08193 | 220.1167
2023-07-18 02:00 | 0 | 0.16038 | 0.04272 | 210.0633
2023-07-18 03:00 | 0 | 0.23595 | 0.03906 | 333.0725
2023-07-18 04:00 | 0 | 0.2833 | 0.06143 | 311.4258
2023-07-18 05:00 | 0 | 0.27405 | 0.10297 | -11.6892
2023-07-18 06:00 | 0 | 0.32629 | 0.17905 | -16.7792
2023-07-18 07:00 | 0 | 0.36185 | 0.29221 | 23.1875
2023-07-18 08:00 | 0 | 0.3098 | 0.33072 | 100.7042
2023-07-18 09:00 | 0.30938 | 0.28552 | 0.34571 | 48.8742
2023-07-18 10:00 | 0.65955 | 0.19411 | 0.35609 | -0.48417
2023-07-18 11:00 | 0.64666 | 0.31346 | 0.3663 | 0.28
2023-07-18 12:00 | 0.5864 | 0.27956 | 0.36083 | 31.5533
2023-07-18 13:00 | 0.56258 | 0.14765 | 0.3252 | -15.4333
2023-07-18 14:00 | 0.56303 | 0.085875 | 0.2826 | -34.9067
2023-07-18 15:00 | 0.62287 | 0.047048 | 0.24773 | -8.51
2023-07-18 16:00 | 0.60559 | 0.039796 | 0.21847 | 14.1117
2023-07-18 17:00 | 0.28213 | 0.07868 | 0.17215 | 78.0267
2023-07-18 18:00 | 0.01683 | 0.16793 | 0.12509 | 191.7708
2023-07-18 19:00 | 0 | 0.30619 | 0.08747 | 211.7683
2023-07-18 20:00 | 0 | 0.35142 | 0.09746 | 169.6467
2023-07-18 21:00 | 0 | 0.42323 | 0.11414 | 157.4058
2023-07-18 22:00 | 0 | 0.46509 | 0.09476 | 137.6067
2023-07-18 23:00 | 0 | 0.47439 | 0.07777 | 112.4858
2023-07-19 | 0 | 0.41654 | 0.02948 | 114.205
2023-07-19 01:00 | 0 | 0.35734 | 0.02475 | 89.725
2023-07-19 02:00 | 0 | 0.30524 | 0.02379 | 72.9967
2023-07-19 03:00 | 0 | 0.25755 | 0.02492 | 61.9258
2023-07-19 04:00 | 0 | 0.20526 | 0.03199 | 60.7083
2023-07-19 05:00 | 0 | 0.10874 | 0.03593 | 64.0725
2023-07-19 06:00 | 0 | 0.098499 | 0.05487 | 68.9217
2023-07-19 07:00 | 0 | 0.17491 | 0.13726 | 136.9733
2023-07-19 08:00 | 0 | 0.12878 | 0.14341 | 168.1233
2023-07-19 09:00 | 0.068293 | 0.17892 | 0.09815 | 66.5475
2023-07-19 10:00 | 0.097882 | 0.11824 | 0.08179 | 30.3508
2023-07-19 11:00 | 0.10495 | 0.10739 | 0.04419 | 29.4833
2023-07-19 12:00 | 0.22218 | 0.13269 | 0.01928 | -42.825
2023-07-19 13:00 | 0.48069 | 0.23971 | 0.01249 | -52.37
2023-07-19 14:00 | 0.55914 | 0.26515 | 0.01302 | -52.0058
2023-07-19 15:00 | 0.54016 | 0.27285 | 0.01365 | -51.1333
2023-07-19 16:00 | 0.6419 | 0.29308 | 0.01437 | 2.4433
2023-07-19 17:00 | 0.37057 | 0.24128 | 0.01557 | 175.0342
2023-07-19 18:00 | 0.027616 | 0.30356 | 0.0158 | 271.505
2023-07-19 19:00 | 0 | 0.40575 | 0.01529 | 134.5658
2023-07-19 20:00 | 0 | 0.25441 | 0.01452 | 92.0842
2023-07-19 21:00 | 0 | 0.25992 | 0.02133 | 84.595
2023-07-19 22:00 | 0 | 0.21061 | 0.06763 | 45.9308
2023-07-19 23:00 | 0 | 0.17812 | 0.08033 | 3.3442
2023-07-20 | 0 | 0.17005 | 0.06397 | -35.8917
2023-07-20 01:00 | 0 | 0.081262 | 0.06959 | -46.72
2023-07-20 02:00 | 0 | 0.080558 | 0.03594 | -53.0033
2023-07-20 03:00 | 0 | 0.10494 | 0.01113 | -54.25
2023-07-20 04:00 | 0 | 0.071669 | 0.01105 | -56.2983
2023-07-20 05:00 | 0 | 0.062555 | 0.0142 | -55.2283
2023-07-20 06:00 | 0 | 0.056035 | 0.05133 | -55.48
2023-07-20 07:00 | 0 | 0.035216 | 0.09263 | -52.6608
2023-07-20 08:00 | 0 | 0.064672 | 0.14893 | 5.8275
2023-07-20 09:00 | 0.23141 | 0.081486 | 0.20556 | 20.235
2023-07-20 10:00 | 0.61376 | 0.037835 | 0.219 | -12.625
2023-07-20 11:00 | 0.6706 | 0.00031 | 0.19084 | -20.2783
2023-07-20 12:00 | 0.64293 | 0.04469 | 0.22016 | 5.5158
2023-07-20 13:00 | 0.6055 | 0.43201 | 0.20053 | -23.225
2023-07-20 14:00 | 0.59999 | 0.70705 | 0.21805 | -25.2592
2023-07-20 15:00 | 0.66489 | 0.80715 | 0.24029 | 4.7158
2023-07-20 16:00 | 0.51148 | 0.78636 | 0.25829 | 33.535
2023-07-20 17:00 | 0.22048 | 0.55056 | 0.29412 | 61.2233
2023-07-20 18:00 | 0.01501 | 0.45816 | 0.3272 | 88.0042
2023-07-20 19:00 | 0 | 0.48186 | 0.32473 | 156.7267
2023-07-20 20:00 | 0 | 0.41167 | 0.34302 | 120.2333
2023-07-20 21:00 | 0 | 0.52575 | 0.36719 | 102.7092
2023-07-20 22:00 | 0 | 0.69328 | 0.37103 | 88.6392
2023-07-20 23:00 | 0 | 0.79841 | 0.29554 | 83.8633
2023-07-21 | 0 | 0.82702 | 0.22797 | 67.6017
2023-07-21 01:00 | 0 | 0.84459 | 0.15645 | 69.8575
2023-07-21 02:00 | 0 | 0.86839 | 0.11353 | 67.63
2023-07-21 03:00 | 0 | 0.90702 | 0.1147 | 62.0583
2023-07-21 04:00 | 0 | 0.90375 | 0.11221 | 51.5783
2023-07-21 05:00 | 0 | 0.85906 | 0.16605 | 77.3058
2023-07-21 06:00 | 0 | 0.8864 | 0.26462 | 92.7125
2023-07-21 07:00 | 0 | 0.88028 | 0.35288 | 136.5525
2023-07-21 08:00 | 0 | 0.9024 | 0.39885 | 233.6292
2023-07-21 09:00 | 0.052473 | 0.87169 | 0.39804 | 230.3758
2023-07-21 10:00 | 0.073811 | 0.77641 | 0.39533 | 127.5642
2023-07-21 11:00 | 0.084641 | 0.80461 | 0.39085 | 87.4242
2023-07-21 12:00 | 0.16976 | 0.76912 | 0.38859 | 54.4533
2023-07-21 13:00 | 0.10534 | 0.82781 | 0.38931 | 8.0525
2023-07-21 14:00 | 0.29984 | 0.79991 | 0.39054 | 26.6717
2023-07-21 15:00 | 0.10893 | 0.76992 | 0.39235 | 30.8583
2023-07-21 16:00 | 0.087796 | 0.72418 | 0.36127 | 60.6583
2023-07-21 17:00 | 0.043203 | 0.64696 | 0.30553 | 127.5225
2023-07-21 18:00 | 0.0011961 | 0.49942 | 0.28063 | 307.5017
2023-07-21 19:00 | 0 | 0.37004 | 0.22276 | 261.4933
2023-07-21 20:00 | 0 | 0.33717 | 0.1876 | 210.1525
2023-07-21 21:00 | 0 | 0.39654 | 0.15955 | 160.3408
2023-07-21 22:00 | 0 | 0.42547 | 0.15227 | 134.8675
2023-07-21 23:00 | 0 | 0.38899 | 0.123 | 134.1792
2023-07-22 | 0 | 0.46555 | 0.04069 | 122.1758
2023-07-22 01:00 | 0 | 0.51252 | 0.01291 | 104.8317
2023-07-22 02:00 | 0 | 0.47518 | 0.01207 | 99.0533
2023-07-22 03:00 | 0 | 0.4345 | 0.01178 | 71.2433
2023-07-22 04:00 | 0 | 0.53543 | 0.01281 | 62.5733
2023-07-22 05:00 | 0 | 0.64044 | 0.07858 | 62.4158
2023-07-22 06:00 | 0 | 0.62415 | 0.14061 | 58.2075
2023-07-22 07:00 | 0 | 0.54386 | 0.1611 | 81.0858
2023-07-22 08:00 | 0 | 0.59302 | 0.20095 | 84.3917
2023-07-22 09:00 | 0.32286 | 0.48307 | 0.17367 | 59.0275
2023-07-22 10:00 | 0.71428 | 0.25574 | 0.15418 | 58.9717
2023-07-22 11:00 | 0.70969 | 0.17268 | 0.11695 | 36.5692
2023-07-22 12:00 | 0.65814 | 0.14341 | 0.08795 | 5.815
2023-07-22 13:00 | 0.6188 | 0.15344 | 0.0779 | -26.1667
2023-07-22 14:00 | 0.63728 | 0.15641 | 0.0592 | 4.7058
2023-07-22 15:00 | 0.6766 | 0.13655 | 0.02588 | 42.5683
2023-07-22 16:00 | 0.70864 | 0.11441 | 0.01555 | 80.9167
2023-07-22 17:00 | 0.37088 | 0.075462 | 0.01597 | 115.7267
2023-07-22 18:00 | 0.037896 | 0.070422 | 0.01794 | 164.1608
2023-07-22 19:00 | 0 | 0.13447 | 0.01802 | 135.8508
2023-07-22 20:00 | 0 | 0.25648 | 0.06482 | 98.715
2023-07-22 21:00 | 0 | 0.37492 | 0.09743 | 91.7733
2023-07-22 22:00 | 0 | 0.37707 | 0.13569 | 72.0375
2023-07-22 23:00 | 0 | 0.34861 | 0.09847 | 65.1675
2023-07-23 | 0 | 0.28348 | 0.02121 | 63.81
2023-07-23 01:00 | 0 | 0.32429 | 0.0202 | 63.0458
2023-07-23 02:00 | 0 | 0.28936 | 0.02087 | 57.4083
2023-07-23 03:00 | 0 | 0.32523 | 0.0505 | 40.6758
2023-07-23 04:00 | 0 | 0.42822 | 0.09731 | 31.1033
2023-07-23 05:00 | 0 | 0.5249 | 0.13537 | 22.94
2023-07-23 06:00 | 0 | 0.51718 | 0.16805 | 20.6408
2023-07-23 07:00 | 0 | 0.55256 | 0.20159 | 31.31
2023-07-23 08:00 | 0 | 0.6505 | 0.22837 | 48.2125
2023-07-23 09:00 | 0.28809 | 0.56971 | 0.2327 | 41.9833
2023-07-23 10:00 | 0.45776 | 0.51213 | 0.26025 | 22.6883
2023-07-23 11:00 | 0.44542 | 0.54194 | 0.27817 | 1.8017
2023-07-23 12:00 | 0.51706 | 0.78762 | 0.30672 | 5.2183
2023-07-23 13:00 | 0.48888 | 0.82918 | 0.31194 | 24.5292
2023-07-23 14:00 | 0.56139 | 0.85957 | 0.32855 | 15.5017
2023-07-23 15:00 | 0.56954 | 0.8608 | 0.35311 | 40.0267
2023-07-23 16:00 | 0.56335 | 0.86279 | 0.37466 | 50.2733
2023-07-23 17:00 | 0.23886 | 0.82577 | 0.37394 | 129.0817
2023-07-23 18:00 | 0.0017719 | 0.82511 | 0.3838 | 198.5033
2023-07-23 19:00 | 0 | 0.73596 | 0.39028 | 235.8058
2023-07-23 20:00 | 0 | 0.38446 | 0.37146 | 131.9642
2023-07-23 21:00 | 0 | 0.24018 | 0.36111 | 119.7558
2023-07-23 22:00 | 0 | 0.22518 | 0.37412 | 101.5292
2023-07-23 23:00 | 0 | 0.49895 | 0.32839 | 93.5542
2023-07-24 | 0 | 0.55418 | 0.25788 | 83.49
2023-07-24 01:00 | 0 | 0.5232 | 0.21835 | 82.2875
2023-07-24 02:00 | 0 | 0.39766 | 0.23496 | 87.3958
2023-07-24 03:00 | 0 | 0.43223 | 0.25485 | 69.7833
2023-07-24 04:00 | 0 | 0.37476 | 0.2733 | 80.3975
2023-07-24 05:00 | 0 | 0.43074 | 0.29203 | 95.1158
2023-07-24 06:00 | 0 | 0.55249 | 0.30655 | 111.1592
2023-07-24 07:00 | 0 | 0.58842 | 0.33863 | 153.1167
2023-07-24 08:00 | 0 | 0.54723 | 0.36051 | 190.8292
2023-07-24 09:00 | 0.083373 | 0.58812 | 0.36612 | 171.7933
2023-07-24 10:00 | 0.40252 | 0.66929 | 0.37694 | 136.9325
2023-07-24 11:00 | 0.58298 | 0.81367 | 0.37327 | 90.5525
2023-07-24 12:00 | 0.47568 | 0.76835 | 0.33768 | 113.0367
2023-07-24 13:00 | 0.50709 | 0.85532 | 0.2856 | 138.9017
2023-07-24 14:00 | 0.66339 | 0.86517 | 0.29354 | 167.7192
2023-07-24 15:00 | 0.7048 | 0.83695 | 0.27742 | 138.2125
2023-07-24 16:00 | 0.70781 | 0.80829 | 0.26815 | 150.2392
2023-07-24 17:00 | 0.32369 | 0.76921 | 0.21304 | 194.0675
2023-07-24 18:00 | 0.039394 | 0.70861 | 0.20025 | 344.6675
2023-07-24 19:00 | 0 | 0.67956 | 0.19465 | 334.1592
2023-07-24 20:00 | 0 | 0.77323 | 0.17476 | 250.89
2023-07-24 21:00 | 0 | 0.72022 | 0.17336 | 216.8175
2023-07-24 22:00 | 0 | 0.73143 | 0.19714 | 165.8958
2023-07-24 23:00 | 0 | 0.69597 | 0.15791 | 126.925
2023-07-25 | 0 | 0.6745 | 0.13432 | 106.3517
2023-07-25 01:00 | 0 | 0.6796 | 0.069 | 127.6925
2023-07-25 02:00 | 0 | 0.55597 | 0.0417 | 99.04
2023-07-25 03:00 | 0 | 0.50184 | 0.04303 | 73.9067
2023-07-25 04:00 | 0 | 0.4754 | 0.08039 | 63.1767
2023-07-25 05:00 | 0 | 0.3522 | 0.13905 | 75.5333
2023-07-25 06:00 | 0 | 0.28892 | 0.23587 | 84.1783
2023-07-25 07:00 | 0 | 0.31557 | 0.34535 | 118.9592
2023-07-25 08:00 | 0 | 0.23641 | 0.39352 | 137.6408
2023-07-25 09:00 | 0.2785 | 0.1469 | 0.37478 | 95.0375
2023-07-25 10:00 | 0.54835 | 0.12358 | 0.36002 | 95.7608
2023-07-25 11:00 | 0.59637 | 0.27203 | 0.36196 | 73.6725
2023-07-25 12:00 | 0.58363 | 0.46405 | 0.31992 | 55.9892
2023-07-25 13:00 | 0.51264 | 0.47308 | 0.25749 | 24.1625
2023-07-25 14:00 | 0.55295 | 0.51842 | 0.24044 | 3.625
2023-07-25 15:00 | 0.56602 | 0.41296 | 0.22248 | 31.7908
2023-07-25 16:00 | 0.64662 | 0.3514 | 0.17596 | 54.5633
2023-07-25 17:00 | 0.38867 | 0.23874 | 0.13091 | 153.8417
2023-07-25 18:00 | 0.041515 | 0.21111 | 0.10087 | 339.28
2023-07-25 19:00 | 0 | 0.20473 | 0.10221 | 373.6467
2023-07-25 20:00 | 0 | 0.20876 | 0.12953 | 341.1417
2023-07-25 21:00 | 0 | 0.14833 | 0.16334 | 258.7042
2023-07-25 22:00 | 0 | 0.065117 | 0.12896 | 181.7825
2023-07-25 23:00 | 0 | 0.005027 | 0.08483 | 156.42
2023-07-26 | 0 | 0.005163 | 0.04581 | 146.7767
2023-07-26 01:00 | 0 | 0.005501 | 0.024 | 107.5425
2023-07-26 02:00 | 0 | 0.008255 | 0.01476 | 87.4158
2023-07-26 03:00 | 0 | 0.006345 | 0.01917 | 81.2692
2023-07-26 04:00 | 0 | 0.005566 | 0.02426 | 77.4917
2023-07-26 05:00 | 0 | 0.006778 | 0.08582 | 78.1475
2023-07-26 06:00 | 0 | 0.00413 | 0.18989 | 82.9575
2023-07-26 07:00 | 0 | 0.016459 | 0.31203 | 170.2933
2023-07-26 08:00 | 0 | 0.1107 | 0.37605 | 149.21
2023-07-26 09:00 | 0.30554 | 0.12652 | 0.3558 | 67.8758
2023-07-26 10:00 | 0.6592 | 0.074085 | 0.30166 | 49.1333
2023-07-26 11:00 | 0.72949 | 0.063195 | 0.22563 | 26.4408
2023-07-26 12:00 | 0.68043 | 0.10961 | 0.12202 | 8.53
2023-07-26 13:00 | 0.62752 | 0.10836 | 0.07984 | 14.9767
2023-07-26 14:00 | 0.66461 | 0.095322 | 0.04775 | 18.8783
2023-07-26 15:00 | 0.70518 | 0.066231 | 0.01659 | 26.97
2023-07-26 16:00 | 0.70309 | 0.04307 | 0.01351 | 34.42
2023-07-26 17:00 | 0.38105 | 0.025651 | 0.01367 | 128.79
2023-07-26 18:00 | 0.043981 | 0.005697 | 0.01378 | 349.3792
2023-07-26 19:00 | 0 | 0.003252 | 0.01405 | 319.61
2023-07-26 20:00 | 0 | 0.007539 | 0.01555 | 280.7167
2023-07-26 21:00 | 0 | 0.022201 | 0.01773 | 126.7167
2023-07-26 22:00 | 0 | 0.0321 | 0.04543 | 83.1133
2023-07-26 23:00 | 0 | 0.036336 | 0.02435 | 65.4533
2023-07-27 | 0 | 0.015489 | 0.01383 | 39.2517
2023-07-27 01:00 | 0 | 0.016348 | 0.02351 | 27.89
2023-07-27 02:00 | 0 | 0.00582 | 0.03367 | 9.7925
2023-07-27 03:00 | 0 | 0.001943 | 0.01924 | 5.3692
2023-07-27 04:00 | 0 | 0.004697 | 0.01277 | -1.2892
2023-07-27 05:00 | 0 | 0.007916 | 0.03948 | -33.33
2023-07-27 06:00 | 0 | 0.017806 | 0.06505 | -28.045
2023-07-27 07:00 | 0 | 0.012608 | 0.07975 | 48.5158
2023-07-27 08:00 | 0 | 0.061972 | 0.0703 | 86.005
2023-07-27 09:00 | 0.37193 | 0.06935 | 0.05291 | 46.4642
2023-07-27 10:00 | 0.75556 | 0.071626 | 0.03917 | 8.7067
2023-07-27 11:00 | 0.73739 | 0.019152 | 0.03376 | 1.64
2023-07-27 12:00 | 0.68365 | 0.016941 | 0.01641 | -26.0933
2023-07-27 13:00 | 0.65174 | 0.03197 | 0.01486 | -50.6342
2023-07-27 14:00 | 0.66708 | 0.032857 | 0.01522 | -43.9367
2023-07-27 15:00 | 0.70622 | 0.023805 | 0.02768 | -24.465
2023-07-27 16:00 | 0.73543 | 0.012512 | 0.1156 | 16.7017
2023-07-27 17:00 | 0.38472 | 0.013268 | 0.16321 | 78.4933
2023-07-27 18:00 | 0.045779 | 0.048442 | 0.20257 | 122.4683
2023-07-27 19:00 | 0 | 0.10233 | 0.23649 | 46.4567
2023-07-27 20:00 | 0 | 0.060982 | 0.25297 | 30.9883
2023-07-27 21:00 | 0 | 0.12074 | 0.25234 | 11.2758
2023-07-27 22:00 | 0 | 0.22906 | 0.25076 | 8.1808
2023-07-27 23:00 | 0 | 0.20677 | 0.20398 | -19.1675
2023-07-28 | 0 | 0.10377 | 0.19114 | -47.1867
2023-07-28 01:00 | 0 | 0.040895 | 0.13061 | -30.5275
2023-07-28 02:00 | 0 | 0.041654 | 0.09426 | -1.95
2023-07-28 03:00 | 0 | 0.063604 | 0.08277 | 17.48
2023-07-28 04:00 | 0 | 0.05481 | 0.09566 | 0.62083
2023-07-28 05:00 | 0 | 0.092326 | 0.10197 | 84.8642
2023-07-28 06:00 | 0 | 0.11385 | 0.1741 | 122.315
2023-07-28 07:00 | 0 | 0.1707 | 0.28926 | 29.5508
2023-07-28 08:00 | 0 | 0.11572 | 0.34494 | 104.1908
2023-07-28 09:00 | 0.1663 | 0.077354 | 0.35694 | 68.7217
2023-07-28 10:00 | 0.15193 | 0.12729 | 0.35777 | 74.0858
2023-07-28 11:00 | 0.26866 | 0.09657 | 0.354 | 81.8142
2023-07-28 12:00 | 0.34884 | 0.23722 | 0.33431 | 20.925
2023-07-28 13:00 | 0.34656 | 0.24121 | 0.33075 | 1.5442
2023-07-28 14:00 | 0.45766 | 0.18082 | 0.34495 | -25.3592
2023-07-28 15:00 | 0.59951 | 0.13769 | 0.35166 | 7.365
2023-07-28 16:00 | 0.73782 | 0.13462 | 0.35898 | 41.1242
2023-07-28 17:00 | 0.37112 | 0.13323 | 0.37834 | 105.6017
2023-07-28 18:00 | 0.049572 | 0.19566 | 0.35177 | 220.1458
2023-07-28 19:00 | 0 | 0.30218 | 0.33941 | 242.2275
2023-07-28 20:00 | 0 | 0.43123 | 0.33861 | 145.1067
2023-07-28 21:00 | 0 | 0.43548 | 0.31818 | 106.5533
2023-07-28 22:00 | 0 | 0.46922 | 0.28648 | 123.5817
2023-07-28 23:00 | 0 | 0.48206 | 0.20099 | 120.5783
2023-07-29 | 0 | 0.61108 | 0.14149 | 93.2242
2023-07-29 01:00 | 0 | 0.65357 | 0.09329 | 158.5775
2023-07-29 02:00 | 0 | 0.7812 | 0.03157 | 86.4342
2023-07-29 03:00 | 0 | 0.81568 | 0.01402 | 146.95
2023-07-29 04:00 | 0 | 0.84029 | 0.01412 | 146.5283
2023-07-29 05:00 | 0 | 0.86047 | 0.01467 | 69.6542
2023-07-29 06:00 | 0 | 0.82742 | 0.02276 | 135.9525
2023-07-29 07:00 | 0 | 0.87798 | 0.18615 | 179.77
2023-07-29 08:00 | 0.00023014 | 0.90724 | 0.26781 | 136.9508
2023-07-29 09:00 | 0.085516 | 0.86684 | 0.24809 | 78.7067
2023-07-29 10:00 | 0.15224 | 0.80733 | 0.20001 | -19.87
2023-07-29 11:00 | 0.25618 | 0.69145 | 0.14193 | -33.6133
2023-07-29 12:00 | 0.19746 | 0.76524 | 0.12462 | -60.0183
2023-07-29 13:00 | 0.12837 | 0.7611 | 0.08975 | -56.3692
2023-07-29 14:00 | 0.090481 | 0.75509 | 0.0999 | -53.2717
2023-07-29 15:00 | 0.070682 | 0.72026 | 0.11015 | -52.185
2023-07-29 16:00 | 0.058344 | 0.81228 | 0.12914 | -52.83
2023-07-29 17:00 | 0.054518 | 0.82498 | 0.13615 | 10.8825
2023-07-29 18:00 | 0.012059 | 0.78836 | 0.11323 | 90.5525
2023-07-29 19:00 | 0 | 0.80449 | 0.07221 | 120.1375
2023-07-29 20:00 | 0 | 0.78365 | 0.02988 | 71.1367
2023-07-29 21:00 | 0 | 0.86877 | 0.01911 | 41.1492
2023-07-29 22:00 | 0 | 0.86859 | 0.01867 | 23.0425
2023-07-29 23:00 | 0 | 0.91421 | 0.01558 | -21.7558
2023-07-30 | 0 | 0.90416 | 0.01388 | -26.6183
2023-07-30 01:00 | 0 | 0.90277 | 0.01265 | -14.7583
2023-07-30 02:00 | 0 | 0.912 | 0.01231 | -4.8117
2023-07-30 03:00 | 0 | 0.90578 | 0.01213 | -8.3475
2023-07-30 04:00 | 0 | 0.91349 | 0.01276 | -12.1225
2023-07-30 05:00 | 0 | 0.89709 | 0.01399 | -38.6858
2023-07-30 06:00 | 0 | 0.89809 | 0.03348 | -56.8225
2023-07-30 07:00 | 0 | 0.91798 | 0.15448 | -43.545
2023-07-30 08:00 | 0 | 0.83373 | 0.24693 | -15.6692
2023-07-30 09:00 | 0.063304 | 0.74753 | 0.2604 | -40.6367
2023-07-30 10:00 | 0.41198 | 0.53503 | 0.24133 | -53.085
2023-07-30 11:00 | 0.18192 | 0.56695 | 0.2531 | -58.7375
2023-07-30 12:00 | 0.07148 | 0.42348 | 0.2277 | -66.0642
2023-07-30 13:00 | 0.20915 | 0.50453 | 0.20547 | -59.255
2023-07-30 14:00 | 0.41738 | 0.79555 | 0.18487 | -60.9608
2023-07-30 15:00 | 0.56589 | 0.77688 | 0.12372 | -74.4817
2023-07-30 16:00 | 0.30564 | 0.72905 | 0.08042 | -60.9917
2023-07-30 17:00 | 0.16189 | 0.6706 | 0.05146 | -25.4658
2023-07-30 18:00 | 0.044159 | 0.58791 | 0.05172 | 62.55
2023-07-30 19:00 | 0 | 0.54768 | 0.10281 | 94.2267
2023-07-30 20:00 | 0 | 0.85491 | 0.16185 | 92.8417
2023-07-30 21:00 | 0 | 0.63776 | 0.25003 | 71.6958
2023-07-30 22:00 | 0 | 0.44272 | 0.28933 | 49.3975
2023-07-30 23:00 | 0 | 0.38782 | 0.23408 | 16.1192
2023-07-31 | 0 | 0.27482 | 0.15712 | 16.9942
2023-07-31 01:00 | 0 | 0.26445 | 0.13037 | 9.2742
2023-07-31 02:00 | 0 | 0.22639 | 0.10777 | -5.8967
2023-07-31 03:00 | 0 | 0.20262 | 0.05953 | -21.2242
2023-07-31 04:00 | 0 | 0.22961 | 0.04845 | -31.2925
2023-07-31 05:00 | 0 | 0.18826 | 0.08593 | -23.7017
2023-07-31 06:00 | 0 | 0.18558 | 0.12995 | 5.6142
2023-07-31 07:00 | 0 | 0.17901 | 0.21505 | 44.1708
2023-07-31 08:00 | 0.0011864 | 0.19085 | 0.25202 | 156.8175
2023-07-31 09:00 | 0.37096 | 0.19195 | 0.24525 | 85.7375
2023-07-31 10:00 | 0.77268 | 0.12042 | 0.24644 | 21.3217
2023-07-31 11:00 | 0.75435 | 0.14131 | 0.24176 | 115.9083
2023-07-31 12:00 | 0.70503 | 0.21967 | 0.2447 | 31.0667
2023-07-31 13:00 | 0.65306 | 0.16564 | 0.24604 | -16.0692
2023-07-31 14:00 | 0.6629 | 0.11627 | 0.26057 | -40.4442
2023-07-31 15:00 | 0.72547 | 0.12315 | 0.29489 | -10.2108
2023-07-31 16:00 | 0.75318 | 0.093332 | 0.33813 | 13.5617
2023-07-31 17:00 | 0.397 | 0.087292 | 0.35962 | 52.6917
2023-07-31 18:00 | 0.06082 | 0.20122 | 0.36834 | 101.7825
2023-07-31 19:00 | 0 | 0.40033 | 0.37628 | 140.0667
2023-07-31 20:00 | 0 | 0.60952 | 0.37207 | 95.7425
2023-07-31 21:00 | 0 | 0.68485 | 0.3524 | 91.8308
2023-07-31 22:00 | 0 | 0.70508 | 0.32805 | 73.4217
2023-07-31 23:00 | 0 | 0.68672 | 0.27215 | 47.6575
2023-08-01 | 0 | 0.69105 | 0.22246 | 45.94
2023-08-01 01:00 | 0 | 0.75692 | 0.19361 | 36.86
2023-08-01 02:00 | 0 | 0.82947 | 0.20108 | 44.7817
2023-08-01 03:00 | 0 | 0.86167 | 0.19906 | 43.8783
2023-08-01 04:00 | 0 | 0.88752 | 0.19354 | 40.4775
2023-08-01 05:00 | 0 | 0.90095 | 0.19059 | 38.97
2023-08-01 06:00 | 0 | 0.8533 | 0.22387 | 58.405
2023-08-01 07:00 | 0 | 0.90592 | 0.32152 | 140.1992
2023-08-01 08:00 | 0.00043202 | 0.88732 | 0.36329 | 260.6
2023-08-01 09:00 | 0.05432 | 0.91302 | 0.34917 | 254.155
2023-08-01 10:00 | 0.058147 | 0.90875 | 0.30967 | 117.7233
2023-08-01 11:00 | 0.16063 | 0.90957 | 0.26454 | 276.2033
2023-08-01 12:00 | 0.12312 | 0.92573 | 0.25099 | 299.5842
2023-08-01 13:00 | 0.094676 | 0.91088 | 0.23556 | 551.5633
2023-08-01 14:00 | 0.096543 | 0.92449 | 0.21741 | 326.7375
2023-08-01 15:00 | 0.42321 | 0.89489 | 0.20765 | 235.95
2023-08-01 16:00 | 0.59 | 0.90517 | 0.17585 | 186.8525
2023-08-01 17:00 | 0.13083 | 0.88709 | 0.15812 | 215.4725
2023-08-01 18:00 | 0.054396 | 0.79226 | 0.14205 | 397.7767
2023-08-01 19:00 | 0 | 0.78237 | 0.12818 | 6512.7017
2023-08-01 20:00 | 0 | 0.87311 | 0.12215 | 406.1733
2023-08-01 21:00 | 0 | 0.9135 | 0.12672 | 263.1458
2023-08-01 22:00 | 0 | 0.92383 | 0.11946 | 162.1283
2023-08-01 23:00 | 0 | 0.87469 | 0.09609 | 152.4975
2023-08-02 | 0 | 0.7987 | 0.04312 | 151.3
2023-08-02 01:00 | 0 | 0.78588 | 0.03006 | 101.2358
2023-08-02 02:00 | 0 | 0.66844 | 0.03111 | 88.5883
2023-08-02 03:00 | 0 | 0.61061 | 0.04255 | 77.8058
2023-08-02 04:00 | 0 | 0.6015 | 0.05483 | 74.5233
2023-08-02 05:00 | 0 | 0.63861 | 0.06509 | 75.1425
2023-08-02 06:00 | 0 | 0.62838 | 0.08155 | 72.6283
2023-08-02 07:00 | 0 | 0.51098 | 0.17607 | 129.2075
2023-08-02 08:00 | 0.0011893 | 0.59737 | 0.20429 | 114.5683
2023-08-02 09:00 | 0.13808 | 0.64557 | 0.15407 | 50.8367
2023-08-02 10:00 | 0.48135 | 0.54907 | 0.09925 | -67.895
2023-08-02 11:00 | 0.66697 | 0.38787 | 0.04168 | -31.4183
2023-08-02 12:00 | 0.66884 | 0.515 | 0.03533 | -63.9458
2023-08-02 13:00 | 0.62646 | 0.70188 | 0.03226 | -92.615
2023-08-02 14:00 | 0.67904 | 0.82659 | 0.01438 | -114.9075
2023-08-02 15:00 | 0.71781 | 0.90356 | 0.01581 | -89.5992
2023-08-02 16:00 | 0.74785 | 0.88884 | 0.01599 | -56.1992
2023-08-02 17:00 | 0.3966 | 0.91987 | 0.01621 | 32.9358
2023-08-02 18:00 | 0.069504 | 0.8972 | 0.01654 | 226.7517
2023-08-02 19:00 | 0 | 0.92382 | 0.01609 | 135.2475
2023-08-02 20:00 | 0 | 0.90447 | 0.01629 | 94.1475
2023-08-02 21:00 | 0 | 0.80987 | 0.01476 | 118.3342
2023-08-02 22:00 | 0 | 0.53794 | 0.01922 | 20.9275
2023-08-02 23:00 | 0 | 0.20047 | 0.04748 | -48.9883
2023-08-03 | 0 | 0.10272 | 0.0404 | -55.94
2023-08-03 01:00 | 0 | 0.17305 | 0.03925 | -54.9383
2023-08-03 02:00 | 0 | 0.41539 | 0.03429 | -58.13
2023-08-03 03:00 | 0 | 0.36258 | 0.03415 | -56.6175
2023-08-03 04:00 | 0 | 0.33081 | 0.03386 | -58.0708
2023-08-03 05:00 | 0 | 0.42342 | 0.03584 | -58.9725
2023-08-03 06:00 | 0 | 0.64475 | 0.04038 | -65.7133
2023-08-03 07:00 | 0 | 0.76406 | 0.03214 | -60.0933
2023-08-03 08:00 | 0.0021492 | 0.86932 | 0.0135 | -44.6583
2023-08-03 09:00 | 0.3702 | 0.88787 | 0.01437 | -82.1025
2023-08-03 10:00 | 0.77057 | 0.83876 | 0.01518 | -86.8233
2023-08-03 11:00 | 0.75827 | 0.90944 | 0.01589 | -107.1283
2023-08-03 12:00 | 0.716 | 0.87936 | 0.01866 | -120.045
2023-08-03 13:00 | 0.68499 | 0.9004 | 0.01764 | -189.9933
2023-08-03 14:00 | 0.7008 | 0.88967 | 0.01891 | -189.9975
2023-08-03 15:00 | 0.61877 | 0.89414 | 0.02047 | -189.9917
2023-08-03 16:00 | 0.54413 | 0.87392 | 0.01965 | -117.7142
2023-08-03 17:00 | 0.36188 | 0.9127 | 0.02029 | -72.4367
2023-08-03 18:00 | 0.062151 | 0.90646 | 0.02081 | -53.5233
2023-08-03 19:00 | 0 | 0.88862 | 0.02322 | -34.9492
2023-08-03 20:00 | 0 | 0.91496 | 0.05759 | -57.1225
2023-08-03 21:00 | 0 | 0.89296 | 0.0969 | -55
2023-08-03 22:00 | 0 | 0.86896 | 0.10074 | -56.8183
2023-08-03 23:00 | 0 | 0.80065 | 0.11157 | -59.2067
2023-08-04 | 0 | 0.78636 | 0.07051 | -49.0608
2023-08-04 01:00 | 0 | 0.80253 | 0.06532 | -48.4575
2023-08-04 02:00 | 0 | 0.80344 | 0.05744 | -52.7975
2023-08-04 03:00 | 0 | 0.76288 | 0.05276 | -54.9475
2023-08-04 04:00 | 0 | 0.73328 | 0.05425 | -56.1458
2023-08-04 05:00 | 0 | 0.73203 | 0.05692 | -70.9625
2023-08-04 06:00 | 0 | 0.79093 | 0.06757 | -42.47
2023-08-04 07:00 | 0 | 0.83082 | 0.07354 | -43.9983
2023-08-04 08:00 | 0.0025752 | 0.82873 | 0.11008 | -42.4058
2023-08-04 09:00 | 0.15711 | 0.87752 | 0.13284 | 37.7692
2023-08-04 10:00 | 0.23281 | 0.80797 | 0.12616 | -37.9475
2023-08-04 11:00 | 0.31358 | 0.88734 | 0.13512 | -65.1142
2023-08-04 12:00 | 0.35368 | 0.908 | 0.16961 | -116.7442
2023-08-04 13:00 | 0.36479 | 0.91042 | 0.19083 | -83.2858
2023-08-04 14:00 | 0.41721 | 0.88427 | 0.21591 | -66.0033
2023-08-04 15:00 | 0.4893 | 0.85283 | 0.22523 | -83.7533
2023-08-04 16:00 | 0.49387 | 0.85821 | 0.21115 | -25.1933
2023-08-04 17:00 | 0.24554 | 0.87584 | 0.19872 | -29.8292
2023-08-04 18:00 | 0.044171 | 0.84787 | 0.21713 | 21.6167
2023-08-04 19:00 | 0 | 0.81604 | 0.2222 | 15.7867
2023-08-04 20:00 | 0 | 0.89618 | 0.25265 | 71.67
2023-08-04 21:00 | 0 | 0.86209 | 0.26257 | 38.8125
2023-08-04 22:00 | 0 | 0.84872 | 0.23938 | 66.1775
2023-08-04 23:00 | 0 | 0.84688 | 0.17771 | 113.3417
2023-08-05 | 0 | 0.80539 | 0.10403 | 111.0133
2023-08-05 01:00 | 0 | 0.77309 | 0.08291 | 264.5175
2023-08-05 02:00 | 0 | 0.7061 | 0.11931 | 250.9267
2023-08-05 03:00 | 0 | 0.66297 | 0.14037 | 120.8925
2023-08-05 04:00 | 0 | 0.65563 | 0.14354 | 74.1925
2023-08-05 05:00 | 0 | 0.49712 | 0.14108 | 151.69
2023-08-05 06:00 | 0 | 0.41063 | 0.16398 | 147.1367
2023-08-05 07:00 | 0 | 0.34582 | 0.25412 | 231.9708
2023-08-05 08:00 | 0.0025445 | 0.39612 | 0.2941 | 244.615
2023-08-05 09:00 | 0.28433 | 0.35638 | 0.27125 | 180.6208
2023-08-05 10:00 | 0.47496 | 0.46521 | 0.22854 | 27.6317
2023-08-05 11:00 | 0.55923 | 0.76763 | 0.21022 | -38.2442
2023-08-05 12:00 | 0.5979 | 0.73273 | 0.2154 | 55.7975
2023-08-05 13:00 | 0.53299 | 0.68753 | 0.18812 | 252.6542
2023-08-05 14:00 | 0.57771 | 0.68799 | 0.21148 | 307.5167
2023-08-05 15:00 | 0.43005 | 0.58154 | 0.17972 | 289.5625
2023-08-05 16:00 | 0.15332 | 0.61786 | 0.16901 | 128.5333
2023-08-05 17:00 | 0.3007 | 0.56811 | 0.14587 | 79.4025
2023-08-05 18:00 | 0.048068 | 0.61114 | 0.12197 | 210.66
2023-08-05 19:00 | 0 | 0.30061 | 0.12029 | 170.5333
2023-08-05 20:00 | 0 | 0.25334 | 0.11955 | 115.99
2023-08-05 21:00 | 0 | 0.34126 | 0.14404 | 101.3608
2023-08-05 22:00 | 0 | 0.34332 | 0.14702 | 92.62
2023-08-05 23:00 | 0 | 0.29403 | 0.12108 | 82.5633
2023-08-06 | 0 | 0.25983 | 0.11235 | 79.7167
2023-08-06 01:00 | 0 | 0.23733 | 0.10857 | 86.5108
2023-08-06 02:00 | 0 | 0.18041 | 0.09221 | 57.6767
2023-08-06 03:00 | 0 | 0.15793 | 0.10487 | 43.8825
2023-08-06 04:00 | 0 | 0.096127 | 0.12139 | 37.9483
2023-08-06 05:00 | 0 | 0.056944 | 0.16817 | -46.0708
2023-08-06 06:00 | 0 | 0.045837 | 0.22524 | -55.97
2023-08-06 07:00 | 0 | 0.025004 | 0.31785 | -28.7858
2023-08-06 08:00 | 0.0039354 | 0.034489 | 0.35088 | 53.78
2023-08-06 09:00 | 0.31009 | 0.029093 | 0.30638 | 19.6767
2023-08-06 10:00 | 0.69262 | 0.012934 | 0.2331 | -36.4267
2023-08-06 11:00 | 0.6666 | 0.071689 | 0.2277 | -24.9592
2023-08-06 12:00 | 0.57933 | 0.081076 | 0.18584 | 42.0158
2023-08-06 13:00 | 0.51663 | 0.068451 | 0.14143 | 38.2033
2023-08-06 14:00 | 0.4278 | 0.053222 | 0.14311 | 63.8333
2023-08-06 15:00 | 0.68066 | 0.027267 | 0.16025 | 69.8417
2023-08-06 16:00 | 0.66287 | 0.013812 | 0.16632 | 52.5308
2023-08-06 17:00 | 0.37936 | 0.002536 | 0.17234 | 108.4483
2023-08-06 18:00 | 0.080056 | 0.017621 | 0.16468 | 230.5758
2023-08-06 19:00 | 0 | 0.048693 | 0.19583 | 284.1333
2023-08-06 20:00 | 0 | 0.070857 | 0.22662 | 140.4833
2023-08-06 21:00 | 0 | 0.061215 | 0.25448 | 92.67
2023-08-06 22:00 | 0 | 0.049883 | 0.25272 | 83.6017
2023-08-06 23:00 | 0 | 0.018503 | 0.1727 | 77.29
2023-08-07 | 0 | 0.022626 | 0.15027 | 64.9617
2023-08-07 01:00 | 0 | 0.001785 | 0.10259 | 56.4433
2023-08-07 02:00 | 0 | 0.004571 | 0.07727 | 55.5042
2023-08-07 03:00 | 0 | 0 | 0.06123 | 53.3808
2023-08-07 04:00 | 0 | 0.004992 | 0.05579 | 55.395
2023-08-07 05:00 | 0 | 0.004992 | 0.11689 | 59.0583
2023-08-07 06:00 | 0 | 0.003752 | 0.19645 | 79.0083
2023-08-07 07:00 | 0 | 0.003752 | 0.33044 | 123.1092
2023-08-07 08:00 | 0.0046269 | 0.008601 | 0.36899 | 129.9983
2023-08-07 09:00 | 0.3735 | 0.016898 | 0.33243 | 70.3142
2023-08-07 10:00 | 0.79328 | 0.018143 | 0.30576 | 58.6433
2023-08-07 11:00 | 0.77122 | 0.013905 | 0.30011 | 57.7225
2023-08-07 12:00 | 0.72325 | 0.040679 | 0.27875 | 42.8542
2023-08-07 13:00 | 0.69834 | 0.034181 | 0.24232 | 57.4108
2023-08-07 14:00 | 0.71074 | 0.014582 | 0.23684 | 55.8042
2023-08-07 15:00 | 0.75142 | 0.006212 | 0.2309 | 53.87
2023-08-07 16:00 | 0.7838 | 0.004625 | 0.24939 | 59.17
2023-08-07 17:00 | 0.40995 | 0.000818 | 0.2792 | 140.6658
2023-08-07 18:00 | 0.086513 | 0.000275 | 0.26284 | 360.295
2023-08-07 19:00 | 0 | 0.002058 | 0.22039 | 257.7958
2023-08-07 20:00 | 0 | 0.002759 | 0.24344 | 193.0875
2023-08-07 21:00 | 0 | 0.001009 | 0.24225 | 153.4892
2023-08-07 22:00 | 0 | 0.000855 | 0.2047 | 147.0075
2023-08-07 23:00 | 0 | 0.004246 | 0.10946 | 122.0417
2023-08-08 | 0 | 0.004959 | 0.06272 | 89.6175
2023-08-08 01:00 | 0 | 0.012684 | 0.02009 | 78.8375
2023-08-08 02:00 | 0 | 0.003752 | 0.01486 | 76.9517
2023-08-08 03:00 | 0 | 0.000725 | 0.0149 | 69.8842
2023-08-08 04:00 | 0 | 0.030478 | 0.01909 | 67.7658
2023-08-08 05:00 | 0 | 0.009547 | 0.07428 | 68.7583
2023-08-08 06:00 | 0 | 0.031505 | 0.17371 | 88.05
2023-08-08 07:00 | 0 | 0.023946 | 0.31752 | 228.8775
2023-08-08 08:00 | 0.0047808 | 0.072826 | 0.3637 | 167.5825
2023-08-08 09:00 | 0.3765 | 0.086645 | 0.35723 | 128.2492
2023-08-08 10:00 | 0.76553 | 0.088627 | 0.32072 | 84.7733
2023-08-08 11:00 | 0.77782 | 0.097127 | 0.26742 | 29.6383
2023-08-08 12:00 | 0.73729 | 0.2197 | 0.16274 | 6.3475
2023-08-08 13:00 | 0.71221 | 0.32602 | 0.08448 | 6.7983
2023-08-08 14:00 | 0.72433 | 0.34813 | 0.08482 | 25.0975
2023-08-08 15:00 | 0.76531 | 0.34265 | 0.08557 | 35.4667
2023-08-08 16:00 | 0.79201 | 0.40676 | 0.04837 | 52.4108
2023-08-08 17:00 | 0.31602 | 0.38331 | 0.01852 | 105.2842
2023-08-08 18:00 | 0.011481 | 0.39181 | 0.01686 | 418.1083
2023-08-08 19:00 | 0 | 0.60219 | 0.01598 | 409.63
2023-08-08 20:00 | 0 | 0.84328 | 0.01558 | 233.2025
2023-08-08 21:00 | 0 | 0.89466 | 0.01644 | 174.8083
2023-08-08 22:00 | 0 | 0.88897 | 0.02652 | 140.5608
2023-08-08 23:00 | 0 | 0.91174 | 0.01326 | 88.5067
2023-08-09 | 0 | 0.90995 | 0.02112 | 44.7708
2023-08-09 01:00 | 0 | 0.89126 | 0.01539 | 23.35
2023-08-09 02:00 | 0 | 0.89814 | 0.01276 | 22.0317
2023-08-09 03:00 | 0 | 0.90744 | 0.0131 | 2.0567
2023-08-09 04:00 | 0 | 0.91049 | 0.02122 | -13.9408
2023-08-09 05:00 | 0 | 0.91436 | 0.02026 | -18.0708
2023-08-09 06:00 | 0 | 0.90911 | 0.02382 | 0.2375
2023-08-09 07:00 | 0 | 0.92192 | 0.02399 | 75.3692
2023-08-09 08:00 | 0.00019962 | 0.91346 | 0.03091 | 98.5892
2023-08-09 09:00 | 0.038094 | 0.92404 | 0.01772 | 14.0142
2023-08-09 10:00 | 0.05958 | 0.9219 | 0.03276 | -31.5333
2023-08-09 11:00 | 0.12326 | 0.90984 | 0.11091 | -56.3642
2023-08-09 12:00 | 0.24654 | 0.91856 | 0.03185 | -50.6367
2023-08-09 13:00 | 0.27343 | 0.8807 | 0.02563 | -51.9583
2023-08-09 14:00 | 0.3805 | 0.90538 | 0.09949 | -56.465
2023-08-09 15:00 | 0.22721 | 0.90838 | 0.10548 | -66.1783
2023-08-09 16:00 | 0.16454 | 0.90591 | 0.05627 | -56.2158
2023-08-09 17:00 | 0.093502 | 0.89221 | 0.05187 | -24.1775
2023-08-09 18:00 | 0.037239 | 0.87538 | 0.06531 | 111.895
2023-08-09 19:00 | 0 | 0.8983 | 0.08152 | 105.29
2023-08-09 20:00 | 0 | 0.86979 | 0.15251 | 8.3692
2023-08-09 21:00 | 0 | 0.88739 | 0.25601 | 6.2142
2023-08-09 22:00 | 0 | 0.81593 | 0.30156 | 84.2342
2023-08-09 23:00 | 0 | 0.67975 | 0.19139 | -28.4708
2023-08-10 | 0 | 0.5115 | 0.14566 | -13.0125
2023-08-10 01:00 | 0 | 0.38447 | 0.13048 | 20.0583
2023-08-10 02:00 | 0 | 0.22043 | 0.1071 | 6.4092
2023-08-10 03:00 | 0 | 0.11155 | 0.10781 | -5.0775
2023-08-10 04:00 | 0 | 0.14769 | 0.0871 | -14.2983
2023-08-10 05:00 | 0 | 0.41569 | 0.13442 | -2.6108
2023-08-10 06:00 | 0 | 0.63705 | 0.16607 | -4.8308
2023-08-10 07:00 | 0 | 0.79942 | 0.29925 | 108.7983
2023-08-10 08:00 | 0.0052505 | 0.88918 | 0.37903 | 238.5583
2023-08-10 09:00 | 0.40243 | 0.88205 | 0.39298 | 392.7308
2023-08-10 10:00 | 0.83767 | 0.84842 | 0.40574 | 27.3783
2023-08-10 11:00 | 0.80736 | 0.89692 | 0.41282 | 86.405
2023-08-10 12:00 | 0.75557 | 0.91155 | 0.4128 | 25.5092
2023-08-10 13:00 | 0.71789 | 0.92383 | 0.41146 | 73.5025
2023-08-10 14:00 | 0.72205 | 0.90202 | 0.41726 | 3.9683
2023-08-10 15:00 | 0.71054 | 0.90753 | 0.419 | 24.7025
2023-08-10 16:00 | 0.29009 | 0.8847 | 0.4385 | 48.4175
2023-08-10 17:00 | 0.087909 | 0.91564 | 0.45261 | 93.8458
2023-08-10 18:00 | 0.015025 | 0.92944 | 0.43315 | 225.66
2023-08-10 19:00 | 0 | 0.91063 | 0.40799 | 384.8408
2023-08-10 20:00 | 0 | 0.88231 | 0.38924 | 326.9983
2023-08-10 21:00 | 0 | 0.91592 | 0.34476 | 288.6942
2023-08-10 22:00 | 0 | 0.88793 | 0.28306 | 256.9108
2023-08-10 23:00 | 0 | 0.88427 | 0.20282 | 311.8158
2023-08-11 | 0 | 0.86781 | 0.14644 | 272.64
2023-08-11 01:00 | 0 | 0.80681 | 0.08791 | 253.4158
2023-08-11 02:00 | 0 | 0.77897 | 0.07554 | 194.9225
2023-08-11 03:00 | 0 | 0.76067 | 0.07235 | 190.8075
2023-08-11 04:00 | 0 | 0.81887 | 0.07442 | 124.9542
2023-08-11 05:00 | 0 | 0.69616 | 0.12677 | 92.6842
2023-08-11 06:00 | 0 | 0.5327 | 0.21256 | 152.8583
2023-08-11 07:00 | 0 | 0.36883 | 0.2876 | 235.1358
2023-08-11 08:00 | 0.010251 | 0.32343 | 0.3329 | 1657.495
2023-08-11 09:00 | 0.29153 | 0.33785 | 0.34703 | 261.9233
2023-08-11 10:00 | 0.61584 | 0.50141 | 0.36071 | 174.3408
2023-08-11 11:00 | 0.51732 | 0.58547 | 0.36955 | 151.6775
2023-08-11 12:00 | 0.42143 | 0.57437 | 0.35269 | 53.8058
2023-08-11 13:00 | 0.33113 | 0.51631 | 0.34804 | 6.9342
2023-08-11 14:00 | 0.34225 | 0.57324 | 0.34869 | 1.1983
2023-08-11 15:00 | 0.27235 | 0.65828 | 0.31108 | 22.1817
2023-08-11 16:00 | 0.51383 | 0.64375 | 0.28094 | 469.0117
2023-08-11 17:00 | 0.28439 | 0.58212 | 0.28056 | 590.16
2023-08-11 18:00 | 0.084811 | 0.6413 | 0.29495 | 6530.3542
2023-08-11 19:00 | 0 | 0.67553 | 0.29315 | 4494.1958
2023-08-11 20:00 | 0 | 0.52706 | 0.29513 | 9593.625
2023-08-11 21:00 | 0 | 0.56402 | 0.29655 | 8976.3317
2023-08-11 22:00 | 0 | 0.6146 | 0.27509 | 2068.9775
2023-08-11 23:00 | 0 | 0.62132 | 0.25035 | 1939.4925
2023-08-12 | 0 | 0.78182 | 0.23884 | 299.6867
2023-08-12 01:00 | 0 | 0.80869 | 0.18778 | 309.4025
2023-08-12 02:00 | 0 | 0.77694 | 0.13637 | 264.4408
2023-08-12 03:00 | 0 | 0.77064 | 0.15507 | 124.8767
2023-08-12 04:00 | 0 | 0.68506 | 0.16222 | 120.77
2023-08-12 05:00 | 0 | 0.65896 | 0.20624 | 1004.005
2023-08-12 06:00 | 0 | 0.60754 | 0.26958 | 391.0142
2023-08-12 07:00 | 0 | 0.4895 | 0.30679 | 271.1717
2023-08-12 08:00 | 0.010742 | 0.38495 | 0.32571 | 270.5417
2023-08-12 09:00 | 0.18908 | 0.27989 | 0.31632 | 206.6483
2023-08-12 10:00 | 0.44014 | 0.50534 | 0.32524 | 203.9708
2023-08-12 11:00 | 0.58021 | 0.73141 | 0.31813 | 447.0608
2023-08-12 12:00 | 0.61393 | 0.79108 | 0.28158 | 166.7342
2023-08-12 13:00 | 0.37979 | 0.81593 | 0.28605 | 102.9342
2023-08-12 14:00 | 0.46689 | 0.75574 | 0.27239 | 173.0792
2023-08-12 15:00 | 0.36895 | 0.65512 | 0.30158 | 191.4925
2023-08-12 16:00 | 0.4416 | 0.73399 | 0.29179 | 296.6283
2023-08-12 17:00 | 0.20628 | 0.70673 | 0.27927 | 422.08
2023-08-12 18:00 | 0.048322 | 0.75866 | 0.18951 | 353.565
2023-08-12 19:00 | 0 | 0.67962 | 0.16168 | 374.775
2023-08-12 20:00 | 0 | 0.6946 | 0.18454 | 349.5783
2023-08-12 21:00 | 0 | 0.68328 | 0.19088 | 375.0792
2023-08-12 22:00 | 0 | 0.62378 | 0.24884 | 273.6217
2023-08-12 23:00 | 0 | 0.57736 | 0.19244 | 175.1508
2023-08-13 | 0 | 0.42213 | 0.12891 | 154.6275
2023-08-13 01:00 | 0 | 0.37906 | 0.16753 | 104.8892
2023-08-13 02:00 | 0 | 0.29893 | 0.25012 | 201.9833
2023-08-13 03:00 | 0 | 0.21577 | 0.27179 | 218.5358
2023-08-13 04:00 | 0 | 0.13125 | 0.28537 | 230.7275
2023-08-13 05:00 | 0 | 0.1262 | 0.31513 | 57.5492
2023-08-13 06:00 | 0 | 0.11425 | 0.32731 | 49.2458
2023-08-13 07:00 | 0 | 0.091811 | 0.33754 | 65.6767
2023-08-13 08:00 | 0.022068 | 0.059028 | 0.34001 | 58.1125
2023-08-13 09:00 | 0.2768 | 0.040725 | 0.32612 | 179.3975
2023-08-13 10:00 | 0.40331 | 0.050861 | 0.33597 | 101.6767
2023-08-13 11:00 | 0.51588 | 0.15446 | 0.33662 | 21.3592
2023-08-13 12:00 | 0.47033 | 0.22474 | 0.33835 | 144.9808
2023-08-13 13:00 | 0.42543 | 0.17393 | 0.34474 | 335.4075
2023-08-13 14:00 | 0.50273 | 0.14891 | 0.36062 | 252.3883
2023-08-13 15:00 | 0.40458 | 0.088491 | 0.37832 | 525.645
2023-08-13 16:00 | 0.29149 | 0.10029 | 0.404 | 348.4925
2023-08-13 17:00 | 0.26655 | 0.069251 | 0.39761 | 299.8342
2023-08-13 18:00 | 0.082345 | 0.015187 | 0.39227 | 314.9367
2023-08-13 19:00 | 0 | 0.003723 | 0.38468 | 330.1342
2023-08-13 20:00 | 0 | 0.036122 | 0.35861 | 363.7475
2023-08-13 21:00 | 0 | 0.069965 | 0.34802 | 436.2025
2023-08-13 22:00 | 0 | 0.14974 | 0.30192 | 300.5192
2023-08-13 23:00 | 0 | 0.18952 | 0.20832 | 276.09
2023-08-14 | 0 | 0.12828 | 0.13463 | 308.4308
2023-08-14 01:00 | 0 | 0.10298 | 0.12224 | 453.985
2023-08-14 02:00 | 0 | 0.077655 | 0.10606 | 277.3575
2023-08-14 03:00 | 0 | 0.15884 | 0.1263 | 310.5667
2023-08-14 04:00 | 0 | 0.28869 | 0.14676 | 230.4925
2023-08-14 05:00 | 0 | 0.24707 | 0.16387 | 288.3567
2023-08-14 06:00 | 0 | 0.25576 | 0.19752 | 298.9333
2023-08-14 07:00 | 0 | 0.37179 | 0.26266 | 304.9933
2023-08-14 08:00 | 0.018993 | 0.51745 | 0.31601 | 341.2175
2023-08-14 09:00 | 0.16656 | 0.43201 | 0.27846 | 249.9483
2023-08-14 10:00 | 0.22336 | 0.31583 | 0.24723 | 128.6467
2023-08-14 11:00 | 0.25474 | 0.6793 | 0.23588 | 70.2917
2023-08-14 12:00 | 0.21599 | 0.64717 | 0.20059 | 110.4867
2023-08-14 13:00 | 0.34844 | 0.4872 | 0.21018 | 91.415
2023-08-14 14:00 | 0.21116 | 0.43938 | 0.21153 | 184.4458
2023-08-14 15:00 | 0.23512 | 0.35365 | 0.19561 | 216.8392
2023-08-14 16:00 | 0.19497 | 0.23946 | 0.15557 | 213.4542
2023-08-14 17:00 | 0.062582 | 0.47887 | 0.15058 | 210.0742
2023-08-14 18:00 | 0.018175 | 0.74802 | 0.15493 | 325.765
2023-08-14 19:00 | 0 | 0.87216 | 0.14939 | 348.1633
2023-08-14 20:00 | 0 | 0.80842 | 0.17723 | 296.0133
2023-08-14 21:00 | 0 | 0.74154 | 0.19097 | 213.2033
2023-08-14 22:00 | 0 | 0.59429 | 0.16921 | 173.2433
2023-08-14 23:00 | 0 | 0.59687 | 0.10735 | 155.77
2023-08-15 | 0 | 0.56613 | 0.06636 | 211.7317
2023-08-15 01:00 | 0 | 0.51938 | 0.04111 | 193.9617
2023-08-15 02:00 | 0 | 0.42008 | 0.03077 | 132.8117
2023-08-15 03:00 | 0 | 0.35181 | 0.03205 | 82.9242
2023-08-15 04:00 | 0 | 0.27372 | 0.03588 | 73.2975
2023-08-15 05:00 | 0 | 0.20457 | 0.06829 | 79.4192
2023-08-15 06:00 | 0 | 0.15171 | 0.1505 | 78.77
2023-08-15 07:00 | 0 | 0.12912 | 0.28468 | 176.7192
2023-08-15 08:00 | 0.030498 | 0.04709 | 0.33706 | 200.5983
2023-08-15 09:00 | 0.2968 | 0.017955 | 0.35665 | 63.1083
2023-08-15 10:00 | 0.74362 | 0.030186 | 0.31475 | -16.055
2023-08-15 11:00 | 0.32167 | 0.053293 | 0.28521 | -10.825
2023-08-15 12:00 | 0.47831 | 0.039611 | 0.19467 | -11.7717
2023-08-15 13:00 | 0.60807 | 0.001515 | 0.15065 | -9.1767
2023-08-15 14:00 | 0.54939 | 0.021187 | 0.14336 | -46.1842
2023-08-15 15:00 | 0.73491 | 0.021394 | 0.13405 | -7.9308
2023-08-15 16:00 | 0.78667 | 0.011149 | 0.13489 | 26.3433
2023-08-15 17:00 | 0.65192 | 0.00206 | 0.14197 | 117.8958
2023-08-15 18:00 | 0.085829 | 0.001828 | 0.16171 | 419.0692
2023-08-15 19:00 | 0 | 0.000486 | 0.15563 | 3075.0025
2023-08-15 20:00 | 0 | 0.00209 | 0.16789 | 250.31
2023-08-15 21:00 | 0 | 0.004342 | 0.18141 | 301.52
2023-08-15 22:00 | 0 | 0.043234 | 0.15443 | 197.7517
2023-08-15 23:00 | 0 | 0.16199 | 0.09077 | 150.1067
2023-08-16 | 0 | 0.34007 | 0.06893 | 126.9508
2023-08-16 01:00 | 0 | 0.55748 | 0.08725 | 103.0908
2023-08-16 02:00 | 0 | 0.67549 | 0.09893 | 94.9025
2023-08-16 03:00 | 0 | 0.73426 | 0.0688 | 87.975
2023-08-16 04:00 | 0 | 0.76268 | 0.05215 | 97.08
2023-08-16 05:00 | 0 | 0.87075 | 0.17254 | 107.8292
2023-08-16 06:00 | 0 | 0.88068 | 0.26466 | 173.5458
2023-08-16 07:00 | 0 | 0.89316 | 0.31513 | 243.3283
2023-08-16 08:00 | 0.010013 | 0.90051 | 0.34666 | 136.905
2023-08-16 09:00 | 0.22362 | 0.877 | 0.34474 | 61.6392
2023-08-16 10:00 | 0.25538 | 0.88532 | 0.34145 | 37.7
2023-08-16 11:00 | 0.23792 | 0.89464 | 0.33715 | -9.8225
2023-08-16 12:00 | 0.29547 | 0.91829 | 0.31208 | -47.1642
2023-08-16 13:00 | 0.25587 | 0.90874 | 0.32507 | -59.2617
2023-08-16 14:00 | 0.2938 | 0.89087 | 0.3773 | -59.095
2023-08-16 15:00 | 0.20133 | 0.91159 | 0.4055 | -58.0408
2023-08-16 16:00 | 0.15918 | 0.91355 | 0.38668 | 237.0692
2023-08-16 17:00 | 0.11891 | 0.91006 | 0.37182 | 114.5442
2023-08-16 18:00 | 0.019136 | 0.90529 | 0.35623 | 285.7433
2023-08-16 19:00 | 0 | 0.90337 | 0.33547 | 310.1425
2023-08-16 20:00 | 0 | 0.89111 | 0.21679 | 187.73
2023-08-16 21:00 | 0 | 0.89628 | 0.1934 | 133.4258
2023-08-16 22:00 | 0 | 0.81508 | 0.18767 | 122.875
2023-08-16 23:00 | 0 | 0.91347 | 0.13428 | 82.3683
2023-08-17 | 0 | 0.91332 | 0.10182 | 84.065
2023-08-17 01:00 | 0 | 0.88611 | 0.06085 | 175.9717
2023-08-17 02:00 | 0 | 0.80545 | 0.01346 | 196.6933
2023-08-17 03:00 | 0 | 0.64949 | 0.01207 | 170.58
2023-08-17 04:00 | 0 | 0.39514 | 0.01299 | 110.4175
2023-08-17 05:00 | 0 | 0.18456 | 0.01885 | 34.0733
2023-08-17 06:00 | 0 | 0.086206 | 0.05821 | 48.9642
2023-08-17 07:00 | 0 | 0.066682 | 0.08235 | 22.2858
2023-08-17 08:00 | 0.0040353 | 0.05363 | 0.08672 | 30.2883
2023-08-17 09:00 | 0.0412 | 0.1223 | 0.08704 | 70.26
2023-08-17 10:00 | 0.032711 | 0.16787 | 0.07743 | 51.5533
2023-08-17 11:00 | 0.065913 | 0.17116 | 0.05813 | 51.7008
2023-08-17 12:00 | 0.14917 | 0.17276 | 0.05049 | 11.7533
2023-08-17 13:00 | 0.44777 | 0.22839 | 0.04354 | -26.26
2023-08-17 14:00 | 0.6235 | 0.2745 | 0.01654 | -67.6133
2023-08-17 15:00 | 0.52865 | 0.71131 | 0.01546 | 36.1892
2023-08-17 16:00 | 0.30285 | 0.89149 | 0.01587 | 75.5875
2023-08-17 17:00 | 0.051705 | 0.90749 | 0.016 | 29.4667
2023-08-17 18:00 | 0.028073 | 0.84158 | 0.01735 | -39.7442
2023-08-17 19:00 | 0 | 0.62431 | 0.0171 | 59.935
2023-08-17 20:00 | 0 | 0.60854 | 0.01716 | 57.785
2023-08-17 21:00 | 0 | 0.72194 | 0.02174 | 43.6533
2023-08-17 22:00 | 0 | 0.80888 | 0.0223 | 44.7292
2023-08-17 23:00 | 0 | 0.70898 | 0.01565 | 5.7867
2023-08-18 | 0 | 0.54855 | 0.01399 | 10.855
2023-08-18 01:00 | 0 | 0.49469 | 0.01471 | 7.2175
2023-08-18 02:00 | 0 | 0.34721 | 0.01519 | 4.8233
2023-08-18 03:00 | 0 | 0.3142 | 0.01582 | -0.38
2023-08-18 04:00 | 0 | 0.30652 | 0.01621 | 0.8025
2023-08-18 05:00 | 0 | 0.26251 | 0.01923 | 0.32667
2023-08-18 06:00 | 0 | 0.24311 | 0.03956 | 2.915
2023-08-18 07:00 | 0 | 0.2078 | 0.11849 | 7.5308
2023-08-18 08:00 | 0.045446 | 0.17182 | 0.19203 | 0.24
2023-08-18 09:00 | 0.41801 | 0.10344 | 0.16561 | -3.06
2023-08-18 10:00 | 0.79635 | 0.13459 | 0.11766 | -22.5133
2023-08-18 11:00 | 0.74525 | 0.23084 | 0.09869 | -53.5692
2023-08-18 12:00 | 0.77206 | 0.34035 | 0.09551 | -58.7708
2023-08-18 13:00 | 0.67096 | 0.36186 | 0.08962 | -63.3917
2023-08-18 14:00 | 0.62661 | 0.39998 | 0.08974 | -79.6075
2023-08-18 15:00 | 0.56428 | 0.46298 | 0.05578 | -55.0758
2023-08-18 16:00 | 0.63742 | 0.42639 | 0.02946 | -52.925
2023-08-18 17:00 | 0.62042 | 0.41103 | 0.02012 | 2.2917
2023-08-18 18:00 | 0.064444 | 0.45108 | 0.02124 | 105.8933
2023-08-18 19:00 | 0 | 0.44355 | 0.02275 | 133.065
2023-08-18 20:00 | 0 | 0.66575 | 0.036 | 76.2708
2023-08-18 21:00 | 0 | 0.73428 | 0.06432 | 61.6683
2023-08-18 22:00 | 0 | 0.67052 | 0.07956 | 58.7917
2023-08-18 23:00 | 0 | 0.64221 | 0.05153 | 35.77
2023-08-19 | 0 | 0.63808 | 0.03665 | 9.8867
2023-08-19 01:00 | 0 | 0.61117 | 0.03166 | 6.8425
2023-08-19 02:00 | 0 | 0.55133 | 0.02929 | 2.3017
2023-08-19 03:00 | 0 | 0.55008 | 0.02273 | -0.49083
2023-08-19 04:00 | 0 | 0.52815 | 0.05506 | -5.8275
2023-08-19 05:00 | 0 | 0.4873 | 0.11174 | -14.3108
2023-08-19 06:00 | 0 | 0.329 | 0.1628 | -11.515
2023-08-19 07:00 | 0 | 0.28179 | 0.25771 | 0.86167
2023-08-19 08:00 | 0.022742 | 0.16922 | 0.31013 | 14.7375
2023-08-19 09:00 | 0.28812 | 0.21215 | 0.32437 | 10.2758
2023-08-19 10:00 | 0.55529 | 0.3203 | 0.32809 | 3.1942
2023-08-19 11:00 | 0.40297 | 0.34723 | 0.32046 | -6.8975
2023-08-19 12:00 | 0.34234 | 0.26854 | 0.30818 | -39.1308
2023-08-19 13:00 | 0.5119 | 0.21251 | 0.32034 | -47.6933
2023-08-19 14:00 | 0.62008 | 0.13808 | 0.31805 | -36.31
2023-08-19 15:00 | 0.65372 | 0.13992 | 0.34522 | -14.9525
2023-08-19 16:00 | 0.72508 | 0.11437 | 0.32896 | 3.8042
2023-08-19 17:00 | 0.39527 | 0.079386 | 0.35869 | 36.0383
2023-08-19 18:00 | 0.085919 | 0.043852 | 0.36638 | 85.3508
2023-08-19 19:00 | 0 | 0.042892 | 0.41068 | 127.8475
2023-08-19 20:00 | 0 | 0.01602 | 0.43332 | 122.8242
2023-08-19 21:00 | 0 | 0.022193 | 0.45416 | 111.7233
2023-08-19 22:00 | 0 | 0.010564 | 0.40344 | 98.9642
2023-08-19 23:00 | 0 | 0.002571 | 0.28268 | 40.805
2023-08-20 | 0 | 0.006653 | 0.18826 | 58.3133
2023-08-20 01:00 | 0 | 0.009628 | 0.13625 | 35.08
2023-08-20 02:00 | 0 | 0.017334 | 0.10934 | 46.1858
2023-08-20 03:00 | 0 | 0.017973 | 0.10354 | 31.5008
2023-08-20 04:00 | 0 | 0.012778 | 0.07661 | 33.2892
2023-08-20 05:00 | 0 | 0.009697 | 0.12373 | 31.2033
2023-08-20 06:00 | 0 | 0.002435 | 0.24645 | 54.5825
2023-08-20 07:00 | 0 | 0.005436 | 0.35044 | 69.2358
2023-08-20 08:00 | 0.063105 | 0.003464 | 0.38148 | 90.57
2023-08-20 09:00 | 0.40458 | 0.006156 | 0.39607 | 40.735
2023-08-20 10:00 | 0.68884 | 0.002978 | 0.39764 | 9.7675
2023-08-20 11:00 | 0.77036 | 0.011297 | 0.40285 | -8.5292
2023-08-20 12:00 | 0.77432 | 0.03415 | 0.40382 | -15.8433
2023-08-20 13:00 | 0.71261 | 0.14681 | 0.40853 | -49.4067
2023-08-20 14:00 | 0.76965 | 0.19845 | 0.42549 | -53.5942
2023-08-20 15:00 | 0.79046 | 0.2231 | 0.43057 | -44.425
2023-08-20 16:00 | 0.8072 | 0.23421 | 0.43945 | -18.8125
2023-08-20 17:00 | 0.7834 | 0.18338 | 0.42247 | 68.9008
2023-08-20 18:00 | 0.081821 | 0.10675 | 0.38436 | 204.6042
2023-08-20 19:00 | 0 | 0.11432 | 0.35964 | 257.2725
2023-08-20 20:00 | 0 | 0.17748 | 0.33098 | 183.5267
2023-08-20 21:00 | 0 | 0.27157 | 0.29514 | 158.9083
2023-08-20 22:00 | 0 | 0.37227 | 0.23335 | 153.3542
2023-08-20 23:00 | 0 | 0.42927 | 0.1332 | 129.8633
2023-08-21 | 0 | 0.4841 | 0.04408 | 118.57
2023-08-21 01:00 | 0 | 0.50875 | 0.01646 | 95.9817
2023-08-21 02:00 | 0 | 0.50918 | 0.0162 | 115.8042
2023-08-21 03:00 | 0 | 0.5173 | 0.01589 | 212.1717
2023-08-21 04:00 | 0 | 0.54265 | 0.01507 | 88.5025
2023-08-21 05:00 | 0 | 0.54354 | 0.02893 | 46.95
2023-08-21 06:00 | 0 | 0.65702 | 0.08104 | 62.0275
2023-08-21 07:00 | 0 | 0.74988 | 0.15543 | 96.965
2023-08-21 08:00 | 0.056929 | 0.75177 | 0.24028 | 68.8192
2023-08-21 09:00 | 0.30308 | 0.77113 | 0.24566 | 30.275
2023-08-21 10:00 | 0.61693 | 0.67496 | 0.21632 | -3.2817
2023-08-21 11:00 | 0.78432 | 0.64481 | 0.24368 | -21.45
2023-08-21 12:00 | 0.70566 | 0.54298 | 0.26196 | -42.2083
2023-08-21 13:00 | 0.68446 | 0.47236 | 0.19219 | -52.9358
2023-08-21 14:00 | 0.54944 | 0.64001 | 0.13206 | -50.4867
2023-08-21 15:00 | 0.36878 | 0.85176 | 0.06899 | 6.2975
2023-08-21 16:00 | 0.582 | 0.92363 | 0.05043 | 27.1208
2023-08-21 17:00 | 0.049379 | 0.91638 | 0.04255 | 73.9792
2023-08-21 18:00 | 0.045674 | 0.90369 | 0.04278 | 126.1742
2023-08-21 19:00 | 0 | 0.90622 | 0.04938 | 182.2808
2023-08-21 20:00 | 0 | 0.91222 | 0.07256 | 112.56
2023-08-21 21:00 | 0 | 0.89964 | 0.08911 | 98.2033
2023-08-21 22:00 | 0 | 0.91521 | 0.10543 | 68.0258
2023-08-21 23:00 | 0 | 0.92877 | 0.09322 | 74.4542
2023-08-22 | 0 | 0.92092 | 0.05744 | 56.1925
2023-08-22 01:00 | 0 | 0.91945 | 0.05324 | 39.8317
2023-08-22 02:00 | 0 | 0.91302 | 0.04426 | 24.3767
2023-08-22 03:00 | 0 | 0.87413 | 0.03754 | 2.9833
2023-08-22 04:00 | 0 | 0.85732 | 0.0324 | 1.2458
2023-08-22 05:00 | 0 | 0.84792 | 0.05744 | 8.4733
2023-08-22 06:00 | 0 | 0.80623 | 0.09524 | 44.4433
2023-08-22 07:00 | 0 | 0.72981 | 0.17744 | 80.7208
2023-08-22 08:00 | 0.054439 | 0.56757 | 0.29761 | 91.545
2023-08-22 09:00 | 0.26713 | 0.40465 | 0.33953 | 92.8458
2023-08-22 10:00 | 0.8563 | 0.59787 | 0.35841 | 78.535
2023-08-22 11:00 | 0.79837 | 0.68747 | 0.39333 | 27.2892
2023-08-22 12:00 | 0.67861 | 0.74222 | 0.4012 | -15.345
2023-08-22 13:00 | 0.62209 | 0.75394 | 0.40532 | -26.5067
2023-08-22 14:00 | 0.64567 | 0.77334 | 0.40742 | 1.2408
2023-08-22 15:00 | 0.72527 | 0.76642 | 0.40939 | 10.9408
2023-08-22 16:00 | 0.8372 | 0.7687 | 0.41899 | 29.6817
2023-08-22 17:00 | 0.79791 | 0.6546 | 0.41366 | 93.1217
2023-08-22 18:00 | 0.10548 | 0.44618 | 0.41799 | 219.44
2023-08-22 19:00 | 0 | 0.34992 | 0.39832 | 233.6292
2023-08-22 20:00 | 0 | 0.37797 | 0.35923 | 149.6375
2023-08-22 21:00 | 0 | 0.3462 | 0.36817 | 125.1717
2023-08-22 22:00 | 0 | 0.31928 | 0.34331 | 177.8033
2023-08-22 23:00 | 0 | 0.37452 | 0.22299 | 146.5783
2023-08-23 | 0 | 0.39063 | 0.12694 | 142.4717
2023-08-23 01:00 | 0 | 0.34514 | 0.10736 | 201.6633
2023-08-23 02:00 | 0 | 0.28516 | 0.10618 | 195.9758
2023-08-23 03:00 | 0 | 0.20622 | 0.11243 | 124.0125
2023-08-23 04:00 | 0 | 0.167 | 0.11979 | 70.72
2023-08-23 05:00 | 0 | 0.086254 | 0.16427 | 66.7458
2023-08-23 06:00 | 0 | 0.054679 | 0.20332 | 84.1025
2023-08-23 07:00 | 0 | 0.024797 | 0.28906 | 146.3408
2023-08-23 08:00 | 0.081094 | 0.02198 | 0.36592 | 154.5342
2023-08-23 09:00 | 0.38872 | 0.0181 | 0.38694 | 102.89
2023-08-23 10:00 | 0.74703 | 0.0308 | 0.38634 | 25.2642
2023-08-23 11:00 | 0.48779 | 0.17199 | 0.3937 | -14.4583
2023-08-23 12:00 | 0.51697 | 0.24282 | 0.40584 | -10.3617
2023-08-23 13:00 | 0.52404 | 0.23781 | 0.40752 | 49.0742
2023-08-23 14:00 | 0.58787 | 0.27992 | 0.40695 | 31.5025
2023-08-23 15:00 | 0.6783 | 0.38335 | 0.41675 | 52.3675
2023-08-23 16:00 | 0.79378 | 0.38741 | 0.38011 | 71.8233
2023-08-23 17:00 | 0.83012 | 0.26602 | 0.34802 | 142.5017
2023-08-23 18:00 | 0.086501 | 0.2037 | 0.34176 | 232.5383
2023-08-23 19:00 | 0 | 0.18002 | 0.32741 | 280.005
2023-08-23 20:00 | 0 | 0.19404 | 0.28487 | 190.9425
2023-08-23 21:00 | 0 | 0.17856 | 0.25795 | 185.7842
2023-08-23 22:00 | 0 | 0.14547 | 0.17518 | 183.475
2023-08-23 23:00 | 0 | 0.12204 | 0.12178 | 209.2667
2023-08-24 | 0 | 0.15721 | 0.06165 | 161.9808
2023-08-24 01:00 | 0 | 0.17346 | 0.03779 | 221.8125
2023-08-24 02:00 | 0 | 0.13917 | 0.03228 | 155.275
2023-08-24 03:00 | 0 | 0.10927 | 0.03983 | 71.55
2023-08-24 04:00 | 0 | 0.053292 | 0.03953 | 62.8817
2023-08-24 05:00 | 0 | 0.044442 | 0.03441 | 69.6367
2023-08-24 06:00 | 0 | 0.035721 | 0.07532 | 93.3825
2023-08-24 07:00 | 0 | 0.029837 | 0.17253 | 149.175
2023-08-24 08:00 | 0.078926 | 0.013793 | 0.29796 | 124.13
2023-08-24 09:00 | 0.29901 | 0.018928 | 0.30322 | 55.9842
2023-08-24 10:00 | 0.28505 | 0.050282 | 0.28727 | 45.1767
2023-08-24 11:00 | 0.36608 | 0.081442 | 0.25864 | -11.0783
2023-08-24 12:00 | 0.51351 | 0.091183 | 0.22649 | -41.8192
2023-08-24 13:00 | 0.51139 | 0.083309 | 0.21019 | -48.4842
2023-08-24 14:00 | 0.57687 | 0.084367 | 0.23901 | -68.0642
2023-08-24 15:00 | 0.54094 | 0.09338 | 0.23724 | -60.0758
2023-08-24 16:00 | 0.60498 | 0.090492 | 0.25306 | -39.1058
2023-08-24 17:00 | 0.46171 | 0.11684 | 0.26677 | 28.385
2023-08-24 18:00 | 0.085054 | 0.13496 | 0.29207 | 107.7992
2023-08-24 19:00 | 0 | 0.14859 | 0.34057 | 218.8333
2023-08-24 20:00 | 0 | 0.17154 | 0.32762 | 121.0717
2023-08-24 21:00 | 0 | 0.17094 | 0.3131 | 106.2725
2023-08-24 22:00 | 0 | 0.15992 | 0.24887 | 86.6992
2023-08-24 23:00 | 0 | 0.15183 | 0.14803 | 63.8825
2023-08-25 | 0 | 0.15933 | 0.0985 | 71.5933
2023-08-25 01:00 | 0 | 0.1477 | 0.06141 | 46.4875
2023-08-25 02:00 | 0 | 0.087963 | 0.04716 | 37.1683
2023-08-25 03:00 | 0 | 0.041232 | 0.04528 | 31.2883
2023-08-25 04:00 | 0 | 0.021165 | 0.04746 | 31.1192
2023-08-25 05:00 | 0 | 0.010565 | 0.05795 | 33.33
2023-08-25 06:00 | 0 | 0.002809 | 0.11591 | 114.1458
2023-08-25 07:00 | 0 | 0.004211 | 0.20512 | 178.6133
2023-08-25 08:00 | 0.044074 | 0.007851 | 0.27611 | 132.73
2023-08-25 09:00 | 0.17613 | 0.002466 | 0.25201 | 65.8992
2023-08-25 10:00 | 0.18411 | 0.002862 | 0.21786 | 20.0767
2023-08-25 11:00 | 0.38067 | 0.001084 | 0.19513 | 18.8617
2023-08-25 12:00 | 0.4426 | 0.005474 | 0.1999 | -0.50917
2023-08-25 13:00 | 0.22674 | 0.00511 | 0.24234 | -20.9975
2023-08-25 14:00 | 0.13983 | 0.000819 | 0.2537 | -43.7708
2023-08-25 15:00 | 0.13574 | 0.000171 | 0.23016 | -23.2842
2023-08-25 16:00 | 0.13742 | 0.005883 | 0.19595 | 37.965
2023-08-25 17:00 | 0.072853 | 0.002855 | 0.19961 | 61.1125
2023-08-25 18:00 | 0.050607 | 0.018217 | 0.18241 | 145.5717
2023-08-25 19:00 | 0 | 0.038854 | 0.17047 | 189.3833
2023-08-25 20:00 | 0 | 0.013327 | 0.1738 | 116.7792
2023-08-25 21:00 | 0 | 0.006448 | 0.16633 | 97.4492
2023-08-25 22:00 | 0 | 0.021898 | 0.11941 | 82.5133
2023-08-25 23:00 | 0 | 0.051359 | 0.075 | 91.7425
2023-08-26 | 0 | 0.11372 | 0.01952 | 109.7
2023-08-26 01:00 | 0 | 0.20832 | 0.01881 | 99.9
2023-08-26 02:00 | 0 | 0.24727 | 0.0189 | 84.2117
2023-08-26 03:00 | 0 | 0.22959 | 0.01935 | 63.3167
2023-08-26 04:00 | 0 | 0.16424 | 0.02021 | 57.2825
2023-08-26 05:00 | 0 | 0.15392 | 0.01999 | 52.9567
2023-08-26 06:00 | 0 | 0.17434 | 0.05373 | 79.0192
2023-08-26 07:00 | 0 | 0.18034 | 0.1466 | 106.5208
2023-08-26 08:00 | 0.023014 | 0.1868 | 0.23585 | 72.3817
2023-08-26 09:00 | 0.30513 | 0.18814 | 0.2481 | 28.2417
2023-08-26 10:00 | 0.39873 | 0.1498 | 0.26845 | -5.5783
2023-08-26 11:00 | 0.70378 | 0.29727 | 0.29771 | -19.5525
2023-08-26 12:00 | 0.68729 | 0.36076 | 0.3249 | -50.7983
2023-08-26 13:00 | 0.59144 | 0.27692 | 0.34321 | -81.3358
2023-08-26 14:00 | 0.57562 | 0.23425 | 0.36553 | -97.9917
2023-08-26 15:00 | 0.53887 | 0.1919 | 0.38718 | -24.5217
2023-08-26 16:00 | 0.43729 | 0.14417 | 0.39865 | 12.9767
2023-08-26 17:00 | 0.26968 | 0.10233 | 0.39487 | 60.6575
2023-08-26 18:00 | 0.10853 | 0.056175 | 0.37965 | 111.3742
2023-08-26 19:00 | 0 | 0.075908 | 0.37105 | 130.2675
2023-08-26 20:00 | 0 | 0.21159 | 0.35192 | 88.6058
2023-08-26 21:00 | 0 | 0.47247 | 0.38872 | 87.5442
2023-08-26 22:00 | 0 | 0.71814 | 0.33657 | 92.7792
2023-08-26 23:00 | 0 | 0.83133 | 0.27424 | 93.23
2023-08-27 | 0 | 0.85373 | 0.20287 | 95.8783
2023-08-27 01:00 | 0 | 0.87942 | 0.12116 | 88.9217
2023-08-27 02:00 | 0 | 0.88978 | 0.04422 | 75.3292
2023-08-27 03:00 | 0 | 0.84731 | 0.04157 | 80.0583
2023-08-27 04:00 | 0 | 0.85091 | 0.04107 | 71.8342
2023-08-27 05:00 | 0 | 0.8174 | 0.05127 | 81.885
2023-08-27 06:00 | 0 | 0.82697 | 0.08285 | 88.3342
2023-08-27 07:00 | 0 | 0.81945 | 0.25805 | 106.445
2023-08-27 08:00 | 0.099328 | 0.84412 | 0.36539 | 74.46
2023-08-27 09:00 | 0.44305 | 0.78906 | 0.3642 | 41.9342
2023-08-27 10:00 | 0.87417 | 0.71345 | 0.36391 | 32.15
2023-08-27 11:00 | 0.85898 | 0.80669 | 0.36505 | -7.7583
2023-08-27 12:00 | 0.82026 | 0.89728 | 0.37273 | -21.1292
2023-08-27 13:00 | 0.79265 | 0.88713 | 0.4065 | -46.0458
2023-08-27 14:00 | 0.80963 | 0.8786 | 0.42749 | -40.8833
2023-08-27 15:00 | 0.84631 | 0.8638 | 0.44299 | -32.8125
2023-08-27 16:00 | 0.8645 | 0.84065 | 0.45278 | 1.8267
2023-08-27 17:00 | 0.80526 | 0.79656 | 0.4733 | 50.0733
2023-08-27 18:00 | 0.098559 | 0.67747 | 0.46798 | 120.9492
2023-08-27 19:00 | 0 | 0.6205 | 0.45174 | 195.7075
2023-08-27 20:00 | 0 | 0.74193 | 0.41638 | 131.6525
2023-08-27 21:00 | 0 | 0.7387 | 0.40131 | 114.9958
2023-08-27 22:00 | 0 | 0.81901 | 0.32775 | 103.01
2023-08-27 23:00 | 0 | 0.84194 | 0.19301 | 97.8708
2023-08-28 | 0 | 0.8905 | 0.11256 | 117.0625
2023-08-28 01:00 | 0 | 0.89206 | 0.08095 | 141.985
2023-08-28 02:00 | 0 | 0.56224 | 0.06618 | 132.95
2023-08-28 03:00 | 0 | 0.09423 | 0.06245 | 109.2192
2023-08-28 04:00 | 0 | 0.0095 | 0.0646 | 116.8025
2023-08-28 05:00 | 0 | 0.038538 | 0.07881 | 126.6075
2023-08-28 06:00 | 0 | 0.065511 | 0.13659 | 155.075
2023-08-28 07:00 | 0 | 0.1271 | 0.2905 | 249.4725
2023-08-28 08:00 | 0.062838 | 0.052912 | 0.3765 | 200.5333
2023-08-28 09:00 | 0.15445 | 0.16761 | 0.38724 | 118.2933
2023-08-28 10:00 | 0.11676 | 0.2712 | 0.36056 | 87.1683
2023-08-28 11:00 | 0.20668 | 0.328 | 0.36085 | 59.4025
2023-08-28 12:00 | 0.60909 | 0.79981 | 0.3654 | 8.0017
2023-08-28 13:00 | 0.75682 | 0.89615 | 0.33791 | 0.27333
2023-08-28 14:00 | 0.82835 | 0.90011 | 0.33261 | 8.1225
2023-08-28 15:00 | 0.83165 | 0.86589 | 0.31656 | 10.5592
2023-08-28 16:00 | 0.65093 | 0.91267 | 0.30904 | 28.4633
2023-08-28 17:00 | 0.59284 | 0.9079 | 0.29214 | 106.6433
2023-08-28 18:00 | 0.11252 | 0.92274 | 0.21556 | 242.065
2023-08-28 19:00 | 0 | 0.89124 | 0.17669 | 318.65
2023-08-28 20:00 | 0 | 0.89648 | 0.14944 | 166.5958
2023-08-28 21:00 | 0 | 0.89542 | 0.11591 | 166.29
2023-08-28 22:00 | 0 | 0.90307 | 0.08935 | 157.785
2023-08-28 23:00 | 0 | 0.88437 | 0.02113 | 163.5392
2023-08-29 | 0 | 0.822 | 0.0129 | 98.6892
2023-08-29 01:00 | 0 | 0.77348 | 0.01211 | 137.7575
2023-08-29 02:00 | 0 | 0.79242 | 0.01076 | 87.5067
2023-08-29 03:00 | 0 | 0.79001 | 0.0121 | 69.8592
2023-08-29 04:00 | 0 | 0.73864 | 0.01173 | 65.2008
2023-08-29 05:00 | 0 | 0.68361 | 0.01391 | 56.0242
2023-08-29 06:00 | 0 | 0.53002 | 0.01579 | 52.3292
2023-08-29 07:00 | 0 | 0.44723 | 0.04263 | 102.5392
2023-08-29 08:00 | 0.10188 | 0.29394 | 0.07159 | 55.6692
2023-08-29 09:00 | 0.35656 | 0.26299 | 0.08112 | 12.44
2023-08-29 10:00 | 0.68889 | 0.33687 | 0.07958 | 1.7025
2023-08-29 11:00 | 0.5487 | 0.49091 | 0.09167 | -19.4325
2023-08-29 12:00 | 0.56724 | 0.48017 | 0.07495 | -71.7542
2023-08-29 13:00 | 0.59265 | 0.49548 | 0.06257 | -71.205
2023-08-29 14:00 | 0.57666 | 0.41623 | 0.10758 | -91.41
2023-08-29 15:00 | 0.60048 | 0.44819 | 0.14792 | -18.9867
2023-08-29 16:00 | 0.66261 | 0.43718 | 0.13748 | 16.0742
2023-08-29 17:00 | 0.56638 | 0.37746 | 0.19275 | 43.5217
2023-08-29 18:00 | 0.11378 | 0.40852 | 0.21971 | 57.6417
2023-08-29 19:00 | 0 | 0.32344 | 0.25444 | 90.1267
2023-08-29 20:00 | 0 | 0.29122 | 0.24834 | 66.7075
2023-08-29 21:00 | 0 | 0.2503 | 0.26115 | 50.0992
2023-08-29 22:00 | 0 | 0.21392 | 0.24168 | 30.0875
2023-08-29 23:00 | 0 | 0.17411 | 0.20818 | 27.9358
2023-08-30 | 0 | 0.15889 | 0.13276 | 28.9175
2023-08-30 01:00 | 0 | 0.15708 | 0.05817 | 30.1508
2023-08-30 02:00 | 0 | 0.11297 | 0.03034 | 20.6167
2023-08-30 03:00 | 0 | 0.070084 | 0.02868 | 22.9333
2023-08-30 04:00 | 0 | 0.016702 | 0.02632 | 40.8092
2023-08-30 05:00 | 0 | 0.015267 | 0.0352 | 44.0717
2023-08-30 06:00 | 0 | 0.01251 | 0.06539 | 64.5408
2023-08-30 07:00 | 0 | 0.010388 | 0.1064 | 3310.7558
2023-08-30 08:00 | 0.087648 | 0.003331 | 0.17796 | 3969.9567
2023-08-30 09:00 | 0.69978 | 0.008957 | 0.2044 | 1825.4067
2023-08-30 10:00 | 0.8666 | 0.011005 | 0.20016 | 117.3925
2023-08-30 11:00 | 0.87034 | 0.013176 | 0.19414 | 36.1
2023-08-30 12:00 | 0.82414 | 0.016093 | 0.16427 | 0.70167
2023-08-30 13:00 | 0.81453 | 0.058638 | 0.13446 | 13.0483
2023-08-30 14:00 | 0.83289 | 0.046884 | 0.16738 | 10.92
2023-08-30 15:00 | 0.85777 | 0.014149 | 0.15631 | -41.3425
2023-08-30 16:00 | 0.88409 | 0.00188 | 0.13754 | -53.115
2023-08-30 17:00 | 0.82964 | 0.003735 | 0.15226 | -6.3583
2023-08-30 18:00 | 0.10025 | 0.013831 | 0.17549 | 174.6842
2023-08-30 19:00 | 0 | 0.074916 | 0.21419 | 163.4475
2023-08-30 20:00 | 0 | 0.17405 | 0.24655 | 140.6625
2023-08-30 21:00 | 0 | 0.23924 | 0.29216 | 112.6683
2023-08-30 22:00 | 0 | 0.22834 | 0.28343 | 88.705
2023-08-30 23:00 | 0 | 0.18684 | 0.21601 | 71.085
2023-08-31 | 0 | 0.20817 | 0.16536 | 61.8125
2023-08-31 01:00 | 0 | 0.19072 | 0.11361 | 59.4817
2023-08-31 02:00 | 0 | 0.1717 | 0.10137 | 36.3225
2023-08-31 03:00 | 0 | 0.20333 | 0.08354 | 31.7925
2023-08-31 04:00 | 0 | 0.19901 | 0.06658 | 28.3508
2023-08-31 05:00 | 0 | 0.21822 | 0.07935 | 31.75
2023-08-31 06:00 | 0 | 0.23494 | 0.1061 | 49.7558
2023-08-31 07:00 | 0 | 0.25665 | 0.20476 | 128.1833
2023-08-31 08:00 | 0.11138 | 0.12667 | 0.29888 | 129.79
2023-08-31 09:00 | 0.81464 | 0.11744 | 0.31539 | 78.4233
2023-08-31 10:00 | 0.75915 | 0.084812 | 0.31381 | 40.8108
2023-08-31 11:00 | 0.86227 | 0.15832 | 0.33329 | 19.7542
2023-08-31 12:00 | 0.82427 | 0.22463 | 0.35933 | 4.2433
2023-08-31 13:00 | 0.80119 | 0.2743 | 0.37295 | -5.1683
2023-08-31 14:00 | 0.76627 | 0.30637 | 0.38785 | -6.6
2023-08-31 15:00 | 0.69934 | 0.38203 | 0.41507 | 10.0625
2023-08-31 16:00 | 0.87653 | 0.39444 | 0.44329 | -6.8817
2023-08-31 17:00 | 0.83249 | 0.38485 | 0.44825 | 22.405
2023-08-31 18:00 | 0.10383 | 0.32676 | 0.45196 | 350.9158
2023-08-31 19:00 | 0 | 0.37435 | 0.4147 | 124.3133
2023-08-31 20:00 | 0 | 0.45851 | 0.37226 | 103.1092
2023-08-31 21:00 | 0 | 0.50896 | 0.37767 | 104.9017
2023-08-31 22:00 | 0 | 0.55794 | 0.32712 | 125.7542
2023-08-31 23:00 | 0 | 0.56704 | 0.2434 | 130.3408
2023-09-01 | 0 | 0.56646 | 0.20248 | 102.1733
2023-09-01 01:00 | 0 | 0.5176 | 0.18636 | 97.61
2023-09-01 02:00 | 0 | 0.44022 | 0.17969 | 174.6358
2023-09-01 03:00 | 0 | 0.49115 | 0.15374 | 170.8892
2023-09-01 04:00 | 0 | 0.49771 | 0.12208 | 98.0842
2023-09-01 05:00 | 0 | 0.44818 | 0.12865 | 81.8575
2023-09-01 06:00 | 0 | 0.38344 | 0.15783 | 92.6383
2023-09-01 07:00 | 0 | 0.38099 | 0.26499 | 156.7958
2023-09-01 08:00 | 0.10844 | 0.28063 | 0.34357 | 147.2
2023-09-01 09:00 | 0.79022 | 0.3209 | 0.36104 | 82.7867
2023-09-01 10:00 | 0.77761 | 0.35056 | 0.34533 | 44.1217
2023-09-01 11:00 | 0.82019 | 0.52564 | 0.32879 | 66.4475
2023-09-01 12:00 | 0.69369 | 0.55461 | 0.30359 | 61.6583
2023-09-01 13:00 | 0.65309 | 0.52448 | 0.27816 | 33.6375
2023-09-01 14:00 | 0.69219 | 0.52092 | 0.29365 | 24.7708
2023-09-01 15:00 | 0.71963 | 0.58537 | 0.31191 | 17.36
2023-09-01 16:00 | 0.78503 | 0.65816 | 0.30209 | 13.9775
2023-09-01 17:00 | 0.66123 | 0.78417 | 0.29453 | 67.2883
2023-09-01 18:00 | 0.11761 | 0.75474 | 0.29128 | 205.645
2023-09-01 19:00 | 0 | 0.79561 | 0.28429 | 288.98
2023-09-01 20:00 | 0 | 0.78584 | 0.28077 | 216.5817
2023-09-01 21:00 | 0 | 0.70579 | 0.24796 | 193.9467
2023-09-01 22:00 | 0 | 0.67179 | 0.14217 | 156.87
2023-09-01 23:00 | 0 | 0.6527 | 0.05031 | 135.485
2023-09-02 | 0 | 0.65345 | 0.02046 | 157.9183
2023-09-02 01:00 | 0 | 0.51914 | 0.01409 | 107.0417
2023-09-02 02:00 | 0 | 0.43789 | 0.01459 | 90.3992
2023-09-02 03:00 | 0 | 0.35014 | 0.01534 | 81.3708
2023-09-02 04:00 | 0 | 0.35636 | 0.01577 | 76.4767
2023-09-02 05:00 | 0 | 0.333 | 0.01678 | 83.6325
2023-09-02 06:00 | 0 | 0.40022 | 0.07907 | 103.5667
2023-09-02 07:00 | 0 | 0.40063 | 0.22836 | 221.5917
2023-09-02 08:00 | 0.093126 | 0.24547 | 0.31585 | 123.3117
2023-09-02 09:00 | 0.86408 | 0.13324 | 0.31975 | 41.6083
2023-09-02 10:00 | 0.91791 | 0.24247 | 0.29029 | 8.265
2023-09-02 11:00 | 0.894 | 0.33109 | 0.27001 | -6.5742
2023-09-02 12:00 | 0.85795 | 0.36631 | 0.23082 | -41.4842
2023-09-02 13:00 | 0.83729 | 0.42413 | 0.13023 | -59.7492
2023-09-02 14:00 | 0.84792 | 0.40735 | 0.09784 | -48.6967
2023-09-02 15:00 | 0.87715 | 0.48712 | 0.06713 | -39.6292
2023-09-02 16:00 | 0.9037 | 0.49861 | 0.02683 | -0.36167
2023-09-02 17:00 | 0.78117 | 0.56207 | 0.01654 | 70.2083
2023-09-02 18:00 | 0.18023 | 0.39627 | 0.01651 | 175.6875
2023-09-02 19:00 | 0 | 0.43155 | 0.01629 | 221.8683
2023-09-02 20:00 | 0 | 0.45489 | 0.01983 | 179.7975
2023-09-02 21:00 | 0 | 0.39569 | 0.01977 | 168.8642
2023-09-02 22:00 | 0 | 0.37231 | 0.01838 | 112.8125
2023-09-02 23:00 | 0 | 0.31594 | 0.01538 | 114.585
2023-09-03 | 0 | 0.2223 | 0.01534 | 78.4458
2023-09-03 01:00 | 0 | 0.13771 | 0.01535 | 57.5883
2023-09-03 02:00 | 0 | 0.19696 | 0.01452 | 49.11
2023-09-03 03:00 | 0 | 0.25682 | 0.01424 | 43.935
2023-09-03 04:00 | 0 | 0.30292 | 0.01523 | 40.2942
2023-09-03 05:00 | 0 | 0.38043 | 0.01487 | 13.9083
2023-09-03 06:00 | 0 | 0.40841 | 0.01436 | 8.1958
2023-09-03 07:00 | 0 | 0.23582 | 0.0152 | 28.4208
2023-09-03 08:00 | 0.10386 | 0.11749 | 0.02369 | 4.9083
2023-09-03 09:00 | 0.83122 | 0.026241 | 0.02854 | -53.1808
2023-09-03 10:00 | 0.90542 | 0.095675 | 0.01864 | -60.5542
2023-09-03 11:00 | 0.87939 | 0.12052 | 0.01847 | -95.9067
2023-09-03 12:00 | 0.83765 | 0.084802 | 0.01771 | -186.105
2023-09-03 13:00 | 0.806 | 0.071198 | 0.01782 | -276.1592
2023-09-03 14:00 | 0.79824 | 0.051453 | 0.01883 | -345.6792
2023-09-03 15:00 | 0.72183 | 0.036317 | 0.01826 | -357.1775
2023-09-03 16:00 | 0.74831 | 0.036341 | 0.01866 | -140.6075
2023-09-03 17:00 | 0.68376 | 0.081179 | 0.01941 | -37.2492
2023-09-03 18:00 | 0.26948 | 0.21529 | 0.02848 | 56.7017
2023-09-03 19:00 | 0 | 0.3391 | 0.10499 | 70.8933
2023-09-03 20:00 | 0 | 0.31391 | 0.08978 | 23.8925
2023-09-03 21:00 | 0 | 0.31205 | 0.0445 | 6.7817
2023-09-03 22:00 | 0 | 0.25874 | 0.03713 | 3.4158
2023-09-03 23:00 | 0 | 0.15427 | 0.02144 | -0.064167
2023-09-04 | 0 | 0.15344 | 0.01359 | 0.20667
2023-09-04 01:00 | 0 | 0.19671 | 0.01274 | -17.7158
2023-09-04 02:00 | 0 | 0.18606 | 0.01198 | -113.4333
2023-09-04 03:00 | 0 | 0.14858 | 0.01144 | -40.76
2023-09-04 04:00 | 0 | 0.1267 | 0.01288 | -41.0142
2023-09-04 05:00 | 0 | 0.10191 | 0.02093 | -22.9717
2023-09-04 06:00 | 0 | 0.11036 | 0.04154 | 367.8217
2023-09-04 07:00 | 0 | 0.099753 | 0.1428 | 19.2658
2023-09-04 08:00 | 0.077125 | 0.10218 | 0.31127 | 7.65
2023-09-04 09:00 | 0.67203 | 0.065901 | 0.35209 | -35.2542
2023-09-04 10:00 | 0.81901 | 0.029445 | 0.36011 | -57.295
2023-09-04 11:00 | 0.85966 | 0.050606 | 0.339 | -55.8425
2023-09-04 12:00 | 0.80784 | 0.037225 | 0.27921 | -53.6517
2023-09-04 13:00 | 0.77701 | 0.001427 | 0.12337 | -51.2133
2023-09-04 14:00 | 0.74235 | 0.003817 | 0.07677 | -53.1758
2023-09-04 15:00 | 0.74847 | 0.002493 | 0.07653 | -56.6067
2023-09-04 16:00 | 0.53423 | 0.006687 | 0.07514 | -58.6625
2023-09-04 17:00 | 0.80313 | 0.040071 | 0.07634 | 37.6908
2023-09-04 18:00 | 0.2608 | 0.12646 | 0.08108 | 78.7267
2023-09-04 19:00 | 0 | 0.25997 | 0.08687 | 304.065
2023-09-04 20:00 | 0 | 0.34809 | 0.10419 | 293.9125
2023-09-04 21:00 | 0 | 0.32014 | 0.16791 | 180.6042
2023-09-04 22:00 | 0 | 0.24387 | 0.18269 | 134.585
2023-09-04 23:00 | 0 | 0.2279 | 0.10859 | 110.4692
2023-09-05 | 0 | 0.28115 | 0.04375 | 69.9967
2023-09-05 01:00 | 0 | 0.40832 | 0.03959 | 61.6733
2023-09-05 02:00 | 0 | 0.37454 | 0.0387 | 50.18
2023-09-05 03:00 | 0 | 0.33377 | 0.0285 | 21.5233
2023-09-05 04:00 | 0 | 0.27969 | 0.02779 | -8.2183
2023-09-05 05:00 | 0 | 0.26295 | 0.04642 | -3.6417
2023-09-05 06:00 | 0 | 0.25377 | 0.07107 | -6.2608
2023-09-05 07:00 | 0 | 0.26532 | 0.19428 | 34.155
2023-09-05 08:00 | 0.098509 | 0.18533 | 0.33154 | 87.6483
2023-09-05 09:00 | 0.83473 | 0.15448 | 0.35942 | 0.28333
2023-09-05 10:00 | 0.87752 | 0.12178 | 0.36459 | -20.8392
2023-09-05 11:00 | 0.85171 | 0.29254 | 0.36563 | -52.9
2023-09-05 12:00 | 0.82913 | 0.19793 | 0.35796 | -52.1533
2023-09-05 13:00 | 0.80684 | 0.10058 | 0.32938 | -49.56
2023-09-05 14:00 | 0.82607 | 0.075995 | 0.304 | -52
2023-09-05 15:00 | 0.85475 | 0.070675 | 0.29863 | -48.7475
2023-09-05 16:00 | 0.87013 | 0.091241 | 0.30711 | -45.2517
2023-09-05 17:00 | 0.82726 | 0.09625 | 0.2626 | 12.6183
2023-09-05 18:00 | 0.34019 | 0.094148 | 0.19546 | 138.0483
2023-09-05 19:00 | 0 | 0.20189 | 0.11975 | 271.2342
2023-09-05 20:00 | 0 | 0.63198 | 0.07757 | 220.4875
2023-09-05 21:00 | 0 | 0.71574 | 0.07848 | 176.1267
2023-09-05 22:00 | 0 | 0.77419 | 0.04216 | 152.825
2023-09-05 23:00 | 0 | 0.77762 | 0.02599 | 145.4117
2023-09-06 | 0 | 0.74479 | 0.03177 | 108.0983
2023-09-06 01:00 | 0 | 0.72324 | 0.03095 | 84.8767
2023-09-06 02:00 | 0 | 0.65592 | 0.03057 | 73.9525
2023-09-06 03:00 | 0 | 0.64507 | 0.03138 | 222.1733
2023-09-06 04:00 | 0 | 0.71068 | 0.02419 | 55.8283
2023-09-06 05:00 | 0 | 0.74987 | 0.01806 | 23.715
2023-09-06 06:00 | 0 | 0.68009 | 0.01985 | 8.8233
2023-09-06 07:00 | 0 | 0.68278 | 0.02599 | 26.6642
2023-09-06 08:00 | 0.03734 | 0.67264 | 0.06249 | 13.0633
2023-09-06 09:00 | 0.10113 | 0.66027 | 0.0769 | -28.1892
2023-09-06 10:00 | 0.090646 | 0.70535 | 0.06295 | -47.6908
2023-09-06 11:00 | 0.046808 | 0.76062 | 0.05016 | -80.9933
2023-09-06 12:00 | 0.11552 | 0.68873 | 0.03295 | -89.945
2023-09-06 13:00 | 0.19257 | 0.67317 | 0.0289 | -115.6775
2023-09-06 14:00 | 0.23504 | 0.78438 | 0.03709 | -125.0292
2023-09-06 15:00 | 0.13501 | 0.7715 | 0.05092 | -78.335
2023-09-06 16:00 | 0.37713 | 0.74773 | 0.06859 | -57.32
2023-09-06 17:00 | 0.02315 | 0.73497 | 0.10449 | -119.8033
2023-09-06 18:00 | 0.0032725 | 0.58401 | 0.07354 | 44.3133
2023-09-06 19:00 | 0 | 0.4684 | 0.04564 | 102.6758
2023-09-06 20:00 | 0 | 0.34976 | 0.05099 | 33.0417
2023-09-06 21:00 | 0 | 0.36841 | 0.09491 | 9.3833
2023-09-06 22:00 | 0 | 0.39871 | 0.09769 | 5.4525
2023-09-06 23:00 | 0 | 0.1422 | 0.10133 | -13.0133
2023-09-07 | 0 | 0.082994 | 0.08888 | 0.65167
2023-09-07 01:00 | 0 | 0.10861 | 0.04508 | -0.94833
2023-09-07 02:00 | 0 | 0.17927 | 0.02075 | -15.375
2023-09-07 03:00 | 0 | 0.29359 | 0.01896 | -28.6717
2023-09-07 04:00 | 0 | 0.48769 | 0.01859 | -18.9158
2023-09-07 05:00 | 0 | 0.50879 | 0.03455 | -39.315
2023-09-07 06:00 | 0 | 0.55136 | 0.03512 | 4.9575
2023-09-07 07:00 | 0 | 0.57488 | 0.04639 | 17.655
2023-09-07 08:00 | 0.11052 | 0.56781 | 0.05888 | 11.1883
2023-09-07 09:00 | 0.45225 | 0.62004 | 0.06978 | -43.4742
2023-09-07 10:00 | 0.77204 | 0.72688 | 0.06284 | -27.0892
2023-09-07 11:00 | 0.81416 | 0.87827 | 0.04953 | -13.9425
2023-09-07 12:00 | 0.71129 | 0.88838 | 0.05033 | -60.8542
2023-09-07 13:00 | 0.46805 | 0.89267 | 0.04478 | -53.4617
2023-09-07 14:00 | 0.41823 | 0.88753 | 0.05482 | -123.0008
2023-09-07 15:00 | 0.19098 | 0.90316 | 0.06922 | -53.9583
2023-09-07 16:00 | 0.57931 | 0.88723 | 0.03391 | -98.3908
2023-09-07 17:00 | 0.44521 | 0.87148 | 0.03354 | -58.7442
2023-09-07 18:00 | 0.047937 | 0.87012 | 0.0333 | -184.7283
2023-09-07 19:00 | 0 | 0.88525 | 0.02585 | 16.8792
2023-09-07 20:00 | 0 | 0.83164 | 0.02478 | 43.8242
2023-09-07 21:00 | 0 | 0.88478 | 0.03231 | 10.7158
2023-09-07 22:00 | 0 | 0.91053 | 0.01981 | 5.2525
2023-09-07 23:00 | 0 | 0.90068 | 0.01224 | 36.9042
2023-09-08 | 0 | 0.91286 | 0.01124 | -25.4667
2023-09-08 01:00 | 0 | 0.89851 | 0.01076 | 468.2925
2023-09-08 02:00 | 0 | 0.90604 | 0.01129 | 238.7683
2023-09-08 03:00 | 0 | 0.90323 | 0.04301 | -35.1575
2023-09-08 04:00 | 0 | 0.90141 | 0.03666 | -53.5017
2023-09-08 05:00 | 0 | 0.91163 | 0.01443 | -56.0858
2023-09-08 06:00 | 0 | 0.90025 | 0.0229 | -45.5975
2023-09-08 07:00 | 0 | 0.90902 | 0.05313 | 31.6175
2023-09-08 08:00 | 0.052846 | 0.88147 | 0.15623 | 43.2575
2023-09-08 09:00 | 0.32386 | 0.91504 | 0.2273 | 52.885
2023-09-08 10:00 | 0.44034 | 0.88801 | 0.25161 | 51.7183
2023-09-08 11:00 | 0.3487 | 0.9165 | 0.25494 | 9.6758
2023-09-08 12:00 | 0.59543 | 0.89685 | 0.2637 | -28.7825
2023-09-08 13:00 | 0.47655 | 0.89656 | 0.29886 | -63.155
2023-09-08 14:00 | 0.45955 | 0.88878 | 0.29502 | -148.1558
2023-09-08 15:00 | 0.56068 | 0.87865 | 0.30646 | -77.9992
2023-09-08 16:00 | 0.54258 | 0.84455 | 0.31343 | -47.0442
2023-09-08 17:00 | 0.58301 | 0.81803 | 0.31385 | -48.3175
2023-09-08 18:00 | 0.16783 | 0.81091 | 0.32831 | 49.6292
2023-09-08 19:00 | 0 | 0.79228 | 0.3412 | 92.6783
2023-09-08 20:00 | 0 | 0.63613 | 0.35959 | 104.1858
2023-09-08 21:00 | 0 | 0.64301 | 0.35107 | 134.9617
2023-09-08 22:00 | 0 | 0.5985 | 0.23665 | 90.5125
2023-09-08 23:00 | 0 | 0.56499 | 0.13182 | 118.2142
2023-09-09 | 0 | 0.42976 | 0.08645 | 143.9225
2023-09-09 01:00 | 0 | 0.3409 | 0.05283 | 105.6717
2023-09-09 02:00 | 0 | 0.31727 | 0.03898 | 161.115
2023-09-09 03:00 | 0 | 0.30303 | 0.04763 | 101.3175
2023-09-09 04:00 | 0 | 0.20499 | 0.03169 | 59.9392
2023-09-09 05:00 | 0 | 0.20788 | 0.02339 | 62.0658
2023-09-09 06:00 | 0 | 0.13099 | 0.07362 | 76.9792
2023-09-09 07:00 | 0 | 0.086292 | 0.17847 | 153.8058
2023-09-09 08:00 | 0.26731 | 0.02344 | 0.29501 | 100.7883
2023-09-09 09:00 | 0.68852 | 0.010543 | 0.31531 | 21.7917
2023-09-09 10:00 | 0.71887 | 0.013225 | 0.30133 | -7.42
2023-09-09 11:00 | 0.72379 | 0.028398 | 0.28351 | -58.0125
2023-09-09 12:00 | 0.74152 | 0.042923 | 0.24704 | -63.9342
2023-09-09 13:00 | 0.69668 | 0.070943 | 0.23206 | -62.9158
2023-09-09 14:00 | 0.65713 | 0.11904 | 0.24922 | -61.2567
2023-09-09 15:00 | 0.76526 | 0.15691 | 0.2572 | -52.02
2023-09-09 16:00 | 0.8795 | 0.12401 | 0.23751 | -39.6733
2023-09-09 17:00 | 0.73428 | 0.081698 | 0.22816 | 19.0342
2023-09-09 18:00 | 0.13404 | 0.10301 | 0.20571 | 114.6725
2023-09-09 19:00 | 0 | 0.20222 | 0.19983 | 211.0808
2023-09-09 20:00 | 0 | 0.17761 | 0.24492 | 174.4925
2023-09-09 21:00 | 0 | 0.13108 | 0.28111 | 132.8025
2023-09-09 22:00 | 0 | 0.091211 | 0.16689 | 105.4933
2023-09-09 23:00 | 0 | 0.098865 | 0.05793 | 107.0967
2023-09-10 | 0 | 0.083693 | 0.01588 | 99.9925
2023-09-10 01:00 | 0 | 0.057119 | 0.01404 | 96.1367
2023-09-10 02:00 | 0 | 0.050376 | 0.01345 | 76.2917
2023-09-10 03:00 | 0 | 0.035542 | 0.01388 | 44.4883
2023-09-10 04:00 | 0 | 0.064187 | 0.0148 | 42.3008
2023-09-10 05:00 | 0 | 0.11548 | 0.0156 | 31.39
2023-09-10 06:00 | 0 | 0.12157 | 0.0733 | 41.7058
2023-09-10 07:00 | 0 | 0.079678 | 0.23475 | 57.0975
2023-09-10 08:00 | 0.35245 | 0.003514 | 0.35281 | 34.6258
2023-09-10 09:00 | 0.87105 | 0.005505 | 0.34434 | 14.7842
2023-09-10 10:00 | 0.91694 | 0.004455 | 0.29618 | -15.4283
2023-09-10 11:00 | 0.89761 | 0.019601 | 0.26928 | 2.9475
2023-09-10 12:00 | 0.85291 | 0.035114 | 0.22929 | -3.17
2023-09-10 13:00 | 0.83649 | 0.04356 | 0.17139 | -3.6658
2023-09-10 14:00 | 0.85626 | 0.05469 | 0.19919 | 2.7892
2023-09-10 15:00 | 0.73188 | 0.05961 | 0.18146 | 12.8842
2023-09-10 16:00 | 0.90186 | 0.077898 | 0.15226 | 22.8317
2023-09-10 17:00 | 0.85499 | 0.088534 | 0.14289 | 36.1842
2023-09-10 18:00 | 0.35483 | 0.18285 | 0.18031 | 112.4958
2023-09-10 19:00 | 0 | 0.31987 | 0.18596 | 219.3133
2023-09-10 20:00 | 0 | 0.32891 | 0.17899 | 142.0408
2023-09-10 21:00 | 0 | 0.25135 | 0.20257 | 101.7817
2023-09-10 22:00 | 0 | 0.17968 | 0.12185 | 98.82
2023-09-10 23:00 | 0 | 0.11103 | 0.07451 | 82.01
2023-09-11 | 0 | 0.10999 | 0.04277 | 80.2692
2023-09-11 01:00 | 0 | 0.10966 | 0.03179 | 80.1792
2023-09-11 02:00 | 0 | 0.11857 | 0.03005 | 73.7408
2023-09-11 03:00 | 0 | 0.10559 | 0.03032 | 63.5475
2023-09-11 04:00 | 0 | 0.10338 | 0.03167 | 62.4225
2023-09-11 05:00 | 0 | 0.091821 | 0.04239 | 85.3825
2023-09-11 06:00 | 0 | 0.072861 | 0.09541 | 96.44
2023-09-11 07:00 | 0 | 0.059409 | 0.22751 | 143.0342
2023-09-11 08:00 | 0.3457 | 0.004214 | 0.3365 | 69.8767
2023-09-11 09:00 | 0.84982 | 0.006213 | 0.35618 | 50.9642
2023-09-11 10:00 | 0.90651 | 0.003159 | 0.36254 | 16.5025
2023-09-11 11:00 | 0.89888 | 0.006892 | 0.36891 | 7.9242
2023-09-11 12:00 | 0.85933 | 0.009564 | 0.36328 | 29.9242
2023-09-11 13:00 | 0.84988 | 0.0288 | 0.34227 | 28.5233
2023-09-11 14:00 | 0.86085 | 0.10265 | 0.35886 | 30.4983
2023-09-11 15:00 | 0.87183 | 0.1581 | 0.34716 | 23.6058
2023-09-11 16:00 | 0.89173 | 0.24685 | 0.32943 | 19.6525
2023-09-11 17:00 | 0.85669 | 0.26089 | 0.30878 | 67.8458
2023-09-11 18:00 | 0.36156 | 0.30873 | 0.27368 | 241.1167
2023-09-11 19:00 | 0 | 0.36027 | 0.23643 | 287.1775
2023-09-11 20:00 | 0 | 0.21991 | 0.21782 | 203.0683
2023-09-11 21:00 | 0 | 0.10332 | 0.21505 | 157.165
2023-09-11 22:00 | 0 | 0.053188 | 0.13079 | 132.8625
2023-09-11 23:00 | 0 | 0.037074 | 0.03852 | 138.9517
2023-09-12 | 0 | 0.045838 | 0.02947 | 152.6567
2023-09-12 01:00 | 0 | 0.070065 | 0.01719 | 253.595
2023-09-12 02:00 | 0 | 0.12058 | 0.01462 | 126.4783
2023-09-12 03:00 | 0 | 0.19259 | 0.01469 | 102.7267
2023-09-12 04:00 | 0 | 0.20142 | 0.01999 | 95.1792
2023-09-12 05:00 | 0 | 0.21857 | 0.04846 | 92.9133
2023-09-12 06:00 | 0 | 0.22265 | 0.08156 | 94.9625
2023-09-12 07:00 | 0 | 0.24561 | 0.22319 | 139.4017
2023-09-12 08:00 | 0.33341 | 0.25537 | 0.35213 | 31.64
2023-09-12 09:00 | 0.80406 | 0.22653 | 0.37452 | 0.62833
2023-09-12 10:00 | 0.83103 | 0.16774 | 0.37583 | -22.9183
2023-09-12 11:00 | 0.87933 | 0.25509 | 0.38569 | -56.5433
2023-09-12 12:00 | 0.85514 | 0.32576 | 0.38402 | -57.61
2023-09-12 13:00 | 0.83707 | 0.22999 | 0.37406 | -73.3867
2023-09-12 14:00 | 0.75174 | 0.18099 | 0.38404 | -64.9292
2023-09-12 15:00 | 0.86349 | 0.20862 | 0.39963 | -57.7983
2023-09-12 16:00 | 0.88319 | 0.26835 | 0.39697 | -58.26
2023-09-12 17:00 | 0.82281 | 0.28742 | 0.3978 | 28.7117
2023-09-12 18:00 | 0.35857 | 0.32498 | 0.40198 | 143.8683
2023-09-12 19:00 | 0 | 0.40791 | 0.37374 | 196.6742
2023-09-12 20:00 | 0 | 0.52849 | 0.32957 | 169.5258
2023-09-12 21:00 | 0 | 0.45814 | 0.30944 | 185.1317
2023-09-12 22:00 | 0 | 0.83058 | 0.16299 | 177.3858
2023-09-12 23:00 | 0 | 0.91394 | 0.07749 | 131.2658
2023-09-13 | 0 | 0.90465 | 0.02269 | 160.005
2023-09-13 01:00 | 0 | 0.9224 | 0.01338 | 188.105
2023-09-13 02:00 | 0 | 0.92824 | 0.01936 | 231.305
2023-09-13 03:00 | 0 | 0.90321 | 0.02345 | 165.7033
2023-09-13 04:00 | 0 | 0.91104 | 0.0133 | 137.6825
2023-09-13 05:00 | 0 | 0.90387 | 0.02451 | 99.7108
2023-09-13 06:00 | 0 | 0.89932 | 0.07129 | 122.6317
2023-09-13 07:00 | 0 | 0.90062 | 0.18388 | 226.5983
2023-09-13 08:00 | 0.019002 | 0.91815 | 0.27582 | 52.8242
2023-09-13 09:00 | 0.085286 | 0.89522 | 0.2378 | 10.6375
2023-09-13 10:00 | 0.2572 | 0.93288 | 0.179 | 47.945
2023-09-13 11:00 | 0.78408 | 0.90434 | 0.13041 | -27.9667
2023-09-13 12:00 | 0.83019 | 0.9253 | 0.09985 | -29.305
2023-09-13 13:00 | 0.73176 | 0.93397 | 0.07472 | -47.7825
2023-09-13 14:00 | 0.69778 | 0.94175 | 0.04676 | -50.2533
2023-09-13 15:00 | 0.64258 | 0.91185 | 0.02815 | 1.9858
2023-09-13 16:00 | 0.25433 | 0.81996 | 0.01876 | 29.2825
2023-09-13 17:00 | 0.29884 | 0.35266 | 0.0187 | 80.3683
2023-09-13 18:00 | 0.2493 | 0.49542 | 0.01894 | 173.9942
2023-09-13 19:00 | 0 | 0.76921 | 0.01904 | 171.2108
2023-09-13 20:00 | 0 | 0.7192 | 0.01575 | 105.6492
2023-09-13 21:00 | 0 | 0.87805 | 0.01533 | 91.37
2023-09-13 22:00 | 0 | 0.87484 | 0.02314 | 84.7783
2023-09-13 23:00 | 0 | 0.7201 | 0.01926 | 76.1675
2023-09-14 | 0 | 0.42703 | 0.01233 | 11.2467
2023-09-14 01:00 | 0 | 0.25771 | 0.01589 | 41.4233
2023-09-14 02:00 | 0 | 0.21685 | 0.0222 | 21.68
2023-09-14 03:00 | 0 | 0.22898 | 0.01089 | 10.7283
2023-09-14 04:00 | 0 | 0.13265 | 0.01092 | -25.2008
2023-09-14 05:00 | 0 | 0.017258 | 0.01455 | -36.8783
2023-09-14 06:00 | 0 | 0.00096 | 0.02258 | -36.8783
2023-09-14 07:00 | 0 | 0.008306 | 0.02294 | -28.61
2023-09-14 08:00 | 0.382 | 0.12451 | 0.01389 | -39.8975
2023-09-14 09:00 | 0.88995 | 0.14684 | 0.0154 | -61.3008
2023-09-14 10:00 | 0.93923 | 0.20475 | 0.01811 | -54.6042
2023-09-14 11:00 | 0.92602 | 0.34208 | 0.03816 | -55.3408
2023-09-14 12:00 | 0.89143 | 0.65688 | 0.12283 | -65.7542
2023-09-14 13:00 | 0.86564 | 0.92503 | 0.18607 | -81.9967
2023-09-14 14:00 | 0.80757 | 0.92789 | 0.20575 | -55.155
2023-09-14 15:00 | 0.80342 | 0.92699 | 0.22092 | -48.0792
2023-09-14 16:00 | 0.46148 | 0.91974 | 0.24176 | -24.2558
2023-09-14 17:00 | 0.44281 | 0.87001 | 0.30487 | -22.81
2023-09-14 18:00 | 0.083138 | 0.88356 | 0.33204 | 39.6558
2023-09-14 19:00 | 0 | 0.71783 | 0.35658 | 30.7117
2023-09-14 20:00 | 0 | 0.53625 | 0.388 | -5.8
2023-09-14 21:00 | 0 | 0.65963 | 0.37492 | -23.4342
2023-09-14 22:00 | 0 | 0.75894 | 0.25495 | 9.8633
2023-09-14 23:00 | 0 | 0.71938 | 0.09475 | 7.7558
2023-09-15 | 0 | 0.72243 | 0.01515 | 13.8275
2023-09-15 01:00 | 0 | 0.68021 | 0.0145 | 6.47
2023-09-15 02:00 | 0 | 0.71101 | 0.01352 | 1.6458
2023-09-15 03:00 | 0 | 0.76223 | 0.01219 | 11.3392
2023-09-15 04:00 | 0 | 0.78276 | 0.01279 | 48.8283
2023-09-15 05:00 | 0 | 0.74039 | 0.01367 | 55.585
2023-09-15 06:00 | 0 | 0.76546 | 0.02437 | 103.415
2023-09-15 07:00 | 0 | 0.81563 | 0.15441 | 125.6467
2023-09-15 08:00 | 0.34865 | 0.80118 | 0.31338 | 95.7167
2023-09-15 09:00 | 0.74523 | 0.89739 | 0.3509 | 79.0408
2023-09-15 10:00 | 0.75433 | 0.8949 | 0.36103 | -8.4092
2023-09-15 11:00 | 0.45202 | 0.91097 | 0.37374 | -25.9
2023-09-15 12:00 | 0.33176 | 0.9006 | 0.36817 | -51.7292
2023-09-15 13:00 | 0.30077 | 0.90735 | 0.37201 | -51.9667
2023-09-15 14:00 | 0.44024 | 0.90722 | 0.37307 | -52.2042
2023-09-15 15:00 | 0.3697 | 0.90137 | 0.37343 | -71.48
2023-09-15 16:00 | 0.55869 | 0.90422 | 0.34741 | -53.54
2023-09-15 17:00 | 0.54527 | 0.88951 | 0.33161 | -25.2675
2023-09-15 18:00 | 0.11048 | 0.85563 | 0.30576 | 126.84
2023-09-15 19:00 | 0 | 0.83199 | 0.2796 | 188.1442
2023-09-15 20:00 | 0 | 0.86429 | 0.26758 | 169.2525
2023-09-15 21:00 | 0 | 0.86637 | 0.23201 | 149.1683
2023-09-15 22:00 | 0 | 0.82862 | 0.13491 | 136.6683
2023-09-15 23:00 | 0 | 0.82273 | 0.05242 | 177.5942
2023-09-16 | 0 | 0.85673 | 0.03209 | 138.6683
2023-09-16 01:00 | 0 | 0.87023 | 0.03871 | 253.5933
2023-09-16 02:00 | 0 | 0.88744 | 0.01976 | 203.2333
2023-09-16 03:00 | 0 | 0.85782 | 0.016 | 135.8758
2023-09-16 04:00 | 0 | 0.88436 | 0.01617 | 46.6775
2023-09-16 05:00 | 0 | 0.85582 | 0.02868 | 4.7967
2023-09-16 06:00 | 0 | 0.84165 | 0.06131 | 14.4683
2023-09-16 07:00 | 0 | 0.87228 | 0.13602 | 4.9767
2023-09-16 08:00 | 0.1162 | 0.81031 | 0.25852 | -46.105
2023-09-16 09:00 | 0.3096 | 0.89047 | 0.27254 | -62.1375
2023-09-16 10:00 | 0.43284 | 0.89488 | 0.26997 | -58.5875
2023-09-16 11:00 | 0.39276 | 0.91682 | 0.26155 | -59.4692
2023-09-16 12:00 | 0.55255 | 0.91099 | 0.2651 | -58.6558
2023-09-16 13:00 | 0.51025 | 0.91097 | 0.27299 | -69.685
2023-09-16 14:00 | 0.62285 | 0.90429 | 0.29 | -63.3633
2023-09-16 15:00 | 0.59699 | 0.8861 | 0.30423 | -65.1975
2023-09-16 16:00 | 0.4971 | 0.90167 | 0.30185 | -63.9067
2023-09-16 17:00 | 0.39859 | 0.82221 | 0.31279 | -45.6067
2023-09-16 18:00 | 0.15223 | 0.76342 | 0.30689 | 42.3142
2023-09-16 19:00 | 0 | 0.74171 | 0.36918 | 46.9325
2023-09-16 20:00 | 0 | 0.76204 | 0.38234 | 73.5367
2023-09-16 21:00 | 0 | 0.73435 | 0.32754 | 67.7108
2023-09-16 22:00 | 0 | 0.67293 | 0.11287 | 10.4833
2023-09-16 23:00 | 0 | 0.59266 | 0.01982 | 9.2525
2023-09-17 | 0 | 0.62408 | 0.0356 | 10.5525
2023-09-17 01:00 | 0 | 0.64569 | 0.01591 | 40.0108
2023-09-17 02:00 | 0 | 0.51024 | 0.0129 | 37.3192
2023-09-17 03:00 | 0 | 0.4424 | 0.0126 | 11.78
2023-09-17 04:00 | 0 | 0.42077 | 0.01212 | 10.2733
2023-09-17 05:00 | 0 | 0.41894 | 0.01281 | 13.2575
2023-09-17 06:00 | 0 | 0.3896 | 0.01491 | 45.48
2023-09-17 07:00 | 0 | 0.32466 | 0.04425 | 55.7167
2023-09-17 08:00 | 0.10564 | 0.38085 | 0.10035 | -20.4483
2023-09-17 09:00 | 0.28108 | 0.43297 | 0.09291 | -52.3708
2023-09-17 10:00 | 0.30514 | 0.65791 | 0.07899 | -49.2158
2023-09-17 11:00 | 0.33605 | 0.77098 | 0.06526 | -52.1942
2023-09-17 12:00 | 0.68711 | 0.67251 | 0.05913 | -53.7558
2023-09-17 13:00 | 0.72684 | 0.58269 | 0.05958 | -84.4967
2023-09-17 14:00 | 0.81677 | 0.50807 | 0.05549 | -86.665
2023-09-17 15:00 | 0.79758 | 0.33835 | 0.04473 | -55.9492
2023-09-17 16:00 | 0.6834 | 0.32425 | 0.04673 | -57.825
2023-09-17 17:00 | 0.61464 | 0.31066 | 0.04629 | -7.5792
2023-09-17 18:00 | 0.23588 | 0.21446 | 0.04772 | 92.35
2023-09-17 19:00 | 0 | 0.22282 | 0.0476 | 107.0783
2023-09-17 20:00 | 0 | 0.19348 | 0.05633 | 62.3608
2023-09-17 21:00 | 0 | 0.27579 | 0.05572 | 58.3675
2023-09-17 22:00 | 0 | 0.31291 | 0.05237 | 51.7825
2023-09-17 23:00 | 0 | 0.26003 | 0.01474 | 37.9575
2023-09-18 | 0 | 0.17706 | 0.02312 | 22.3633
2023-09-18 01:00 | 0 | 0.095186 | 0.02016 | 27.9658
2023-09-18 02:00 | 0 | 0.047054 | 0.02271 | 8.5008
2023-09-18 03:00 | 0 | 0.010055 | 0.01808 | 6.3625
2023-09-18 04:00 | 0 | 0.003849 | 0.01781 | 3.33
2023-09-18 05:00 | 0 | 0.010062 | 0.01973 | -3.22
2023-09-18 06:00 | 0 | 0.006258 | 0.02424 | 6.6542
2023-09-18 07:00 | 0 | 0.002392 | 0.15947 | 29.6975
2023-09-18 08:00 | 0.3793 | 0.005669 | 0.31648 | 18.03
2023-09-18 09:00 | 0.88679 | 0.00691 | 0.33154 | 0.43583
2023-09-18 10:00 | 0.92181 | 0.004174 | 0.26797 | 41.9017
2023-09-18 11:00 | 0.91758 | 0.026688 | 0.17606 | 16.7033
2023-09-18 12:00 | 0.88655 | 0.075782 | 0.27113 | -21.365
2023-09-18 13:00 | 0.86625 | 0.10784 | 0.34392 | -39.8208
2023-09-18 14:00 | 0.87483 | 0.10376 | 0.37286 | -13.375
2023-09-18 15:00 | 0.89019 | 0.066555 | 0.34995 | 34.9092
2023-09-18 16:00 | 0.89847 | 0.020106 | 0.33368 | 60.6925
2023-09-18 17:00 | 0.84379 | 0.000456 | 0.3306 | 127.8958
2023-09-18 18:00 | 0.3692 | 0.003201 | 0.32452 | 247.97
2023-09-18 19:00 | 0 | 0.083615 | 0.3125 | 279.3792
2023-09-18 20:00 | 0 | 0.28663 | 0.29448 | 132.6725
2023-09-18 21:00 | 0 | 0.37053 | 0.26757 | 87.0958
2023-09-18 22:00 | 0 | 0.43398 | 0.13462 | 86.8517
2023-09-18 23:00 | 0 | 0.56378 | 0.05772 | 109.1642
2023-09-19 | 0 | 0.76349 | 0.03746 | 129.1408
2023-09-19 01:00 | 0 | 0.88453 | 0.01478 | 184.0033
2023-09-19 02:00 | 0 | 0.89551 | 0.01401 | 171.0217
2023-09-19 03:00 | 0 | 0.88609 | 0.01385 | 269.0775
2023-09-19 04:00 | 0 | 0.90999 | 0.0135 | 171.9475
2023-09-19 05:00 | 0 | 0.90245 | 0.01366 | 130.3775
2023-09-19 06:00 | 0 | 0.91421 | 0.0161 | 8.1125
2023-09-19 07:00 | 0.00023709 | 0.91355 | 0.0385 | 32.5317
2023-09-19 08:00 | 0.10785 | 0.91729 | 0.11498 | 12.8442
2023-09-19 09:00 | 0.098748 | 0.92714 | 0.15727 | 10.4692
2023-09-19 10:00 | 0.10574 | 0.91981 | 0.153 | -49.7192
2023-09-19 11:00 | 0.10657 | 0.91032 | 0.14018 | -53.4067
2023-09-19 12:00 | 0.066451 | 0.89364 | 0.0828 | -52.4858
2023-09-19 13:00 | 0.31251 | 0.91995 | 0.02929 | -50.36
2023-09-19 14:00 | 0.33196 | 0.92725 | 0.01935 | -53.1092
2023-09-19 15:00 | 0.12777 | 0.88673 | 0.01973 | -46.5092
2023-09-19 16:00 | 0.11306 | 0.87518 | 0.02119 | -56.5617
2023-09-19 17:00 | 0.060183 | 0.85289 | 0.03136 | -58.7592
2023-09-19 18:00 | 0.0070115 | 0.43072 | 0.02457 | 60.1858
2023-09-19 19:00 | 0 | 0.13034 | 0.02155 | 53.89
2023-09-19 20:00 | 0 | 0.093441 | 0.01982 | 246.5983
2023-09-19 21:00 | 0 | 0.30725 | 0.02502 | 169.8275
2023-09-19 22:00 | 0 | 0.76628 | 0.02021 | 82.8708
2023-09-19 23:00 | 0 | 0.9105 | 0.02011 | -4.02
2023-09-20 | 0 | 0.89755 | 0.01811 | -17.7558
2023-09-20 01:00 | 0 | 0.81325 | 0.01487 | -53
2023-09-20 02:00 | 0 | 0.85077 | 0.01549 | -54.1008
2023-09-20 03:00 | 0 | 0.90213 | 0.01769 | -54.5142
2023-09-20 04:00 | 0 | 0.91021 | 0.01448 | -54.77
2023-09-20 05:00 | 0 | 0.88478 | 0.01482 | -53.275
2023-09-20 06:00 | 0 | 0.89638 | 0.01457 | -52.9133
2023-09-20 07:00 | 0.0004023 | 0.90486 | 0.0192 | -8.3667
2023-09-20 08:00 | 0.067891 | 0.90183 | 0.03959 | -30.8067
2023-09-20 09:00 | 0.17838 | 0.92404 | 0.06127 | -48.7475
2023-09-20 10:00 | 0.22627 | 0.8951 | 0.07479 | -53.8708
2023-09-20 11:00 | 0.44151 | 0.90067 | 0.14534 | -52.64
2023-09-20 12:00 | 0.48401 | 0.89915 | 0.11567 | -74.6658
2023-09-20 13:00 | 0.42498 | 0.91091 | 0.04188 | -77.5433
2023-09-20 14:00 | 0.42111 | 0.89995 | 0.04691 | -51.6067
2023-09-20 15:00 | 0.71479 | 0.86762 | 0.04275 | -46.0575
2023-09-20 16:00 | 0.8649 | 0.84185 | 0.02606 | -26.9592
2023-09-20 17:00 | 0.83061 | 0.79599 | 0.02357 | 23.4358
2023-09-20 18:00 | 0.36415 | 0.64264 | 0.02968 | 101.815
2023-09-20 19:00 | 0 | 0.60541 | 0.11061 | 77.7433
2023-09-20 20:00 | 0 | 0.60622 | 0.18011 | 70.2492
2023-09-20 21:00 | 0 | 0.56074 | 0.2354 | 59.035
2023-09-20 22:00 | 0 | 0.53755 | 0.1535 | 117.2117
2023-09-20 23:00 | 0 | 0.43921 | 0.04319 | 31.5383
2023-09-21 | 0 | 0.31138 | 0.0324 | 13.8608
2023-09-21 01:00 | 0 | 0.20733 | 0.02375 | 9.3808
2023-09-21 02:00 | 0 | 0.20884 | 0.02444 | 8.41
2023-09-21 03:00 | 0 | 0.15583 | 0.01548 | 8.6825
2023-09-21 04:00 | 0 | 0.16876 | 0.01458 | 18.1725
2023-09-21 05:00 | 0 | 0.15226 | 0.02445 | 30.95
2023-09-21 06:00 | 0 | 0.13365 | 0.04208 | 45.39
2023-09-21 07:00 | 0.0010909 | 0.13254 | 0.12989 | 70.9017
2023-09-21 08:00 | 0.29764 | 0.032604 | 0.23636 | 56.3933
2023-09-21 09:00 | 0.62591 | 0.008951 | 0.25002 | 27.66
2023-09-21 10:00 | 0.9092 | 0.002339 | 0.23955 | 7.9342
2023-09-21 11:00 | 0.88671 | 0.002093 | 0.2273 | 29.6692
2023-09-21 12:00 | 0.88109 | 0.001334 | 0.15412 | 10.1175
2023-09-21 13:00 | 0.87338 | 0.00213 | 0.12337 | 11.9908
2023-09-21 14:00 | 0.85719 | 0.00387 | 0.14867 | 4.0242
2023-09-21 15:00 | 0.80573 | 0.032088 | 0.14841 | 10.7142
2023-09-21 16:00 | 0.91424 | 0.057971 | 0.10965 | 8.7208
2023-09-21 17:00 | 0.83522 | 0.066454 | 0.09845 | 39.3867
2023-09-21 18:00 | 0.33909 | 0.098633 | 0.09993 | 184.225
2023-09-21 19:00 | 0 | 0.15893 | 0.1066 | 281.18
2023-09-21 20:00 | 0 | 0.085147 | 0.11525 | 247.8617
2023-09-21 21:00 | 0 | 0.035774 | 0.11698 | 288.4375
2023-09-21 22:00 | 0 | 0.031907 | 0.07966 | 120.4767
2023-09-21 23:00 | 0 | 0.040012 | 0.01717 | 74.5608
2023-09-22 | 0 | 0.090037 | 0.01562 | 72.6317
2023-09-22 01:00 | 0 | 0.17254 | 0.01608 | 75.0475
2023-09-22 02:00 | 0 | 0.19261 | 0.01663 | 68.5058
2023-09-22 03:00 | 0 | 0.18956 | 0.0129 | 54.98
2023-09-22 04:00 | 0 | 0.12862 | 0.01356 | 53.0825
2023-09-22 05:00 | 0 | 0.067013 | 0.01511 | 59.8133
2023-09-22 06:00 | 0 | 0.008211 | 0.057 | 70.4633
2023-09-22 07:00 | 0.0020623 | 0.00226 | 0.19278 | 82.15
2023-09-22 08:00 | 0.28016 | 0.000641 | 0.25914 | 47.0825
2023-09-22 09:00 | 0.69819 | 0.000878 | 0.20682 | 30.725
2023-09-22 10:00 | 0.88449 | 0.003635 | 0.18726 | 32.7558
2023-09-22 11:00 | 0.90416 | 0.025759 | 0.17173 | 24.1333
2023-09-22 12:00 | 0.88489 | 0.13411 | 0.13974 | 16.7375
2023-09-22 13:00 | 0.65164 | 0.29812 | 0.10979 | 3.6925
2023-09-22 14:00 | 0.29735 | 0.5148 | 0.10077 | -5.9067
2023-09-22 15:00 | 0.39209 | 0.45065 | 0.08645 | -24.4033
2023-09-22 16:00 | 0.92315 | 0.2239 | 0.05268 | 8.0517
2023-09-22 17:00 | 0.84553 | 0.26976 | 0.06464 | 50.865
2023-09-22 18:00 | 0.2855 | 0.40455 | 0.06731 | 159.4842
2023-09-22 19:00 | 0 | 0.55365 | 0.11243 | 139.2758
2023-09-22 20:00 | 0 | 0.44828 | 0.15112 | 79.7417
2023-09-22 21:00 | 0 | 0.45102 | 0.08952 | 80.5692
2023-09-22 22:00 | 0 | 0.39909 | 0.01864 | 78.0842
2023-09-22 23:00 | 0 | 0.32766 | 0.01783 | 75.6425
2023-09-23 | 0 | 0.30183 | 0.01861 | 75.8658
2023-09-23 01:00 | 0 | 0.29766 | 0.01882 | 66.9908
2023-09-23 02:00 | 0 | 0.316 | 0.01869 | 61.815
2023-09-23 03:00 | 0 | 0.31608 | 0.01972 | 53.9225
2023-09-23 04:00 | 0 | 0.2557 | 0.0207 | 55.5917
2023-09-23 05:00 | 0 | 0.19803 | 0.02488 | 54.84
2023-09-23 06:00 | 0 | 0.1477 | 0.04901 | 61.7333
2023-09-23 07:00 | 0.0029661 | 0.10975 | 0.15739 | 47.1108
2023-09-23 08:00 | 0.43394 | 0.031622 | 0.28381 | 18.8742
2023-09-23 09:00 | 0.92407 | 0.069983 | 0.24126 | -7.4533
2023-09-23 10:00 | 0.95164 | 0.028395 | 0.20833 | -32.5217
2023-09-23 11:00 | 0.92143 | 0.019424 | 0.23093 | -22.8
2023-09-23 12:00 | 0.8858 | 0.020332 | 0.22311 | -91.65
2023-09-23 13:00 | 0.89305 | 0.026245 | 0.14486 | -145.415
2023-09-23 14:00 | 0.89994 | 0.02948 | 0.17969 | -138.0067
2023-09-23 15:00 | 0.89294 | 0.028628 | 0.1559 | -77.5833
2023-09-23 16:00 | 0.91409 | 0.023608 | 0.13425 | -8.3283
2023-09-23 17:00 | 0.90435 | 0.008266 | 0.14006 | 33.3858
2023-09-23 18:00 | 0.39374 | 0.014299 | 0.07809 | 119.9533
2023-09-23 19:00 | 0 | 0.055399 | 0.03521 | 140.0083
2023-09-23 20:00 | 0 | 0.021324 | 0.02117 | 78.2775
2023-09-23 21:00 | 0 | 0.014849 | 0.01931 | 69.3633
2023-09-23 22:00 | 0 | 0.023419 | 0.01647 | 71.82
2023-09-23 23:00 | 0 | 0.039242 | 0.01671 | 72.9275
2023-09-24 | 0 | 0.0535 | 0.02058 | 62.0733
2023-09-24 01:00 | 0 | 0.057253 | 0.01826 | 63.2058
2023-09-24 02:00 | 0 | 0.059598 | 0.0174 | 56.6767
2023-09-24 03:00 | 0 | 0.10457 | 0.01566 | 55.4583
2023-09-24 04:00 | 0 | 0.092246 | 0.01721 | 55.105
2023-09-24 05:00 | 0 | 0.08482 | 0.04662 | 45.42
2023-09-24 06:00 | 0 | 0.084552 | 0.06646 | 37.005
2023-09-24 07:00 | 0.0028221 | 0.049605 | 0.19927 | 14.3483
2023-09-24 08:00 | 0.12483 | 0.006643 | 0.26713 | -40.0475
2023-09-24 09:00 | 0.20529 | 0.004416 | 0.25763 | -53.8742
2023-09-24 10:00 | 0.38482 | 0.004746 | 0.12923 | -121.2058
2023-09-24 11:00 | 0.44705 | 0.051909 | 0.11605 | -90.7292
2023-09-24 12:00 | 0.56363 | 0.053372 | 0.13177 | -96.5375
2023-09-24 13:00 | 0.72838 | 0.12596 | 0.23577 | -64.2333
2023-09-24 14:00 | 0.72843 | 0.14961 | 0.33475 | -68.965
2023-09-24 15:00 | 0.21588 | 0.17171 | 0.33719 | -85.5183
2023-09-24 16:00 | 0.11706 | 0.26894 | 0.27408 | -60.8925
2023-09-24 17:00 | 0.070576 | 0.33653 | 0.15771 | 13.6717
2023-09-24 18:00 | 0.022327 | 0.2408 | 0.11387 | 165.6533
2023-09-24 19:00 | 0 | 0.20288 | 0.11699 | 151.3708
2023-09-24 20:00 | 0 | 0.14247 | 0.16981 | 88.1392
2023-09-24 21:00 | 0 | 0.068788 | 0.12978 | 58.5217
2023-09-24 22:00 | 0 | 0.00591 | 0.07326 | 47.4967
2023-09-24 23:00 | 0 | 0.018862 | 0.02775 | 34.7283
2023-09-25 | 0 | 0.062096 | 0.01359 | 903.1758
2023-09-25 01:00 | 0 | 0.074652 | 0.01181 | 202.7658
2023-09-25 02:00 | 0 | 0.073519 | 0.01153 | 65.4617
2023-09-25 03:00 | 0 | 0.11274 | 0.01185 | 49.3575
2023-09-25 04:00 | 0 | 0.19064 | 0.01208 | 35.9683
2023-09-25 05:00 | 0 | 0.31803 | 0.01311 | 42.7642
2023-09-25 06:00 | 0 | 0.37204 | 0.02991 | 59.535
2023-09-25 07:00 | 0.0028045 | 0.38489 | 0.10953 | 64.3975
2023-09-25 08:00 | 0.12451 | 0.34954 | 0.18386 | 33.5758
2023-09-25 09:00 | 0.19657 | 0.40701 | 0.22308 | 22.07
2023-09-25 10:00 | 0.30802 | 0.49672 | 0.23257 | -2.9483
2023-09-25 11:00 | 0.36696 | 0.65303 | 0.27675 | -16.1025
2023-09-25 12:00 | 0.47783 | 0.6708 | 0.32322 | -42.9842
2023-09-25 13:00 | 0.48211 | 0.73556 | 0.34772 | -41.21
2023-09-25 14:00 | 0.66562 | 0.82104 | 0.34387 | -30.2167
2023-09-25 15:00 | 0.74636 | 0.83006 | 0.34851 | 5.135
2023-09-25 16:00 | 0.97359 | 0.74848 | 0.36089 | 11.7583
2023-09-25 17:00 | 0.93531 | 0.62126 | 0.38676 | 31.8133
2023-09-25 18:00 | 0.37919 | 0.34874 | 0.38757 | 135.6992
2023-09-25 19:00 | 0 | 0.27682 | 0.37843 | 158.8167
2023-09-25 20:00 | 0 | 0.14956 | 0.33882 | 83.1917
2023-09-25 21:00 | 0 | 0.21351 | 0.31213 | 78.9175
2023-09-25 22:00 | 0 | 0.45216 | 0.19595 | 180.4375
2023-09-25 23:00 | 0 | 0.70767 | 0.06245 | 439.7883
2023-09-26 | 0 | 0.75259 | 0.01991 | 152.6083
2023-09-26 01:00 | 0 | 0.71369 | 0.01387 | 126.0967
2023-09-26 02:00 | 0 | 0.77622 | 0.01271 | 104.7867
2023-09-26 03:00 | 0 | 0.71835 | 0.0117 | 94.2842
2023-09-26 04:00 | 0 | 0.64972 | 0.01187 | 125.9475
2023-09-26 05:00 | 0 | 0.56938 | 0.01292 | 157.2967
2023-09-26 06:00 | 0 | 0.52541 | 0.02805 | 138.2742
2023-09-26 07:00 | 0.0044386 | 0.61158 | 0.12581 | 80.6158
2023-09-26 08:00 | 0.31653 | 0.77505 | 0.19674 | 68.1575
2023-09-26 09:00 | 0.57741 | 0.89932 | 0.21312 | 53.265
2023-09-26 10:00 | 0.56152 | 0.88524 | 0.20678 | 22.25
2023-09-26 11:00 | 0.7596 | 0.87277 | 0.2406 | -2.0342
2023-09-26 12:00 | 0.77743 | 0.87409 | 0.23197 | 6.0008
2023-09-26 13:00 | 0.75659 | 0.88517 | 0.26688 | -36.8208
2023-09-26 14:00 | 0.73784 | 0.87773 | 0.25382 | -22.3675
2023-09-26 15:00 | 0.68583 | 0.84368 | 0.31928 | -0.024167
2023-09-26 16:00 | 0.72536 | 0.85736 | 0.29782 | 11.1867
2023-09-26 17:00 | 0.7374 | 0.87993 | 0.18277 | 103.2917
2023-09-26 18:00 | 0.2844 | 0.85628 | 0.13507 | 217.595
2023-09-26 19:00 | 0 | 0.79552 | 0.14084 | 207.4225
2023-09-26 20:00 | 0 | 0.7471 | 0.17878 | 129.73
2023-09-26 21:00 | 0 | 0.67274 | 0.20169 | 102.2625
2023-09-26 22:00 | 0 | 0.71095 | 0.14201 | 94.4742
2023-09-26 23:00 | 0 | 0.62861 | 0.04803 | 82.04
2023-09-27 | 0 | 0.62456 | 0.03311 | 94.7267
2023-09-27 01:00 | 0 | 0.49679 | 0.01287 | 81.2592
2023-09-27 02:00 | 0 | 0.46092 | 0.01131 | 130.8858
2023-09-27 03:00 | 0 | 0.41407 | 0.01113 | 78.2125
2023-09-27 04:00 | 0 | 0.44948 | 0.01141 | 58.0375
2023-09-27 05:00 | 0 | 0.47408 | 0.01152 | 54.0783
2023-09-27 06:00 | 0 | 0.44795 | 0.01563 | 62.41
2023-09-27 07:00 | 0.011356 | 0.45492 | 0.05695 | 59.0042
2023-09-27 08:00 | 0.23308 | 0.56566 | 0.12293 | 65.9858
2023-09-27 09:00 | 0.41947 | 0.6672 | 0.13539 | 50.6583
2023-09-27 10:00 | 0.36291 | 0.56652 | 0.11408 | 23.4967
2023-09-27 11:00 | 0.69652 | 0.43328 | 0.11266 | 6.0958
2023-09-27 12:00 | 0.57388 | 0.43049 | 0.13628 | -33.87
2023-09-27 13:00 | 0.65896 | 0.41452 | 0.1271 | -50.2167
2023-09-27 14:00 | 0.85329 | 0.44617 | 0.11146 | -51.2275
2023-09-27 15:00 | 0.81482 | 0.46934 | 0.12337 | -49.6567
2023-09-27 16:00 | 0.75164 | 0.54865 | 0.10539 | -43.3767
2023-09-27 17:00 | 0.8177 | 0.64077 | 0.12018 | 6.3458
2023-09-27 18:00 | 0.30664 | 0.69191 | 0.18204 | 69.7383
2023-09-27 19:00 | 0.00040159 | 0.70358 | 0.22653 | 124.3133
2023-09-27 20:00 | 0 | 0.59566 | 0.23671 | 91.575
2023-09-27 21:00 | 0 | 0.5459 | 0.21746 | 72.8242
2023-09-27 22:00 | 0 | 0.4491 | 0.07103 | 69.8242
2023-09-27 23:00 | 0 | 0.39513 | 0.01488 | 72.0542
2023-09-28 | 0 | 0.35326 | 0.01303 | 73.2067
2023-09-28 01:00 | 0 | 0.36555 | 0.01282 | 68.0717
2023-09-28 02:00 | 0 | 0.35597 | 0.01331 | 59.1308
2023-09-28 03:00 | 0 | 0.25827 | 0.0141 | 50.0192
2023-09-28 04:00 | 0 | 0.17139 | 0.01441 | 52.7933
2023-09-28 05:00 | 0 | 0.12376 | 0.01259 | 67.2542
2023-09-28 06:00 | 0 | 0.09043 | 0.04705 | 70.32
2023-09-28 07:00 | 0.025426 | 0.089882 | 0.18851 | 69.19
2023-09-28 08:00 | 0.45168 | 0.04637 | 0.2961 | 45.5
2023-09-28 09:00 | 0.94822 | 0.006517 | 0.34831 | 19.87
2023-09-28 10:00 | 0.97929 | 0.000478 | 0.35038 | -4.9108
2023-09-28 11:00 | 0.97538 | 0.010897 | 0.3252 | -16.1258
2023-09-28 12:00 | 0.92799 | 0.025862 | 0.27484 | -58.76
2023-09-28 13:00 | 0.90775 | 0.059365 | 0.23318 | -64.0883
2023-09-28 14:00 | 0.92343 | 0.11308 | 0.22328 | -52.625
2023-09-28 15:00 | 0.95162 | 0.15575 | 0.19188 | -50.865
2023-09-28 16:00 | 0.97493 | 0.22988 | 0.14917 | -8.0108
2023-09-28 17:00 | 0.93398 | 0.35793 | 0.1196 | 35.6925
2023-09-28 18:00 | 0.41442 | 0.48004 | 0.16024 | 116.4083
2023-09-28 19:00 | 0.00093783 | 0.61056 | 0.17211 | 157.0492
2023-09-28 20:00 | 0 | 0.54461 | 0.1529 | 210.9633
2023-09-28 21:00 | 0 | 0.53538 | 0.1667 | 139.7075
2023-09-28 22:00 | 0 | 0.49102 | 0.11687 | 135.7925
2023-09-28 23:00 | 0 | 0.3493 | 0.06699 | 104.6958
2023-09-29 | 0 | 0.25117 | 0.04841 | 78.2592
2023-09-29 01:00 | 0 | 0.14092 | 0.02396 | 81.9692
2023-09-29 02:00 | 0 | 0.080889 | 0.01592 | 84.5017
2023-09-29 03:00 | 0 | 0.066902 | 0.02457 | 70.7992
2023-09-29 04:00 | 0 | 0.024196 | 0.03641 | 58.2558
2023-09-29 05:00 | 0 | 0.03033 | 0.053 | 60.7817
2023-09-29 06:00 | 0 | 0.032156 | 0.07434 | 57.7767
2023-09-29 07:00 | 0.031329 | 0.044928 | 0.19341 | 22.5333
2023-09-29 08:00 | 0.33521 | 0.019875 | 0.31111 | -47.8983
2023-09-29 09:00 | 0.80143 | 0.003781 | 0.37728 | -51.6758
2023-09-29 10:00 | 0.93352 | 0.005878 | 0.38315 | -57.3542
2023-09-29 11:00 | 0.94877 | 0.000368 | 0.38342 | -60.965
2023-09-29 12:00 | 0.92461 | 0.004402 | 0.35717 | -65.3425
2023-09-29 13:00 | 0.90542 | 0.000418 | 0.33168 | -58.0125
2023-09-29 14:00 | 0.94029 | 0.011797 | 0.28613 | -68.9658
2023-09-29 15:00 | 0.96191 | 0.045012 | 0.25411 | -67.1158
2023-09-29 16:00 | 0.96549 | 0.077608 | 0.19815 | -57.5208
2023-09-29 17:00 | 0.91618 | 0.15617 | 0.19662 | 48.2725
2023-09-29 18:00 | 0.41498 | 0.28413 | 0.15284 | 144.435
2023-09-29 19:00 | 0.00091169 | 0.48221 | 0.08403 | 131.1792
2023-09-29 20:00 | 0 | 0.48804 | 0.07254 | 125.9133
2023-09-29 21:00 | 0 | 0.43282 | 0.10248 | 147.3733
2023-09-29 22:00 | 0 | 0.30847 | 0.02376 | 151.3642
2023-09-29 23:00 | 0 | 0.15764 | 0.01968 | 170.4325
2023-09-30 | 0 | 0.1203 | 0.0146 | 150.3925
2023-09-30 01:00 | 0 | 0.088041 | 0.01146 | 75.0225
2023-09-30 02:00 | 0 | 0.06057 | 0.01108 | 52.74
2023-09-30 03:00 | 0 | 0.053207 | 0.01125 | 69.93
2023-09-30 04:00 | 0 | 0.064754 | 0.01223 | 403.3625
2023-09-30 05:00 | 0 | 0.078994 | 0.01148 | 18.8567
2023-09-30 06:00 | 0 | 0.10013 | 0.01189 | 9.135
2023-09-30 07:00 | 0.040785 | 0.087949 | 0.03404 | -8.305
2023-09-30 08:00 | 0.45427 | 0.028333 | 0.13829 | -61.9992
2023-09-30 09:00 | 0.93576 | 0.012831 | 0.09447 | -59.745
2023-09-30 10:00 | 0.95539 | 0.004189 | 0.02137 | -80.52
2023-09-30 11:00 | 0.93891 | 0.002787 | 0.01505 | -92.9467
2023-09-30 12:00 | 0.93748 | 6.4e-05 | 0.01646 | -58.575
2023-09-30 13:00 | 0.92816 | 0.007356 | 0.0175 | -78.345
2023-09-30 14:00 | 0.92894 | 0.042125 | 0.03608 | -81.3517
2023-09-30 15:00 | 0.95362 | 0.10413 | 0.02828 | -109.3358
2023-09-30 16:00 | 0.9616 | 0.13722 | 0.07226 | -58.5408
2023-09-30 17:00 | 0.91351 | 0.16834 | 0.1224 | -51.8742
2023-09-30 18:00 | 0.41246 | 0.20858 | 0.12242 | 123.2683
2023-09-30 19:00 | 0.0015349 | 0.32451 | 0.08393 | 104.0733
2023-09-30 20:00 | 0 | 0.5421 | 0.05708 | 51.16
2023-09-30 21:00 | 0 | 0.48489 | 0.10357 | 8.9167
2023-09-30 22:00 | 0 | 0.22788 | 0.09438 | -21.0725
2023-09-30 23:00 | 0 | 0.075133 | 0.05266 | -48.6092
2023-10-01 | 0 | 0.043762 | 0.02318 | -34.7917
2023-10-01 01:00 | 0 | 0.03256 | 0.01567 | -35.95
2023-10-01 02:00 | 0 | 0.073954 | 0.01442 | -24.4775
2023-10-01 03:00 | 0 | 0.1216 | 0.01414 | -45.53
2023-10-01 04:00 | 0 | 0.17356 | 0.01551 | -49.0317
2023-10-01 05:00 | 0 | 0.211 | 0.03088 | -44.0317
2023-10-01 06:00 | 0 | 0.22168 | 0.05304 | -43.9083
2023-10-01 07:00 | 0.043091 | 0.28617 | 0.10932 | -59.3417
2023-10-01 08:00 | 0.44019 | 0.2959 | 0.22776 | -64.345
2023-10-01 09:00 | 0.91925 | 0.20969 | 0.21 | -57.8775
2023-10-01 10:00 | 0.93681 | 0.24417 | 0.11265 | -56.0158
2023-10-01 11:00 | 0.92324 | 0.22746 | 0.10041 | -53.7092
2023-10-01 12:00 | 0.83084 | 0.091886 | 0.10057 | -52.6833
2023-10-01 13:00 | 0.68485 | 0.034177 | 0.09943 | -53.6633
2023-10-01 14:00 | 0.51475 | 0.022453 | 0.09824 | -97.9983
2023-10-01 15:00 | 0.50184 | 0.023144 | 0.09764 | -87.7017
2023-10-01 16:00 | 0.66321 | 0.05962 | 0.09867 | -22.9975
2023-10-01 17:00 | 0.54178 | 0.11515 | 0.09921 | 51.0225
2023-10-01 18:00 | 0.37077 | 0.1581 | 0.10905 | 59.0158
2023-10-01 19:00 | 0.00084291 | 0.20703 | 0.12595 | 57.765
2023-10-01 20:00 | 0 | 0.31104 | 0.11768 | 43.7017
2023-10-01 21:00 | 0 | 0.38513 | 0.05588 | 44.2333
2023-10-01 22:00 | 0 | 0.44312 | 0.04871 | 45.375
2023-10-01 23:00 | 0 | 0.51867 | 0.02609 | 47.1008
2023-10-02 | 0 | 0.68201 | 0.01738 | 43.825
2023-10-02 01:00 | 0 | 0.71152 | 0.01306 | 36.1067
2023-10-02 02:00 | 0 | 0.72706 | 0.01211 | 33.275
2023-10-02 03:00 | 0 | 0.76661 | 0.01222 | 32.6125
2023-10-02 04:00 | 0 | 0.78564 | 0.01174 | 41.2692
2023-10-02 05:00 | 0 | 0.65799 | 0.01194 | 52.265
2023-10-02 06:00 | 0 | 0.65314 | 0.0118 | 47.3358
2023-10-02 07:00 | 0.020641 | 0.6881 | 0.01406 | 24.5842
2023-10-02 08:00 | 0.12033 | 0.5948 | 0.03438 | 5.88
2023-10-02 09:00 | 0.15887 | 0.7028 | 0.03763 | -44.7275
2023-10-02 10:00 | 0.20629 | 0.73647 | 0.02942 | -44.84
2023-10-02 11:00 | 0.18513 | 0.69877 | 0.02179 | -60.5208
2023-10-02 12:00 | 0.18671 | 0.60602 | 0.01623 | -80.0867
2023-10-02 13:00 | 0.23973 | 0.369 | 0.01734 | -99.405
2023-10-02 14:00 | 0.27641 | 0.22094 | 0.01733 | -88.7975
2023-10-02 15:00 | 0.26718 | 0.18763 | 0.02095 | -73.775
2023-10-02 16:00 | 0.18602 | 0.16482 | 0.08898 | -59.025
2023-10-02 17:00 | 0.065396 | 0.12329 | 0.1332 | 7.805
2023-10-02 18:00 | 0.014952 | 0.21988 | 0.17342 | 59.4625
2023-10-02 19:00 | 0 | 0.28806 | 0.22704 | 37.9858
2023-10-02 20:00 | 0 | 0.5515 | 0.23414 | 32.2683
2023-10-02 21:00 | 0 | 0.62216 | 0.20829 | 42.7592
2023-10-02 22:00 | 0 | 0.67071 | 0.09784 | 5.3842
2023-10-02 23:00 | 0 | 0.58635 | 0.03141 | 19.8183
2023-10-03 | 0 | 0.4963 | 0.01844 | -6.9858
2023-10-03 01:00 | 0 | 0.61852 | 0.01384 | 5.2383
2023-10-03 02:00 | 0 | 0.64576 | 0.01344 | 26.9217
2023-10-03 03:00 | 0 | 0.67437 | 0.01255 | 33.7133
2023-10-03 04:00 | 0 | 0.64403 | 0.01286 | 43.7275
2023-10-03 05:00 | 0 | 0.71049 | 0.01549 | 45.8533
2023-10-03 06:00 | 0 | 0.81766 | 0.02112 | 50.9933
2023-10-03 07:00 | 0.0070037 | 0.86824 | 0.06203 | 34.1042
2023-10-03 08:00 | 0.080902 | 0.91029 | 0.12851 | 33.6717
2023-10-03 09:00 | 0.26053 | 0.89109 | 0.17111 | 58.2867
2023-10-03 10:00 | 0.28507 | 0.80008 | 0.24153 | 34.5283
2023-10-03 11:00 | 0.22797 | 0.87958 | 0.22931 | 32.06
2023-10-03 12:00 | 0.24624 | 0.92155 | 0.1885 | -27.84
2023-10-03 13:00 | 0.29664 | 0.92039 | 0.27363 | -40.6617
2023-10-03 14:00 | 0.34709 | 0.88409 | 0.30512 | 37.3517
2023-10-03 15:00 | 0.20089 | 0.78823 | 0.32409 | 84.9442
2023-10-03 16:00 | 0.12292 | 0.84249 | 0.27234 | 65.4283
2023-10-03 17:00 | 0.12603 | 0.86409 | 0.25237 | 142.0992
2023-10-03 18:00 | 0.05371 | 0.89454 | 0.22515 | 173.2908
2023-10-03 19:00 | 0 | 0.89058 | 0.29504 | 95.9692
2023-10-03 20:00 | 0 | 0.90812 | 0.26166 | 62.3783
2023-10-03 21:00 | 0 | 0.90116 | 0.18765 | 61.3992
2023-10-03 22:00 | 0 | 0.87619 | 0.11048 | 61.1458
2023-10-03 23:00 | 0 | 0.86951 | 0.0367 | 65.375
2023-10-04 | 0 | 0.73938 | 0.01458 | 65.085
2023-10-04 01:00 | 0 | 0.45966 | 0.01237 | 65.2617
2023-10-04 02:00 | 0 | 0.18491 | 0.01156 | 58.1433
2023-10-04 03:00 | 0 | 0.080892 | 0.01263 | 59.2792
2023-10-04 04:00 | 0 | 0.045566 | 0.01889 | 60.2392
2023-10-04 05:00 | 0 | 0.01987 | 0.01955 | 123.695
2023-10-04 06:00 | 0 | 0.01588 | 0.02785 | 78.7633
2023-10-04 07:00 | 0.059561 | 0.020326 | 0.03977 | 117.1833
2023-10-04 08:00 | 0.42454 | 0.041469 | 0.05351 | 85.3017
2023-10-04 09:00 | 0.76379 | 0.048978 | 0.06719 | 50.4883
2023-10-04 10:00 | 0.69509 | 0.091994 | 0.10452 | -35.3175
2023-10-04 11:00 | 0.84287 | 0.13007 | 0.10208 | -49.535
2023-10-04 12:00 | 0.74711 | 0.16703 | 0.10736 | -67.0392
2023-10-04 13:00 | 0.65731 | 0.13769 | 0.11771 | -64.6617
2023-10-04 14:00 | 0.66134 | 0.10532 | 0.14431 | -95.9233
2023-10-04 15:00 | 0.78056 | 0.087144 | 0.18595 | -81.4808
2023-10-04 16:00 | 0.81635 | 0.091394 | 0.19092 | -40.9508
2023-10-04 17:00 | 0.7393 | 0.096869 | 0.1777 | -19.365
2023-10-04 18:00 | 0.35403 | 0.070997 | 0.19389 | 87.1975
2023-10-04 19:00 | 0.0020014 | 0.047053 | 0.25062 | 95.1283
2023-10-04 20:00 | 0 | 0.16934 | 0.25799 | 69.9758
2023-10-04 21:00 | 0 | 0.13229 | 0.21952 | 59.7367
2023-10-04 22:00 | 0 | 0.074869 | 0.15891 | 59.3842
2023-10-04 23:00 | 0 | 0.022565 | 0.09777 | 59.8492
2023-10-05 | 0 | 0.00118 | 0.09246 | 60.4992
2023-10-05 01:00 | 0 | 0.000583 | 0.08707 | 40.7325
2023-10-05 02:00 | 0 | 0.002499 | 0.04925 | 32.8133
2023-10-05 03:00 | 0 | 0.004151 | 0.03024 | 29.5683
2023-10-05 04:00 | 0 | 0.003693 | 0.02376 | 50.8225
2023-10-05 05:00 | 0 | 0.003629 | 0.01771 | 66.3025
2023-10-05 06:00 | 0 | 0.042047 | 0.03631 | 69.4292
2023-10-05 07:00 | 0.063078 | 0.11485 | 0.12981 | 29.3158
2023-10-05 08:00 | 0.32001 | 0.19986 | 0.21216 | -15.9025
2023-10-05 09:00 | 0.85432 | 0.15082 | 0.24418 | -52.1267
2023-10-05 10:00 | 0.96462 | 0.13604 | 0.29026 | -57.8342
2023-10-05 11:00 | 0.95885 | 0.27673 | 0.29115 | -59.4667
2023-10-05 12:00 | 0.85176 | 0.34277 | 0.25707 | -34.02
2023-10-05 13:00 | 0.79146 | 0.3441 | 0.26626 | -29.275
2023-10-05 14:00 | 0.85567 | 0.39647 | 0.29414 | -11.165
2023-10-05 15:00 | 0.4909 | 0.4491 | 0.29575 | 15.34
2023-10-05 16:00 | 0.58503 | 0.40333 | 0.31723 | 32.84
2023-10-05 17:00 | 0.28337 | 0.39949 | 0.33907 | 62.4075
2023-10-05 18:00 | 0.041763 | 0.50306 | 0.3559 | 95.5525
2023-10-05 19:00 | 0 | 0.73637 | 0.35324 | 68.6067
2023-10-05 20:00 | 0 | 0.80414 | 0.31443 | 90.6342
2023-10-05 21:00 | 0 | 0.80238 | 0.23162 | 58.0958
2023-10-05 22:00 | 0 | 0.70463 | 0.10754 | 57.1167
2023-10-05 23:00 | 0 | 0.20028 | 0.0157 | 59.3433
2023-10-06 | 0 | 0.093258 | 0.01613 | 64.205
2023-10-06 01:00 | 0 | 0.028728 | 0.01493 | 53.855
2023-10-06 02:00 | 0 | 0.011291 | 0.01431 | 56.6208
2023-10-06 03:00 | 0 | 0.21134 | 0.01362 | 59.05
2023-10-06 04:00 | 0 | 0.61264 | 0.0125 | 65.03
2023-10-06 05:00 | 0 | 0.70884 | 0.01188 | 77.8383
2023-10-06 06:00 | 0 | 0.6735 | 0.01932 | 72.2058
2023-10-06 07:00 | 0.044132 | 0.68663 | 0.06936 | 53.9475
2023-10-06 08:00 | 0.38408 | 0.54395 | 0.17526 | 25.4058
2023-10-06 09:00 | 0.92697 | 0.56634 | 0.19691 | 6.0733
2023-10-06 10:00 | 0.99113 | 0.48608 | 0.13717 | 18.1175
2023-10-06 11:00 | 1 | 0.41909 | 0.07075 | 2.0133
2023-10-06 12:00 | 0.97977 | 0.36135 | 0.0506 | -14.1617
2023-10-06 13:00 | 0.96332 | 0.28192 | 0.04944 | -14.5017
2023-10-06 14:00 | 0.9024 | 0.26516 | 0.04863 | -37.2442
2023-10-06 15:00 | 0.94653 | 0.37031 | 0.04917 | -26.8733
2023-10-06 16:00 | 0.92361 | 0.53297 | 0.04935 | 9.4533
2023-10-06 17:00 | 0.60196 | 0.60211 | 0.05229 | 55.4767
2023-10-06 18:00 | 0.2839 | 0.55775 | 0.05367 | 87.2583
2023-10-06 19:00 | 0.0019607 | 0.61252 | 0.05546 | 70.2825
2023-10-06 20:00 | 0 | 0.6944 | 0.05628 | 58.5958
2023-10-06 21:00 | 0 | 0.72419 | 0.04961 | 48.0733
2023-10-06 22:00 | 0 | 0.6465 | 0.02458 | 48.795
2023-10-06 23:00 | 0 | 0.59509 | 0.01365 | 48.7625
2023-10-07 | 0 | 0.55036 | 0.01222 | 48.8225
2023-10-07 01:00 | 0 | 0.39735 | 0.01257 | 43.2208
2023-10-07 02:00 | 0 | 0.31555 | 0.01279 | 22.6833
2023-10-07 03:00 | 0 | 0.21609 | 0.01367 | 40.6892
2023-10-07 04:00 | 0 | 0.22191 | 0.01455 | 38.855
2023-10-07 05:00 | 0 | 0.19346 | 0.01574 | 49.3617
2023-10-07 06:00 | 0 | 0.17166 | 0.02212 | 37.205
2023-10-07 07:00 | 0.065939 | 0.14031 | 0.05952 | 11.3983
2023-10-07 08:00 | 0.43771 | 0.082008 | 0.11366 | 0.18417
2023-10-07 09:00 | 0.86006 | 0.21589 | 0.0818 | -15.7558
2023-10-07 10:00 | 0.64858 | 0.24877 | 0.04878 | -9.1183
2023-10-07 11:00 | 0.37823 | 0.28399 | 0.05263 | 7.0375
2023-10-07 12:00 | 0.48164 | 0.36575 | 0.06071 | -2.1317
2023-10-07 13:00 | 0.6335 | 0.40783 | 0.07067 | -1.0933
2023-10-07 14:00 | 0.81366 | 0.4236 | 0.06973 | 9.6908
2023-10-07 15:00 | 0.9892 | 0.53647 | 0.05649 | 18.4917
2023-10-07 16:00 | 1 | 0.52855 | 0.08194 | 30.2342
2023-10-07 17:00 | 0.97204 | 0.53874 | 0.10031 | 63.5217
2023-10-07 18:00 | 0.43793 | 0.47702 | 0.12289 | 79.4158
2023-10-07 19:00 | 0.0040389 | 0.51886 | 0.19331 | 61.5592
2023-10-07 20:00 | 0 | 0.45938 | 0.23871 | 52.5975
2023-10-07 21:00 | 0 | 0.39594 | 0.09485 | 53.8542
2023-10-07 22:00 | 0 | 0.38174 | 0.0191 | 53.3417
2023-10-07 23:00 | 0 | 0.27298 | 0.0157 | 54.1683
2023-10-08 | 0 | 0.24452 | 0.01419 | 51.835
2023-10-08 01:00 | 0 | 0.19539 | 0.01359 | 43.9733
2023-10-08 02:00 | 0 | 0.15324 | 0.01294 | 46.2433
2023-10-08 03:00 | 0 | 0.1332 | 0.01324 | 46.15
2023-10-08 04:00 | 0 | 0.11792 | 0.01343 | 49.17
2023-10-08 05:00 | 0 | 0.10218 | 0.01411 | 57.5667
2023-10-08 06:00 | 0 | 0.055697 | 0.03387 | 45.7508
2023-10-08 07:00 | 0.095954 | 0.013873 | 0.12857 | 23.4675
2023-10-08 08:00 | 0.485 | 0.000623 | 0.22438 | 1.7333
2023-10-08 09:00 | 0.96408 | 0.000761 | 0.24253 | 1.3558
2023-10-08 10:00 | 0.99874 | 0.000687 | 0.23637 | -0.96167
2023-10-08 11:00 | 0.98322 | 0.001719 | 0.17409 | -2.8825
2023-10-08 12:00 | 0.95634 | 0.003317 | 0.12854 | -24.7325
2023-10-08 13:00 | 0.96097 | 0.003069 | 0.13308 | -32.2117
2023-10-08 14:00 | 0.95752 | 0.000678 | 0.20675 | -15.825
2023-10-08 15:00 | 0.9794 | 0.000638 | 0.22334 | 8.6675
2023-10-08 16:00 | 0.99006 | 0.00523 | 0.15421 | 32.4558
2023-10-08 17:00 | 0.91895 | 0.030704 | 0.10543 | 83.9275
2023-10-08 18:00 | 0.43017 | 0.10872 | 0.12632 | 120.2
2023-10-08 19:00 | 0.0042594 | 0.3086 | 0.15044 | 81.95
2023-10-08 20:00 | 0 | 0.40428 | 0.19104 | 67.7267
2023-10-08 21:00 | 0 | 0.387 | 0.17953 | 55.2775
2023-10-08 22:00 | 0 | 0.2625 | 0.10143 | 55.1875
2023-10-08 23:00 | 0 | 0.14667 | 0.04136 | 57.4867
2023-10-09 | 0 | 0.076455 | 0.0156 | 59.3925
2023-10-09 01:00 | 0 | 0.058381 | 0.01393 | 55.6533
2023-10-09 02:00 | 0 | 0.055895 | 0.01272 | 39.4342
2023-10-09 03:00 | 0 | 0.05775 | 0.01228 | 38.93
2023-10-09 04:00 | 0 | 0.071189 | 0.01169 | 56.3017
2023-10-09 05:00 | 0 | 0.11147 | 0.01225 | 64.4883
2023-10-09 06:00 | 0 | 0.19864 | 0.01672 | 100.8133
2023-10-09 07:00 | 0.094313 | 0.28003 | 0.06453 | 66.7675
2023-10-09 08:00 | 0.37911 | 0.3065 | 0.12225 | 58.2658
2023-10-09 09:00 | 0.8199 | 0.29124 | 0.091 | 28.9008
2023-10-09 10:00 | 0.89782 | 0.54351 | 0.05396 | 12.445
2023-10-09 11:00 | 0.80127 | 0.54761 | 0.04772 | -10.0267
2023-10-09 12:00 | 0.92873 | 0.47231 | 0.04858 | -32.2917
2023-10-09 13:00 | 0.77229 | 0.50152 | 0.04922 | -16.4442
2023-10-09 14:00 | 0.73628 | 0.55077 | 0.05622 | 0.995
2023-10-09 15:00 | 0.70085 | 0.49895 | 0.08044 | 9.355
2023-10-09 16:00 | 0.3703 | 0.34746 | 0.09621 | 26.6267
2023-10-09 17:00 | 0.28925 | 0.23134 | 0.10021 | 89.3217
2023-10-09 18:00 | 0.09289 | 0.13922 | 0.11172 | 123.505
2023-10-09 19:00 | 0.00083868 | 0.12718 | 0.15184 | 73.4108
2023-10-09 20:00 | 0 | 0.050803 | 0.17094 | 58.12
2023-10-09 21:00 | 0 | 0.072094 | 0.11359 | 49.4142
2023-10-09 22:00 | 0 | 0.14959 | 0.04469 | 38.2375
2023-10-09 23:00 | 0 | 0.23919 | 0.01645 | 45.7658
2023-10-10 | 0 | 0.57126 | 0.0151 | 56.5075
2023-10-10 01:00 | 0 | 0.7037 | 0.01678 | 54.535
2023-10-10 02:00 | 0 | 0.72409 | 0.0141 | 45.5075
2023-10-10 03:00 | 0 | 0.76691 | 0.01347 | 48.8492
2023-10-10 04:00 | 0 | 0.75819 | 0.01394 | 58.9733
2023-10-10 05:00 | 0 | 0.7694 | 0.03046 | 74.1883
2023-10-10 06:00 | 0 | 0.74236 | 0.11062 | 76.5108
2023-10-10 07:00 | 0.028895 | 0.76419 | 0.23674 | 65.7092
2023-10-10 08:00 | 0.1269 | 0.86337 | 0.33825 | 47.6867
2023-10-10 09:00 | 0.24028 | 0.75518 | 0.37837 | 34.2308
2023-10-10 10:00 | 0.33217 | 0.69517 | 0.38056 | 26.6533
2023-10-10 11:00 | 0.62271 | 0.83643 | 0.3814 | 28.06
2023-10-10 12:00 | 0.96385 | 0.87281 | 0.36041 | 21.6992
2023-10-10 13:00 | 0.93834 | 0.85945 | 0.35207 | 17.0992
2023-10-10 14:00 | 0.93474 | 0.86923 | 0.34159 | 22.0742
2023-10-10 15:00 | 0.96593 | 0.85096 | 0.27003 | 39.5717
2023-10-10 16:00 | 0.96315 | 0.83181 | 0.20754 | 51.6658
2023-10-10 17:00 | 0.83888 | 0.75708 | 0.15162 | 136.7783
2023-10-10 18:00 | 0.30029 | 0.70881 | 0.05704 | 176.1733
2023-10-10 19:00 | 0.0024974 | 0.68115 | 0.02989 | 150.5042
2023-10-10 20:00 | 0 | 0.75845 | 0.02576 | 111.3742
2023-10-10 21:00 | 0 | 0.61167 | 0.02211 | 114.3733
2023-10-10 22:00 | 0 | 0.54275 | 0.01867 | 74.5308
2023-10-10 23:00 | 0 | 0.66364 | 0.01744 | 122.5867
2023-10-11 | 0 | 0.63044 | 0.01694 | 81.8933
2023-10-11 01:00 | 0 | 0.41124 | 0.01604 | 52.5683
2023-10-11 02:00 | 0 | 0.078299 | 0.01019 | 58.7242
2023-10-11 03:00 | 0 | 0.001181 | 0.01094 | 48.6392
2023-10-11 04:00 | 0 | 0.053039 | 0.01177 | 50.7975
2023-10-11 05:00 | 0 | 0.08776 | 0.01168 | 61.05
2023-10-11 06:00 | 0 | 0.031852 | 0.01401 | 47.8325
2023-10-11 07:00 | 0.010746 | 0.00501 | 0.03076 | 10.6525
2023-10-11 08:00 | 0.055478 | 0.002504 | 0.07116 | -41.5267
2023-10-11 09:00 | 0.085411 | 0.024025 | 0.08707 | -51.3708
2023-10-11 10:00 | 0.12183 | 0.022767 | 0.03524 | -49.5567
2023-10-11 11:00 | 0.15084 | 0.054887 | 0.10445 | -51.7175
2023-10-11 12:00 | 0.1786 | 0.10409 | 0.07829 | -50.3183
2023-10-11 13:00 | 0.12539 | 0.041238 | 0.10411 | -49.235
2023-10-11 14:00 | 0.12383 | 0.006366 | 0.05892 | -51.9058
2023-10-11 15:00 | 0.099969 | 0.019117 | 0.0313 | -45.9075
2023-10-11 16:00 | 0.07196 | 0.072495 | 0.01885 | -24.3375
2023-10-11 17:00 | 0.030559 | 0.067083 | 0.01837 | 52.4717
2023-10-11 18:00 | 0.019827 | 0.048059 | 0.01844 | 33.4808
2023-10-11 19:00 | 0.00037847 | 0.050063 | 0.01774 | 23.3033
2023-10-11 20:00 | 0 | 0.1343 | 0.01775 | 6.9208
2023-10-11 21:00 | 0 | 0.056237 | 0.01511 | 27.4975
2023-10-11 22:00 | 0 | 0.00568 | 0.01387 | 8.1633
2023-10-11 23:00 | 0 | 0.002252 | 0.01233 | 33.9775
2023-10-12 | 0 | 0.00147 | 0.01209 | 11.3192
2023-10-12 01:00 | 0 | 0.049223 | 0.0116 | 1.6167
2023-10-12 02:00 | 0 | 0.077741 | 0.01264 | 4.6433
2023-10-12 03:00 | 0 | 0.056559 | 0.01343 | 9.9083
2023-10-12 04:00 | 0 | 0.076645 | 0.01318 | 22.0867
2023-10-12 05:00 | 0 | 0.087964 | 0.01345 | 33.0792
2023-10-12 06:00 | 0 | 0.041606 | 0.01488 | 17.6008
2023-10-12 07:00 | 0.012269 | 0.009601 | 0.01481 | 15.3425
2023-10-12 08:00 | 0.052478 | 0.039738 | 0.01652 | -48.9733
2023-10-12 09:00 | 0.094295 | 0.078311 | 0.0545 | -50.7575
2023-10-12 10:00 | 0.14406 | 0.1183 | 0.0676 | -48.4742
2023-10-12 11:00 | 0.31943 | 0.24737 | 0.04881 | -52.4625
2023-10-12 12:00 | 0.31311 | 0.38491 | 0.07104 | -62.3933
2023-10-12 13:00 | 0.59342 | 0.46862 | 0.1015 | -100.995
2023-10-12 14:00 | 0.86538 | 0.44509 | 0.13536 | -82.8758
2023-10-12 15:00 | 0.49506 | 0.51682 | 0.12292 | -53.6683
2023-10-12 16:00 | 0.35468 | 0.73089 | 0.13307 | -61.3717
2023-10-12 17:00 | 0.43317 | 0.88098 | 0.19375 | -109.9933
2023-10-12 18:00 | 0.12479 | 0.77573 | 0.14656 | 31.8783
2023-10-12 19:00 | 0.0064717 | 0.8555 | 0.12644 | 45.6292
2023-10-12 20:00 | 0 | 0.72445 | 0.13332 | 38.5492
2023-10-12 21:00 | 0 | 0.73221 | 0.18141 | 40.0308
2023-10-12 22:00 | 0 | 0.82026 | 0.11955 | 31.5733
2023-10-12 23:00 | 0 | 0.86328 | 0.02227 | 29.6283
2023-10-13 | 0 | 0.85608 | 0.01769 | 25.3175
2023-10-13 01:00 | 0 | 0.88015 | 0.01787 | 14.6808
2023-10-13 02:00 | 0 | 0.84034 | 0.0158 | 15.2108
2023-10-13 03:00 | 0 | 0.83854 | 0.01482 | 18.9225
2023-10-13 04:00 | 0 | 0.76491 | 0.01309 | 27.2883
2023-10-13 05:00 | 0 | 0.66282 | 0.01337 | 32.0725
2023-10-13 06:00 | 0 | 0.42941 | 0.01436 | 17.8975
2023-10-13 07:00 | 0.10262 | 0.34018 | 0.02554 | 6.6675
2023-10-13 08:00 | 0.49374 | 0.42897 | 0.10905 | 3.67
2023-10-13 09:00 | 0.86885 | 0.4537 | 0.1561 | -12.5258
2023-10-13 10:00 | 0.66613 | 0.34562 | 0.15581 | -14.3792
2023-10-13 11:00 | 0.60196 | 0.3782 | 0.11407 | -49.2983
2023-10-13 12:00 | 0.51278 | 0.29709 | 0.05993 | -49.8467
2023-10-13 13:00 | 0.60323 | 0.18121 | 0.06172 | -43.0675
2023-10-13 14:00 | 0.6624 | 0.10016 | 0.11457 | -43.69
2023-10-13 15:00 | 0.6811 | 0.093613 | 0.10979 | -39.9292
2023-10-13 16:00 | 0.56065 | 0.071139 | 0.12248 | 9.2633
2023-10-13 17:00 | 0.34031 | 0.059677 | 0.14116 | 44.0608
2023-10-13 18:00 | 0.12083 | 0.031094 | 0.138 | 61.9683
2023-10-13 19:00 | 0.0033232 | 0.037383 | 0.13461 | 45.0158
2023-10-13 20:00 | 0 | 0.023625 | 0.13827 | 42.35
2023-10-13 21:00 | 0 | 0.028018 | 0.1136 | 20.2183
2023-10-13 22:00 | 0 | 0.011028 | 0.0568 | 3.8758
2023-10-13 23:00 | 0 | 0.01185 | 0.03733 | 8.0317
2023-10-14 | 0 | 0.009892 | 0.04419 | 10
2023-10-14 01:00 | 0 | 0.015876 | 0.03078 | 1.6467
2023-10-14 02:00 | 0 | 0.035781 | 0.02101 | 10.8792
2023-10-14 03:00 | 0 | 0.063312 | 0.01763 | 11.7717
2023-10-14 04:00 | 0 | 0.083056 | 0.0168 | 12.9283
2023-10-14 05:00 | 0 | 0.097474 | 0.01716 | 19.1017
2023-10-14 06:00 | 0 | 0.10004 | 0.01535 | -2.7408
2023-10-14 07:00 | 0.071945 | 0.06677 | 0.0331 | -38.8333
2023-10-14 08:00 | 0.41033 | 0.004291 | 0.14012 | -42.2667
2023-10-14 09:00 | 0.9825 | 0.001498 | 0.21482 | -45.2517
2023-10-14 10:00 | 0.99432 | 0.004277 | 0.22157 | -51.6108
2023-10-14 11:00 | 0.98405 | 0.012525 | 0.2649 | -56.4642
2023-10-14 12:00 | 0.93039 | 0.013191 | 0.28108 | -57.4667
2023-10-14 13:00 | 0.88973 | 0.008597 | 0.28575 | -64.15
2023-10-14 14:00 | 0.91138 | 0.008147 | 0.35542 | -79.6292
2023-10-14 15:00 | 0.88583 | 0.014865 | 0.38237 | -63.2017
2023-10-14 16:00 | 0.76365 | 0.015447 | 0.38295 | -50.1825
2023-10-14 17:00 | 0.73954 | 0.042217 | 0.35032 | 2.2267
2023-10-14 18:00 | 0.31135 | 0.096459 | 0.328 | 39.285
2023-10-14 19:00 | 0.022414 | 0.22076 | 0.33147 | 48.295
2023-10-14 20:00 | 0 | 0.33252 | 0.32555 | 46.3292
2023-10-14 21:00 | 0 | 0.33965 | 0.18292 | 41.4325
2023-10-14 22:00 | 0 | 0.27501 | 0.10454 | 55.1758
2023-10-14 23:00 | 0 | 0.20391 | 0.03954 | 59.4842
2023-10-15 | 0 | 0.12195 | 0.01881 | 69.4617
2023-10-15 01:00 | 0 | 0.097775 | 0.01582 | 71.2692
2023-10-15 02:00 | 0 | 0.081725 | 0.01446 | 54.8883
2023-10-15 03:00 | 0 | 0.071203 | 0.01491 | 47.0908
2023-10-15 04:00 | 0 | 0.045635 | 0.01424 | 52.335
2023-10-15 05:00 | 0 | 0.027085 | 0.01409 | 56.315
2023-10-15 06:00 | 0 | 0.020453 | 0.01517 | 8.5375
2023-10-15 07:00 | 0.10911 | 0.009954 | 0.01929 | 10.5667
2023-10-15 08:00 | 0.50191 | 0.00268 | 0.07898 | 7.5942
2023-10-15 09:00 | 0.9845 | 0 | 0.12656 | -18.3167
2023-10-15 10:00 | 0.9988 | 0.001193 | 0.05028 | -41.2442
2023-10-15 11:00 | 0.97271 | 0.000973 | 0.02716 | -46.52
2023-10-15 12:00 | 0.98523 | 0.021602 | 0.03568 | -42.7433
2023-10-15 13:00 | 0.97202 | 0.045198 | 0.02282 | -40.465
2023-10-15 14:00 | 0.9583 | 0.066058 | 0.01849 | -25.4533
2023-10-15 15:00 | 0.99509 | 0.13591 | 0.01866 | 3.8625
2023-10-15 16:00 | 1 | 0.21145 | 0.0173 | 21.3333
2023-10-15 17:00 | 0.97019 | 0.37052 | 0.01836 | 91.0925
2023-10-15 18:00 | 0.44752 | 0.51033 | 0.01821 | 133.9792
2023-10-15 19:00 | 0.035397 | 0.5946 | 0.01852 | 87.0758
2023-10-15 20:00 | 0 | 0.4697 | 0.02816 | 50.16
2023-10-15 21:00 | 0 | 0.50735 | 0.03168 | 33.2608
2023-10-15 22:00 | 0 | 0.41114 | 0.01626 | 24.9867
2023-10-15 23:00 | 0 | 0.26911 | 0.01664 | 12.6725
2023-10-16 | 0 | 0.24067 | 0.01423 | 0.74667
2023-10-16 01:00 | 0 | 0.3885 | 0.0212 | 1.3175
2023-10-16 02:00 | 0 | 0.56135 | 0.01711 | -33.7375
2023-10-16 03:00 | 0 | 0.67763 | 0.01534 | -42.9492
2023-10-16 04:00 | 0 | 0.75201 | 0.01414 | -17.5267
2023-10-16 05:00 | 0 | 0.73999 | 0.01398 | 25.2475
2023-10-16 06:00 | 0 | 0.73594 | 0.0135 | 24.42
2023-10-16 07:00 | 0.10634 | 0.73831 | 0.03456 | 15.5067
2023-10-16 08:00 | 0.49066 | 0.47086 | 0.10208 | -7.9933
2023-10-16 09:00 | 0.90843 | 0.43302 | 0.15044 | -34.0725
2023-10-16 10:00 | 0.97685 | 0.63329 | 0.1286 | -43.4317
2023-10-16 11:00 | 0.95833 | 0.50337 | 0.10792 | -50.2208
2023-10-16 12:00 | 0.86878 | 0.24653 | 0.055 | -51.06
2023-10-16 13:00 | 0.65676 | 0.11758 | 0.05736 | -52.1208
2023-10-16 14:00 | 0.30266 | 0.087307 | 0.08404 | -61.2308
2023-10-16 15:00 | 0.10735 | 0.095764 | 0.07924 | -56.0492
2023-10-16 16:00 | 0.082853 | 0.10006 | 0.05385 | -45.1725
2023-10-16 17:00 | 0.17785 | 0.21315 | 0.05505 | 16.4142
2023-10-16 18:00 | 0.057435 | 0.4645 | 0.05766 | 81.91
2023-10-16 19:00 | 0.0019309 | 0.51578 | 0.07235 | 71.9742
2023-10-16 20:00 | 0 | 0.26946 | 0.09548 | 51.2192
2023-10-16 21:00 | 0 | 0.31048 | 0.05648 | 49.3942
2023-10-16 22:00 | 0 | 0.56895 | 0.02181 | 34.6975
2023-10-16 23:00 | 0 | 0.84396 | 0.01308 | 36.96
2023-10-17 | 0 | 0.87144 | 0.01388 | 48.2392
2023-10-17 01:00 | 0 | 0.80749 | 0.01445 | 33.9892
2023-10-17 02:00 | 0 | 0.75061 | 0.01422 | 29.1717
2023-10-17 03:00 | 0 | 0.82756 | 0.01429 | 42.1
2023-10-17 04:00 | 0 | 0.86229 | 0.01478 | 48.5883
2023-10-17 05:00 | 0 | 0.80751 | 0.01616 | 79.9575
2023-10-17 06:00 | 0 | 0.75745 | 0.04661 | 48.8408
2023-10-17 07:00 | 0.018926 | 0.65639 | 0.18004 | 37.6225
2023-10-17 08:00 | 0.1351 | 0.89332 | 0.30717 | 9.425
2023-10-17 09:00 | 0.17471 | 0.85263 | 0.31491 | -14.76
2023-10-17 10:00 | 0.3642 | 0.89418 | 0.26673 | 9.7
2023-10-17 11:00 | 0.54391 | 0.92109 | 0.23618 | 6.85
2023-10-17 12:00 | 0.57495 | 0.91623 | 0.18847 | -3.1325
2023-10-17 13:00 | 0.56975 | 0.89019 | 0.1765 | -5.6108
2023-10-17 14:00 | 0.70643 | 0.74531 | 0.1739 | -9.8642
2023-10-17 15:00 | 0.39846 | 0.68785 | 0.18498 | 14.3192
2023-10-17 16:00 | 0.087402 | 0.69695 | 0.19017 | 42.4258
2023-10-17 17:00 | 0.05858 | 0.70157 | 0.2063 | 111.7767
2023-10-17 18:00 | 0.057828 | 0.6668 | 0.23027 | 134.9917
2023-10-17 19:00 | 0.0021244 | 0.7347 | 0.22511 | 89.7625
2023-10-17 20:00 | 0 | 0.75553 | 0.23138 | 64.4192
2023-10-17 21:00 | 0 | 0.69445 | 0.16953 | 57.9775
2023-10-17 22:00 | 0 | 0.67436 | 0.07393 | 53.0983
2023-10-17 23:00 | 0 | 0.62301 | 0.02071 | 52.65
2023-10-18 | 0 | 0.56754 | 0.01587 | 53.885
2023-10-18 01:00 | 0 | 0.57857 | 0.01493 | 53.7858
2023-10-18 02:00 | 0 | 0.6114 | 0.01481 | 52.8433
2023-10-18 03:00 | 0 | 0.6626 | 0.01454 | 53.43
2023-10-18 04:00 | 0 | 0.67307 | 0.01522 | 60.285
2023-10-18 05:00 | 0 | 0.71522 | 0.01835 | 87.6775
2023-10-18 06:00 | 0 | 0.73821 | 0.09675 | 71.585
2023-10-18 07:00 | 0.017832 | 0.84512 | 0.19628 | 27.4533
2023-10-18 08:00 | 0.054163 | 0.83579 | 0.30527 | 16.475
2023-10-18 09:00 | 0.071403 | 0.70419 | 0.35342 | 9.0658
2023-10-18 10:00 | 0.12908 | 0.61135 | 0.311 | 4.8333
2023-10-18 11:00 | 0.22485 | 0.5096 | 0.27139 | 2.3642
2023-10-18 12:00 | 0.46251 | 0.65684 | 0.27704 | 8.16
2023-10-18 13:00 | 0.33716 | 0.61778 | 0.2825 | 6.5892
2023-10-18 14:00 | 0.44189 | 0.66919 | 0.29042 | 16.94
2023-10-18 15:00 | 0.39375 | 0.67077 | 0.30202 | 28.1017
2023-10-18 16:00 | 0.63109 | 0.69682 | 0.3101 | 71.4175
2023-10-18 17:00 | 0.84745 | 0.5895 | 0.2952 | 219.295
2023-10-18 18:00 | 0.28208 | 0.45379 | 0.27388 | 274.6475
2023-10-18 19:00 | 0.021985 | 0.43506 | 0.25658 | 189.4075
2023-10-18 20:00 | 0 | 0.26012 | 0.25584 | 103.1508
2023-10-18 21:00 | 0 | 0.16493 | 0.13419 | 86.1083
2023-10-18 22:00 | 0 | 0.17591 | 0.0361 | 78.215
2023-10-18 23:00 | 0 | 0.22163 | 0.01494 | 66.9158
2023-10-19 | 0 | 0.3423 | 0.01417 | 57.4767
2023-10-19 01:00 | 0 | 0.40569 | 0.01253 | 56.8658
2023-10-19 02:00 | 0 | 0.44012 | 0.01235 | 51.2633
2023-10-19 03:00 | 0 | 0.41475 | 0.01407 | 49.2
2023-10-19 04:00 | 0 | 0.38226 | 0.02168 | 61.3625
2023-10-19 05:00 | 0 | 0.38074 | 0.05227 | 77.9333
2023-10-19 06:00 | 0 | 0.44284 | 0.13098 | 52.9733
2023-10-19 07:00 | 0.067661 | 0.45007 | 0.23445 | 14.4242
2023-10-19 08:00 | 0.51687 | 0.44055 | 0.33778 | 23.0817
2023-10-19 09:00 | 0.96418 | 0.39447 | 0.39471 | 2.36
2023-10-19 10:00 | 0.90707 | 0.36434 | 0.37908 | -4.4533
2023-10-19 11:00 | 0.98146 | 0.43962 | 0.34842 | 19.3775
2023-10-19 12:00 | 0.82256 | 0.52933 | 0.32188 | 15.505
2023-10-19 13:00 | 0.62369 | 0.60423 | 0.28367 | 6.9708
2023-10-19 14:00 | 0.40024 | 0.54867 | 0.26969 | 8.5692
2023-10-19 15:00 | 0.36613 | 0.48667 | 0.27901 | 13.5608
2023-10-19 16:00 | 0.70774 | 0.51806 | 0.24251 | 111.1683
2023-10-19 17:00 | 0.75479 | 0.59245 | 0.18853 | 251.5267
2023-10-19 18:00 | 0.42224 | 0.59331 | 0.1525 | 311.3725
2023-10-19 19:00 | 0.037165 | 0.52783 | 0.136 | 150.9408
2023-10-19 20:00 | 0 | 0.52711 | 0.12259 | 115.685
2023-10-19 21:00 | 0 | 0.47546 | 0.06712 | 75.72
2023-10-19 22:00 | 0 | 0.47539 | 0.03568 | 86.0975
2023-10-19 23:00 | 0 | 0.42667 | 0.01968 | 77.9325
2023-10-20 | 0 | 0.35599 | 0.01044 | 65.7775
2023-10-20 01:00 | 0 | 0.2604 | 0.01033 | 61.375
2023-10-20 02:00 | 0 | 0.22897 | 0.00989 | 56.9242
2023-10-20 03:00 | 0 | 0.23019 | 0.01024 | 54.2092
2023-10-20 04:00 | 0 | 0.19646 | 0.01061 | 53.76
2023-10-20 05:00 | 0 | 0.18481 | 0.0121 | 55.8392
2023-10-20 06:00 | 0 | 0.12217 | 0.01417 | 39.3308
2023-10-20 07:00 | 0.091127 | 0.073635 | 0.02132 | 9.7708
2023-10-20 08:00 | 0.70793 | 0.004815 | 0.0354 | 2.5717
2023-10-20 09:00 | 0.94235 | 0.00995 | 0.02643 | -6.435
2023-10-20 10:00 | 0.95205 | 0.025932 | 0.01761 | -26.9867
2023-10-20 11:00 | 0.9652 | 0.057117 | 0.01714 | -30.6558
2023-10-20 12:00 | 0.91631 | 0.11857 | 0.01796 | -50.6808
2023-10-20 13:00 | 0.93913 | 0.22085 | 0.01779 | -43.0342
2023-10-20 14:00 | 0.96805 | 0.31613 | 0.01895 | -25.0883
2023-10-20 15:00 | 0.97384 | 0.3301 | 0.02335 | 31.6908
2023-10-20 16:00 | 0.9758 | 0.34373 | 0.01729 | 46.9925
2023-10-20 17:00 | 0.92576 | 0.33132 | 0.01638 | 84.6775
2023-10-20 18:00 | 0.42696 | 0.24323 | 0.0155 | 61.1825
2023-10-20 19:00 | 0.043704 | 0.25011 | 0.01667 | 39.7033
2023-10-20 20:00 | 0 | 0.21587 | 0.01807 | 35.3842
2023-10-20 21:00 | 0 | 0.27845 | 0.015 | 51.7258
2023-10-20 22:00 | 0 | 0.25518 | 0.01273 | 52.2292
2023-10-20 23:00 | 0 | 0.19747 | 0.0122 | 33.86
2023-10-21 | 0 | 0.11935 | 0.01221 | 39.0783
2023-10-21 01:00 | 0 | 0.028627 | 0.01142 | 17.4958
2023-10-21 02:00 | 0 | 0.002311 | 0.01155 | 3.2458
2023-10-21 03:00 | 0 | 0.004112 | 0.01148 | 5.9883
2023-10-21 04:00 | 0 | 0.001961 | 0.01387 | 12.8867
2023-10-21 05:00 | 0 | 0.002024 | 0.01488 | 32.305
2023-10-21 06:00 | 0 | 0.000641 | 0.01634 | 28.9317
2023-10-21 07:00 | 0.067455 | 0.000603 | 0.01965 | 7.7175
2023-10-21 08:00 | 0.13822 | 0.022792 | 0.01589 | -59.3892
2023-10-21 09:00 | 0.62384 | 0.004712 | 0.01778 | -52.4967
2023-10-21 10:00 | 0.38765 | 0.001627 | 0.02633 | -53.1283
2023-10-21 11:00 | 0.47513 | 0.02428 | 0.01635 | -78.6042
2023-10-21 12:00 | 0.50687 | 0.085029 | 0.01537 | -93.7125
2023-10-21 13:00 | 0.5414 | 0.032615 | 0.01669 | -88.9992
2023-10-21 14:00 | 0.60878 | 0.026043 | 0.02034 | -148.9
2023-10-21 15:00 | 0.83815 | 0.001662 | 0.02624 | -95.96
2023-10-21 16:00 | 0.51661 | 0.001518 | 0.04146 | -90.9175
2023-10-21 17:00 | 0.16913 | 0.12791 | 0.03601 | -144.2717
2023-10-21 18:00 | 0.15128 | 0.54112 | 0.03574 | 2.3367
2023-10-21 19:00 | 0.029819 | 0.46525 | 0.0317 | 24.5733
2023-10-21 20:00 | 0 | 0.5509 | 0.05632 | 15.83
2023-10-21 21:00 | 0 | 0.37196 | 0.06383 | -21.5217
2023-10-21 22:00 | 0 | 0.31348 | 0.02894 | -19.3075
2023-10-21 23:00 | 0 | 0.34372 | 0.01487 | -12.9158
2023-10-22 | 0 | 0.34746 | 0.01515 | -0.95167
2023-10-22 01:00 | 0 | 0.27871 | 0.0144 | -6.7183
2023-10-22 02:00 | 0 | 0.36569 | 0.01334 | -17.2808
2023-10-22 03:00 | 0 | 0.26684 | 0.01375 | -24.555
2023-10-22 04:00 | 0 | 0.34839 | 0.01461 | -20.43
2023-10-22 05:00 | 0 | 0.41902 | 0.0142 | -6.0917
2023-10-22 06:00 | 0 | 0.39927 | 0.01929 | -19.4167
2023-10-22 07:00 | 0.029616 | 0.34518 | 0.04121 | -42.0308
2023-10-22 08:00 | 0.1372 | 0.34073 | 0.13776 | -48.1692
2023-10-22 09:00 | 0.19565 | 0.28675 | 0.17922 | -47.6867
2023-10-22 10:00 | 0.098773 | 0.13801 | 0.18465 | -52.4633
2023-10-22 11:00 | 0.1066 | 0.10286 | 0.21708 | -52.74
2023-10-22 12:00 | 0.055089 | 0.1893 | 0.2474 | -52.385
2023-10-22 13:00 | 0.095855 | 0.40432 | 0.28273 | -64.8575
2023-10-22 14:00 | 0.11144 | 0.49422 | 0.32086 | -58.8492
2023-10-22 15:00 | 0.11514 | 0.59861 | 0.31834 | -49.1692
2023-10-22 16:00 | 0.14707 | 0.57978 | 0.32059 | -40.4608
2023-10-22 17:00 | 0.13656 | 0.61787 | 0.31824 | -2.8942
2023-10-22 18:00 | 0.097113 | 0.54117 | 0.32857 | 51.6533
2023-10-22 19:00 | 0.0048223 | 0.45952 | 0.32788 | 54.8033
2023-10-22 20:00 | 0 | 0.30025 | 0.30015 | 44.1433
2023-10-22 21:00 | 0 | 0.3564 | 0.16702 | 46.5392
2023-10-22 22:00 | 0 | 0.38032 | 0.04028 | 53.0683
2023-10-22 23:00 | 0 | 0.50191 | 0.02041 | 56.5267
2023-10-23 | 0 | 0.50715 | 0.01191 | 77.695
2023-10-23 01:00 | 0 | 0.48836 | 0.01053 | 58.5842
2023-10-23 02:00 | 0 | 0.54734 | 0.01033 | 47.3958
2023-10-23 03:00 | 0 | 0.62279 | 0.01077 | 52.3283
2023-10-23 04:00 | 0 | 0.6446 | 0.01157 | 65.0533
2023-10-23 05:00 | 0 | 0.63387 | 0.0117 | 113.0925
2023-10-23 06:00 | 0 | 0.55726 | 0.01324 | 78.6183
2023-10-23 07:00 | 0.06172 | 0.46815 | 0.02735 | 38.805
2023-10-23 08:00 | 0.21756 | 0.59563 | 0.06433 | 33.6158
2023-10-23 09:00 | 0.27243 | 0.63537 | 0.05146 | 32.9492
2023-10-23 10:00 | 0.44372 | 0.72545 | 0.03841 | 2.9508
2023-10-23 11:00 | 0.4139 | 0.77554 | 0.03619 | -27.8175
2023-10-23 12:00 | 0.42703 | 0.73862 | 0.03863 | -49.6183
2023-10-23 13:00 | 0.27572 | 0.79245 | 0.03924 | -51.4475
2023-10-23 14:00 | 0.25378 | 0.73993 | 0.03828 | -45.0833
2023-10-23 15:00 | 0.20141 | 0.66555 | 0.02372 | -0.51333
2023-10-23 16:00 | 0.14586 | 0.63044 | 0.02466 | -7.6725
2023-10-23 17:00 | 0.12082 | 0.60335 | 0.03491 | 77.6058
2023-10-23 18:00 | 0.10058 | 0.55179 | 0.03001 | 88.3117
2023-10-23 19:00 | 0.012974 | 0.43558 | 0.03429 | -11.3142
2023-10-23 20:00 | 0 | 0.3315 | 0.01706 | -48.745
2023-10-23 21:00 | 0 | 0.30053 | 0.01645 | -51.8017
2023-10-23 22:00 | 0 | 0.29656 | 0.01253 | -64.255
2023-10-23 23:00 | 0 | 0.31809 | 0.0141 | -65.1675
2023-10-24 | 0 | 0.35217 | 0.01644 | -56.8642
2023-10-24 01:00 | 0 | 0.36735 | 0.01276 | -52.01
2023-10-24 02:00 | 0 | 0.40231 | 0.01292 | -75.6183
2023-10-24 03:00 | 0 | 0.42246 | 0.01282 | -88
2023-10-24 04:00 | 0 | 0.31715 | 0.01326 | -67.0808
2023-10-24 05:00 | 0 | 0.2586 | 0.01367 | -48.6225
2023-10-24 06:00 | 0 | 0.18926 | 0.01211 | -51.1183
2023-10-24 07:00 | 0.079725 | 0.1623 | 0.01689 | -52.2492
2023-10-24 08:00 | 0.43979 | 0.063723 | 0.04356 | -52.1108
2023-10-24 09:00 | 0.67579 | 0.09508 | 0.01575 | -54.9033
2023-10-24 10:00 | 0.70475 | 0.095339 | 0.02202 | -63.2125
2023-10-24 11:00 | 0.63159 | 0.094773 | 0.01699 | -52.5958
2023-10-24 12:00 | 0.66887 | 0.079431 | 0.0187 | -74.8342
2023-10-24 13:00 | 0.75313 | 0.12704 | 0.03178 | -97.4533
2023-10-24 14:00 | 0.82012 | 0.30202 | 0.03448 | -90.8825
2023-10-24 15:00 | 0.95694 | 0.36181 | 0.0343 | -84.3692
2023-10-24 16:00 | 0.89045 | 0.38538 | 0.01935 | -51.5792
2023-10-24 17:00 | 0.64717 | 0.23086 | 0.01887 | -49.6633
2023-10-24 18:00 | 0.19943 | 0.096064 | 0.01968 | -47.0492
2023-10-24 19:00 | 0.0084703 | 0.11261 | 0.03169 | 0.67
2023-10-24 20:00 | 0 | 0.20017 | 0.06364 | 41.7575
2023-10-24 21:00 | 0 | 0.189 | 0.08612 | 17.3817
2023-10-24 22:00 | 0 | 0.1867 | 0.03875 | 4.9142
2023-10-24 23:00 | 0 | 0.18176 | 0.01256 | 25.2667
2023-10-25 | 0 | 0.12098 | 0.01212 | 40.1058
2023-10-25 01:00 | 0 | 0.059343 | 0.01141 | 37.0975
2023-10-25 02:00 | 0 | 0.075992 | 0.01239 | 25.2675
2023-10-25 03:00 | 0 | 0.13182 | 0.0117 | 32.7192
2023-10-25 04:00 | 0 | 0.1646 | 0.01159 | 36.0408
2023-10-25 05:00 | 0 | 0.13012 | 0.01217 | 48.1833
2023-10-25 06:00 | 0 | 0.060192 | 0.0118 | 30.2458
2023-10-25 07:00 | 0.050616 | 0.036642 | 0.01155 | -26.6067
2023-10-25 08:00 | 0.36715 | 0.001567 | 0.01482 | -51.435
2023-10-25 09:00 | 0.24709 | 0.010768 | 0.04739 | -50.92
2023-10-25 10:00 | 0.18549 | 0.058186 | 0.10723 | -51.195
2023-10-25 11:00 | 0.44474 | 0.15429 | 0.07931 | -56.545
2023-10-25 12:00 | 0.68732 | 0.28559 | 0.03503 | -63.825
2023-10-25 13:00 | 0.67614 | 0.3842 | 0.0397 | -66.4325
2023-10-25 14:00 | 0.80902 | 0.33631 | 0.06749 | -56.3675
2023-10-25 15:00 | 0.82157 | 0.31887 | 0.08764 | -56.7475
2023-10-25 16:00 | 0.9072 | 0.31972 | 0.06207 | -32.3858
2023-10-25 17:00 | 0.46725 | 0.42681 | 0.05471 | -15.1683
2023-10-25 18:00 | 0.19334 | 0.49323 | 0.05522 | 18.945
2023-10-25 19:00 | 0.015392 | 0.47756 | 0.07516 | 75.3258
2023-10-25 20:00 | 0 | 0.34565 | 0.07504 | 68.9808
2023-10-25 21:00 | 0 | 0.34211 | 0.05718 | 54.4458
2023-10-25 22:00 | 0 | 0.35175 | 0.01219 | 46.1075
2023-10-25 23:00 | 0 | 0.42195 | 0.01192 | 49.34
2023-10-26 | 0 | 0.5153 | 0.01193 | 50.0575
2023-10-26 01:00 | 0 | 0.60731 | 0.01219 | 50.0142
2023-10-26 02:00 | 0 | 0.53846 | 0.0132 | 43.0675
2023-10-26 03:00 | 0 | 0.42831 | 0.01238 | 42.5158
2023-10-26 04:00 | 0 | 0.38718 | 0.01183 | 48.0708
2023-10-26 05:00 | 0 | 0.34107 | 0.01231 | 65.5008
2023-10-26 06:00 | 0 | 0.30662 | 0.02137 | 44.7175
2023-10-26 07:00 | 0.080812 | 0.38455 | 0.05062 | 27.3483
2023-10-26 08:00 | 0.34498 | 0.59805 | 0.10489 | -33.0092
2023-10-26 09:00 | 0.30091 | 0.62587 | 0.15298 | -15.2317
2023-10-26 10:00 | 0.31975 | 0.61498 | 0.14247 | -40.3125
2023-10-26 11:00 | 0.46464 | 0.61077 | 0.08719 | -40.62
2023-10-26 12:00 | 0.70478 | 0.53252 | 0.08437 | -51.6592
2023-10-26 13:00 | 0.86849 | 0.49694 | 0.09027 | -49.4117
2023-10-26 14:00 | 0.87607 | 0.47344 | 0.11709 | -53.3642
2023-10-26 15:00 | 0.82337 | 0.46691 | 0.12436 | -51.0883
2023-10-26 16:00 | 0.87093 | 0.41321 | 0.09616 | -42.7583
2023-10-26 17:00 | 0.74008 | 0.35182 | 0.08952 | 3.9242
2023-10-26 18:00 | 0.40596 | 0.27562 | 0.08953 | 62.9092
2023-10-26 19:00 | 0.04092 | 0.32922 | 0.08884 | 74.2742
2023-10-26 20:00 | 0 | 0.35002 | 0.08929 | 59.1975
2023-10-26 21:00 | 0 | 0.49205 | 0.05297 | 44.1492
2023-10-26 22:00 | 0 | 0.4312 | 0.03657 | 13.2317
2023-10-26 23:00 | 0 | 0.41936 | 0.03615 | 44.3683
2023-10-27 | 0 | 0.3839 | 0.04478 | 55.4583
2023-10-27 01:00 | 0 | 0.34799 | 0.03728 | 41.6992
2023-10-27 02:00 | 0 | 0.33649 | 0.0372 | 43.0033
2023-10-27 03:00 | 0 | 0.28597 | 0.03812 | 18.2592
2023-10-27 04:00 | 0 | 0.18124 | 0.0416 | 38.72
2023-10-27 05:00 | 0 | 0.13053 | 0.04389 | 80.2908
2023-10-27 06:00 | 0 | 0.082978 | 0.05777 | 28.0508
2023-10-27 07:00 | 0.33613 | 0.10696 | 0.13301 | -11.3375
2023-10-27 08:00 | 0.90254 | 0.30538 | 0.25521 | -57.7325
2023-10-27 09:00 | 1 | 0.65182 | 0.32284 | -30.5042
2023-10-27 10:00 | 0.98511 | 0.7256 | 0.2984 | -74.125
2023-10-27 11:00 | 0.8591 | 0.66402 | 0.28091 | -44.0892
2023-10-27 12:00 | 0.81232 | 0.53359 | 0.24943 | -47.0508
2023-10-27 13:00 | 1 | 0.41268 | 0.21128 | -45.8883
2023-10-27 14:00 | 1 | 0.39896 | 0.10351 | -85.1592
2023-10-27 15:00 | 1 | 0.34473 | 0.08133 | -9.2958
2023-10-27 16:00 | 1 | 0.27522 | 0.04727 | 27.7683
2023-10-27 17:00 | 1 | 0.26666 | 0.04894 | 78.7992
2023-10-27 18:00 | 0.48378 | 0.30139 | 0.05046 | 140.79
2023-10-27 19:00 | 0.077605 | 0.30245 | 0.04565 | 308.14
2023-10-27 20:00 | 0 | 0.28697 | 0.01964 | 126.5233
2023-10-27 21:00 | 0 | 0.21571 | 0.08865 | 176.1517
2023-10-27 22:00 | 0 | 0.18383 | 0.0224 | 75.075
2023-10-27 23:00 | 0 | 0.19865 | 0.01366 | 76.7142
2023-10-28 | 0 | 0.19379 | 0.01254 | 41.0883
2023-10-28 01:00 | 0 | 0.2158 | 0.0116 | -29.2492
2023-10-28 02:00 | 0 | 0.22985 | 0.01113 | -25.065
2023-10-28 03:00 | 0 | 0.18629 | 0.01184 | 0.73333
2023-10-28 04:00 | 0 | 0.16388 | 0.01246 | -3.9025
2023-10-28 05:00 | 0 | 0.099482 | 0.01342 | -27.6342
2023-10-28 06:00 | 0 | 0.096975 | 0.01274 | -31.5075
2023-10-28 07:00 | 0.11356 | 0.10519 | 0.02514 | -59.5883
2023-10-28 08:00 | 0.57438 | 0.033187 | 0.09856 | -63.4833
2023-10-28 09:00 | 0.4225 | 0.027421 | 0.16351 | -87.3242
2023-10-28 10:00 | 0.82495 | 0.039269 | 0.19755 | -102.2467
2023-10-28 11:00 | 0.98493 | 0.037709 | 0.23992 | -88.2
2023-10-28 12:00 | 0.73456 | 0.035051 | 0.30652 | -67.2825
2023-10-28 13:00 | 0.94018 | 0.047451 | 0.39769 | -77.3583
2023-10-28 14:00 | 0.93122 | 0.03967 | 0.4373 | -65.6783
2023-10-28 15:00 | 0.77446 | 0.021831 | 0.42092 | -66.9875
2023-10-28 16:00 | 0.69259 | 0.017919 | 0.46277 | -55.2183
2023-10-28 17:00 | 0.67645 | 0.046947 | 0.44306 | -29.3233
2023-10-28 18:00 | 0.21979 | 0.13256 | 0.35005 | 60.0033
2023-10-28 19:00 | 0.05139 | 0.19266 | 0.35132 | 54.9458
2023-10-28 20:00 | 0 | 0.21049 | 0.29105 | 54.7642
2023-10-28 21:00 | 0 | 0.12101 | 0.10693 | 63.9083
2023-10-28 22:00 | 0 | 0.020703 | 0.02375 | 80.3783
2023-10-28 23:00 | 0 | 0.033493 | 0.01676 | 147.7333
2023-10-29 | 0 | 0.072295 | 0.0171 | 165.635
2023-10-29 01:00 | 0 | 0.16625 | 0.019 | 141.4458
2023-10-29 02:00 | 0 | 0.28016 | 0.03333 | 118.4192
2023-10-29 03:00 | 0 | 0.58809 | 0.01531 | 71.9033
2023-10-29 04:00 | 0 | 0.85558 | 0.01512 | 60.1933
2023-10-29 05:00 | 0 | 0.90609 | 0.03112 | 61.4517
2023-10-29 06:00 | 0 | 0.90305 | 0.04276 | -14.3733
2023-10-29 07:00 | 0.03063 | 0.89284 | 0.03981 | -18.2875
2023-10-29 08:00 | 0.050292 | 0.90345 | 0.1656 | -46.0808
2023-10-29 09:00 | 0.52348 | 0.90067 | 0.17713 | -93.4467
2023-10-29 10:00 | 0.79878 | 0.89282 | 0.142 | -114.7542
2023-10-29 11:00 | 0.68601 | 0.9237 | 0.11451 | -108.47
2023-10-29 12:00 | 0.68417 | 0.93644 | 0.13756 | -331.9533
2023-10-29 13:00 | 0.98527 | 0.93001 | 0.2868 | -345.665
2023-10-29 14:00 | 0.88416 | 0.89698 | 0.3508 | -318.9325
2023-10-29 15:00 | 0.69605 | 0.91473 | 0.36179 | -131.95
2023-10-29 16:00 | 0.87585 | 0.90838 | 0.35467 | -46.2308
2023-10-29 17:00 | 0.5359 | 0.91726 | 0.36122 | 96.97
2023-10-29 18:00 | 0.25871 | 0.93219 | 0.32058 | 513.0217
2023-10-29 19:00 | 0.01716 | 0.93438 | 0.34505 | 93.9325
2023-10-29 20:00 | 0 | 0.91918 | 0.33463 | 57.6217
2023-10-29 21:00 | 0 | 0.74409 | 0.23497 | 59.43
2023-10-29 22:00 | 0 | 0.65039 | 0.08478 | 51.2317
2023-10-29 23:00 | 0 | 0.51539 | 0.04293 | 64.0358
2023-10-30 | 0 | 0.25801 | 0.03891 | 66.8908
2023-10-30 01:00 | 0 | 0.10697 | 0.04506 | 71.1058
2023-10-30 02:00 | 0 | 0.041001 | 0.04146 | 65.58
2023-10-30 03:00 | 0 | 0.084251 | 0.03981 | 61.44
2023-10-30 04:00 | 0 | 0.19862 | 0.03654 | 59.39
2023-10-30 05:00 | 0 | 0.20002 | 0.03876 | 60.7208
2023-10-30 06:00 | 0 | 0.11424 | 0.04248 | 44.3875
2023-10-30 07:00 | 0.048239 | 0.093798 | 0.05022 | -8.2933
2023-10-30 08:00 | 0.23967 | 0.026108 | 0.05 | -39.2558
2023-10-30 09:00 | 0.48878 | 0.18257 | 0.04014 | -50.5025
2023-10-30 10:00 | 0.27667 | 0.19264 | 0.04171 | -58.7783
2023-10-30 11:00 | 0.52044 | 0.40599 | 0.04476 | -53.1817
2023-10-30 12:00 | 0.4582 | 0.69259 | 0.04923 | -51.2192
2023-10-30 13:00 | 0.16589 | 0.87366 | 0.06121 | -56.1
2023-10-30 14:00 | 0.22275 | 0.91444 | 0.07748 | -69.3408
2023-10-30 15:00 | 0.22654 | 0.87511 | 0.0547 | -231.9267
2023-10-30 16:00 | 0.43038 | 0.88049 | 0.08193 | -72.1792
2023-10-30 17:00 | 0.23084 | 0.87301 | 0.11568 | -78.54
2023-10-30 18:00 | 0.063221 | 0.91847 | 0.18845 | -57.3708
2023-10-30 19:00 | 0.029082 | 0.93723 | 0.22985 | -18.4142
2023-10-30 20:00 | 0 | 0.88805 | 0.25239 | -13.6417
2023-10-30 21:00 | 0 | 0.89151 | 0.20862 | -16.6833
2023-10-30 22:00 | 0 | 0.88887 | 0.18271 | -27.1917
2023-10-30 23:00 | 0 | 0.90709 | 0.11465 | -4.055
2023-10-31 | 0 | 0.89574 | 0.07694 | -13.3525
2023-10-31 01:00 | 0 | 0.89599 | 0.04003 | -19.6017
2023-10-31 02:00 | 0 | 0.90744 | 0.0332 | -24.795
2023-10-31 03:00 | 0 | 0.89582 | 0.03609 | -4.8075
2023-10-31 04:00 | 0 | 0.91285 | 0.03488 | 20.6617
2023-10-31 05:00 | 0 | 0.89495 | 0.03615 | 70.2542
2023-10-31 06:00 | 0 | 0.91782 | 0.03794 | 38.1583
2023-10-31 07:00 | 0.12352 | 0.90575 | 0.0568 | -15.7558
2023-10-31 08:00 | 0.72977 | 0.89569 | 0.10987 | -51.66
2023-10-31 09:00 | 0.65284 | 0.88741 | 0.14207 | -32.7367
2023-10-31 10:00 | 0.459 | 0.90913 | 0.12265 | -61.42
2023-10-31 11:00 | 0.75364 | 0.89478 | 0.11889 | -45.6192
2023-10-31 12:00 | 0.80319 | 0.89741 | 0.11614 | -47.7558
2023-10-31 13:00 | 0.98091 | 0.91031 | 0.11671 | -72.1758
2023-10-31 14:00 | 0.79548 | 0.8709 | 0.14573 | -85.915
2023-10-31 15:00 | 0.57812 | 0.91884 | 0.16187 | -63.8525
2023-10-31 16:00 | 0.89278 | 0.90211 | 0.17946 | -37.315
2023-10-31 17:00 | 0.46252 | 0.9089 | 0.17701 | 43.64
2023-10-31 18:00 | 0.26255 | 0.91095 | 0.15914 | 122.9325
2023-10-31 19:00 | 0.026463 | 0.91473 | 0.13595 | 123.5575
2023-10-31 20:00 | 0 | 0.90098 | 0.1189 | 113.1017
2023-10-31 21:00 | 0 | 0.8663 | 0.0797 | 94.3033
2023-10-31 22:00 | 0 | 0.89939 | 0.03506 | 73.5617
2023-10-31 23:00 | 0 | 0.86959 | 0.03159 | 97.9417
2023-11-01 | 0 | 0.88484 | 0.03158 | 75.22
2023-11-01 01:00 | 0 | 0.84164 | 0.0312 | 57.3325
2023-11-01 02:00 | 0 | 0.81105 | 0.03025 | 57.4117
2023-11-01 03:00 | 0 | 0.73962 | 0.03037 | 57.3958
2023-11-01 04:00 | 0 | 0.69987 | 0.0302 | 70.0775
2023-11-01 05:00 | 0 | 0.67181 | 0.03078 | 74.72
2023-11-01 06:00 | 0 | 0.63049 | 0.03412 | 47.8142
2023-11-01 07:00 | 0.25192 | 0.49241 | 0.05012 | 21.2108
2023-11-01 08:00 | 0.82465 | 0.54662 | 0.1182 | 9.4175
2023-11-01 09:00 | 0.89977 | 0.68623 | 0.12423 | 7.6792
2023-11-01 10:00 | 0.90087 | 0.62737 | 0.08059 | 0.45833
2023-11-01 11:00 | 0.80958 | 0.64689 | 0.08547 | 6.885
2023-11-01 12:00 | 0.56269 | 0.6344 | 0.10445 | -15.8467
2023-11-01 13:00 | 0.53656 | 0.62543 | 0.09042 | -31.365
2023-11-01 14:00 | 0.72598 | 0.6072 | 0.13647 | -23.01
2023-11-01 15:00 | 0.83839 | 0.64863 | 0.1592 | 2.6358
2023-11-01 16:00 | 1 | 0.60925 | 0.16155 | 19.6608
2023-11-01 17:00 | 0.94742 | 0.49318 | 0.14028 | 96.8058
2023-11-01 18:00 | 0.39187 | 0.40825 | 0.11508 | 140.7083
2023-11-01 19:00 | 0.073709 | 0.37852 | 0.13235 | 91.2783
2023-11-01 20:00 | 0 | 0.29114 | 0.16214 | -14.685
2023-11-01 21:00 | 0 | 0.34697 | 0.13911 | -28.8067
2023-11-01 22:00 | 0 | 0.34068 | 0.06602 | -5.44
2023-11-01 23:00 | 0 | 0.35194 | 0.0414 | 59.2275
2023-11-02 | 0 | 0.37984 | 0.03522 | 60.63
2023-11-02 01:00 | 0 | 0.36765 | 0.03262 | 57.7042
2023-11-02 02:00 | 0 | 0.42544 | 0.03325 | 55.2133
2023-11-02 03:00 | 0 | 0.37118 | 0.03309 | 55.5458
2023-11-02 04:00 | 0 | 0.29377 | 0.03359 | 62.805
2023-11-02 05:00 | 0 | 0.18992 | 0.03422 | 118.7608
2023-11-02 06:00 | 0 | 0.14091 | 0.04907 | 155.5125
2023-11-02 07:00 | 0.19951 | 0.091428 | 0.1152 | 80.3358
2023-11-02 08:00 | 0.56984 | 0.046892 | 0.18089 | 82.6325
2023-11-02 09:00 | 0.87171 | 0.050587 | 0.22278 | 39.8083
2023-11-02 10:00 | 0.54234 | 0.077792 | 0.19287 | 0.061667
2023-11-02 11:00 | 0.5657 | 0.089272 | 0.18612 | -2.1092
2023-11-02 12:00 | 0.78461 | 0.10793 | 0.18142 | -6.8567
2023-11-02 13:00 | 0.71848 | 0.15577 | 0.23652 | -16.5683
2023-11-02 14:00 | 0.8243 | 0.17884 | 0.21083 | -8.2492
2023-11-02 15:00 | 0.73165 | 0.26619 | 0.20187 | -1.7492
2023-11-02 16:00 | 0.88731 | 0.29291 | 0.15635 | 39.7733
2023-11-02 17:00 | 1 | 0.35795 | 0.15091 | 143.98
2023-11-02 18:00 | 0.47199 | 0.38838 | 0.17446 | 191.6875
2023-11-02 19:00 | 0.10052 | 0.37618 | 0.18492 | 116.8492
2023-11-02 20:00 | 0 | 0.36463 | 0.20107 | 79.9775
2023-11-02 21:00 | 0 | 0.43852 | 0.13369 | 63.6992
2023-11-02 22:00 | 0 | 0.39028 | 0.03562 | 71.085
2023-11-02 23:00 | 0 | 0.31763 | 0.05484 | 94.5592
2023-11-03 | 0 | 0.23866 | 0.02398 | 66.5908
2023-11-03 01:00 | 0 | 0.12699 | 0.03501 | 56.74
2023-11-03 02:00 | 0 | 0.056363 | 0.01451 | 53.0408
2023-11-03 03:00 | 0 | 0.062597 | 0.01887 | 50.65
2023-11-03 04:00 | 0 | 0.073825 | 0.01632 | 51.5933
2023-11-03 05:00 | 0 | 0.071357 | 0.03514 | 71.0842
2023-11-03 06:00 | 0 | 0.066398 | 0.02332 | 58.5917
2023-11-03 07:00 | 0.38263 | 0.047052 | 0.01639 | 43.1133
2023-11-03 08:00 | 0.94732 | 0.004844 | 0.03209 | -2.0392
2023-11-03 09:00 | 1 | 0.02584 | 0.09323 | -11.275
2023-11-03 10:00 | 1 | 0.013165 | 0.09662 | -17.055
2023-11-03 11:00 | 1 | 0.005335 | 0.0806 | -36.9692
2023-11-03 12:00 | 0.99265 | 0.0023 | 0.07442 | -73.445
2023-11-03 13:00 | 0.9943 | 0.000606 | 0.07689 | -87.6633
2023-11-03 14:00 | 0.9811 | 0.000461 | 0.0875 | -52.7408
2023-11-03 15:00 | 1 | 0.001516 | 0.06581 | -106.1458
2023-11-03 16:00 | 1 | 0.009879 | 0.02414 | -34.125
2023-11-03 17:00 | 0.92409 | 0.049998 | 0.02212 | 18.085
2023-11-03 18:00 | 0.43457 | 0.088116 | 0.02216 | 65.2325
2023-11-03 19:00 | 0.095732 | 0.23807 | 0.02132 | 67.1958
2023-11-03 20:00 | 0 | 0.24805 | 0.02668 | 54.67
2023-11-03 21:00 | 0 | 0.19083 | 0.02114 | 51.2942
2023-11-03 22:00 | 0 | 0.1836 | 0.01783 | 49.9817
2023-11-03 23:00 | 0 | 0.32897 | 0.01679 | 51.3983
2023-11-04 | 0 | 0.38162 | 0.01634 | 50.06
2023-11-04 01:00 | 0 | 0.33846 | 0.02064 | 44.8792
2023-11-04 02:00 | 0 | 0.34095 | 0.0253 | 35.8617
2023-11-04 03:00 | 0 | 0.28756 | 0.03259 | 18.6925
2023-11-04 04:00 | 0 | 0.25521 | 0.01832 | 15.5942
2023-11-04 05:00 | 0 | 0.25833 | 0.02592 | 14.33
2023-11-04 06:00 | 0 | 0.27131 | 0.03929 | -21.3467
2023-11-04 07:00 | 0.18474 | 0.24944 | 0.035 | -51.2092
2023-11-04 08:00 | 0.75369 | 0.12151 | 0.02919 | -72.0508
2023-11-04 09:00 | 0.99342 | 0.081814 | 0.06588 | -53.9942
2023-11-04 10:00 | 1 | 0.15085 | 0.05499 | -56.4542
2023-11-04 11:00 | 0.97633 | 0.063785 | 0.02422 | -196.375
2023-11-04 12:00 | 0.88631 | 0.018047 | 0.02146 | -63.0433
2023-11-04 13:00 | 0.82142 | 0.004733 | 0.02189 | -234.4808
2023-11-04 14:00 | 0.80703 | 0.001089 | 0.03295 | -79.625
2023-11-04 15:00 | 0.94814 | 0.000287 | 0.05429 | -78.4117
2023-11-04 16:00 | 0.99831 | 0.001014 | 0.05623 | -56.8083
2023-11-04 17:00 | 0.96747 | 0.015884 | 0.07246 | -34.0133
2023-11-04 18:00 | 0.42468 | 0.033679 | 0.06078 | 9.0825
2023-11-04 19:00 | 0.067874 | 0.08179 | 0.08318 | 11.155
2023-11-04 20:00 | 0 | 0.041497 | 0.12533 | 15.3267
2023-11-04 21:00 | 0 | 0.054087 | 0.10117 | 8.825
2023-11-04 22:00 | 0 | 0.17897 | 0.04232 | 6.0975
2023-11-04 23:00 | 0 | 0.43855 | 0.0492 | 9.8208
2023-11-05 | 0 | 0.49851 | 0.03264 | 8.3792
2023-11-05 01:00 | 0 | 0.44646 | 0.02585 | 6.9917
2023-11-05 02:00 | 0 | 0.39993 | 0.03426 | 6.9158
2023-11-05 03:00 | 0 | 0.35027 | 0.02217 | 8.4108
2023-11-05 04:00 | 0 | 0.27654 | 0.0248 | 8.455
2023-11-05 05:00 | 0 | 0.19465 | 0.03977 | 10.2142
2023-11-05 06:00 | 0 | 0.10136 | 0.02153 | -17.22
2023-11-05 07:00 | 0.34649 | 0.057669 | 0.10805 | -67.8175
2023-11-05 08:00 | 0.84771 | 0.000897 | 0.20018 | -55.9167
2023-11-05 09:00 | 0.95026 | 0.001052 | 0.21596 | -133.5458
2023-11-05 10:00 | 1 | 0.00051 | 0.17514 | -134.2983
2023-11-05 11:00 | 0.98956 | 0.001327 | 0.18333 | -82.9858
2023-11-05 12:00 | 0.91815 | 0.001092 | 0.22573 | -336.0825
2023-11-05 13:00 | 0.94401 | 0.001092 | 0.20013 | -238.6958
2023-11-05 14:00 | 0.92086 | 0.001092 | 0.24463 | -93.9225
2023-11-05 15:00 | 0.89471 | 0.001092 | 0.25768 | -71.4008
2023-11-05 16:00 | 0.96291 | 0.002135 | 0.27244 | -32.995
2023-11-05 17:00 | 0.77868 | 0.014265 | 0.26632 | 46.3333
2023-11-05 18:00 | 0.44454 | 0.094188 | 0.26731 | 94.6783
2023-11-05 19:00 | 0.0967 | 0.1896 | 0.2871 | 69.2192
2023-11-05 20:00 | 0 | 0.17975 | 0.26463 | 57.8892
2023-11-05 21:00 | 0 | 0.14738 | 0.17265 | 58.1217
2023-11-05 22:00 | 0 | 0.12516 | 0.10638 | 60.2567
2023-11-05 23:00 | 0 | 0.173 | 0.04556 | 53.3233
2023-11-06 | 0 | 0.23561 | 0.02905 | 59.5542
2023-11-06 01:00 | 0 | 0.30733 | 0.01961 | 43.3933
2023-11-06 02:00 | 0 | 0.39107 | 0.01604 | 31.4783
2023-11-06 03:00 | 0 | 0.44389 | 0.01387 | 26.9675
2023-11-06 04:00 | 0 | 0.37003 | 0.01194 | 35.2525
2023-11-06 05:00 | 0 | 0.35151 | 0.01252 | 40.095
2023-11-06 06:00 | 0 | 0.35767 | 0.03442 | 22.3858
2023-11-06 07:00 | 0.3821 | 0.36285 | 0.08506 | -46.91
2023-11-06 08:00 | 0.89652 | 0.15745 | 0.15698 | -57.9325
2023-11-06 09:00 | 0.99133 | 0.08593 | 0.18632 | -52.8375
2023-11-06 10:00 | 1 | 0.17212 | 0.1877 | -70.2458
2023-11-06 11:00 | 0.99997 | 0.2192 | 0.18013 | -58.9658
2023-11-06 12:00 | 1 | 0.15885 | 0.15966 | -77.5292
2023-11-06 13:00 | 1 | 0.1068 | 0.17062 | -56.6508
2023-11-06 14:00 | 0.99318 | 0.073463 | 0.20938 | -26.9692
2023-11-06 15:00 | 0.99953 | 0.041529 | 0.23284 | 11.365
2023-11-06 16:00 | 0.98484 | 0.030924 | 0.24843 | 39.4492
2023-11-06 17:00 | 0.8309 | 0.041882 | 0.22774 | 98.1292
2023-11-06 18:00 | 0.3281 | 0.072688 | 0.2151 | 146.9733
2023-11-06 19:00 | 0.078441 | 0.14993 | 0.23347 | 100.5992
2023-11-06 20:00 | 0 | 0.18126 | 0.22877 | 82.8583
2023-11-06 21:00 | 0 | 0.28969 | 0.14047 | 89.5308
2023-11-06 22:00 | 0 | 0.40957 | 0.0399 | 77.4175
2023-11-06 23:00 | 0 | 0.36319 | 0.01431 | 89.9617
2023-11-07 | 0 | 0.39691 | 0.01219 | 108.8092
2023-11-07 01:00 | 0 | 0.4512 | 0.01194 | 107.7667
2023-11-07 02:00 | 0 | 0.5243 | 0.01146 | 83.3475
2023-11-07 03:00 | 0 | 0.53463 | 0.01069 | 65.83
2023-11-07 04:00 | 0 | 0.61722 | 0.0109 | 75.4375
2023-11-07 05:00 | 0 | 0.61542 | 0.01063 | 54.6508
2023-11-07 06:00 | 0 | 0.48701 | 0.02225 | 24.7442
2023-11-07 07:00 | 0.21666 | 0.37022 | 0.05712 | -34.4392
2023-11-07 08:00 | 0.40239 | 0.28625 | 0.15687 | -32.2175
2023-11-07 09:00 | 0.46634 | 0.21383 | 0.23365 | -42.3367
2023-11-07 10:00 | 0.56748 | 0.34318 | 0.21287 | -50.9983
2023-11-07 11:00 | 0.72255 | 0.43338 | 0.19812 | -42.63
2023-11-07 12:00 | 0.68833 | 0.53556 | 0.24178 | -33.4158
2023-11-07 13:00 | 0.83893 | 0.52867 | 0.25809 | -12.1733
2023-11-07 14:00 | 0.85162 | 0.41253 | 0.24151 | 16.2692
2023-11-07 15:00 | 0.79207 | 0.30344 | 0.23675 | 25.8992
2023-11-07 16:00 | 0.52585 | 0.25707 | 0.25527 | 54.0767
2023-11-07 17:00 | 0.17539 | 0.20093 | 0.20401 | 31.0275
2023-11-07 18:00 | 0.066123 | 0.12336 | 0.21806 | 130.6767
2023-11-07 19:00 | 0.058318 | 0.13093 | 0.22802 | 256.3692
2023-11-07 20:00 | 0 | 0.25585 | 0.25048 | 104.9675
2023-11-07 21:00 | 0 | 0.30959 | 0.2318 | 93.4717
2023-11-07 22:00 | 0 | 0.32949 | 0.13507 | 144.2508
2023-11-07 23:00 | 0 | 0.41787 | 0.06388 | 145.7067
2023-11-08 | 0 | 0.62327 | 0.0276 | 135.1117
2023-11-08 01:00 | 0 | 0.7198 | 0.01584 | 136.8842
2023-11-08 02:00 | 0 | 0.77192 | 0.01397 | 75.5833
2023-11-08 03:00 | 0 | 0.69695 | 0.01192 | 34.4108
2023-11-08 04:00 | 0 | 0.67796 | 0.01159 | 30.2117
2023-11-08 05:00 | 0 | 0.78337 | 0.01212 | 52.7025
2023-11-08 06:00 | 0 | 0.87416 | 0.04818 | 29.6817
2023-11-08 07:00 | 0.14929 | 0.92004 | 0.1184 | 2.2833
2023-11-08 08:00 | 0.18675 | 0.88105 | 0.21036 | -33.935
2023-11-08 09:00 | 0.34355 | 0.86413 | 0.25764 | -36.2067
2023-11-08 10:00 | 0.52171 | 0.86694 | 0.23524 | -14.6667
2023-11-08 11:00 | 0.90444 | 0.9084 | 0.21854 | -29.4933
2023-11-08 12:00 | 0.93372 | 0.92196 | 0.21687 | -43.0425
2023-11-08 13:00 | 0.93677 | 0.92965 | 0.21336 | -23.6917
2023-11-08 14:00 | 0.62866 | 0.93258 | 0.26101 | 33.0375
2023-11-08 15:00 | 0.58549 | 0.92858 | 0.30135 | 26.5992
2023-11-08 16:00 | 0.73253 | 0.88406 | 0.3035 | 110.5658
2023-11-08 17:00 | 0.60505 | 0.60782 | 0.32368 | 70.1917
2023-11-08 18:00 | 0.23815 | 0.33445 | 0.30897 | 200.3825
2023-11-08 19:00 | 0.011803 | 0.66119 | 0.2694 | 158.3508
2023-11-08 20:00 | 0 | 0.31961 | 0.25057 | 88.0867
2023-11-08 21:00 | 0 | 0.19022 | 0.14518 | 112.1825
2023-11-08 22:00 | 0 | 0.48807 | 0.04993 | 180.3658
2023-11-08 23:00 | 0 | 0.79022 | 0.01859 | 204.1983
2023-11-09 | 0 | 0.72439 | 0.0174 | 191.2308
2023-11-09 01:00 | 0 | 0.69484 | 0.01507 | 159.3092
2023-11-09 02:00 | 0 | 0.6496 | 0.01371 | 138.8925
2023-11-09 03:00 | 0 | 0.48602 | 0.013 | 132.8392
2023-11-09 04:00 | 0 | 0.36296 | 0.01325 | 123.7817
2023-11-09 05:00 | 0 | 0.35632 | 0.03518 | 129.0025
2023-11-09 06:00 | 0 | 0.10915 | 0.06742 | 80.8125
2023-11-09 07:00 | 0.33574 | 0.008535 | 0.15396 | 77.9883
2023-11-09 08:00 | 0.68756 | 0.003556 | 0.24947 | 77.6508
2023-11-09 09:00 | 0.75222 | 0.020033 | 0.28802 | 50.935
2023-11-09 10:00 | 0.60021 | 0.014394 | 0.29029 | 62.4183
2023-11-09 11:00 | 0.88647 | 0 | 0.25718 | 13.015
2023-11-09 12:00 | 0.9727 | 0.000427 | 0.2238 | -18.5458
2023-11-09 13:00 | 1 | 0.076166 | 0.13767 | -0.88667
2023-11-09 14:00 | 0.99821 | 0.14618 | 0.1078 | 2.635
2023-11-09 15:00 | 0.98801 | 0.10704 | 0.11078 | 60.2725
2023-11-09 16:00 | 1 | 0.16736 | 0.09856 | 99.4292
2023-11-09 17:00 | 0.9632 | 0.40588 | 0.09438 | 294.09
2023-11-09 18:00 | 0.47858 | 0.59879 | 0.09865 | 4444.1267
2023-11-09 19:00 | 0.10472 | 0.75823 | 0.10327 | 1044.37
2023-11-09 20:00 | 0 | 0.76192 | 0.10141 | 148.3825
2023-11-09 21:00 | 0 | 0.80046 | 0.06721 | 156.1625
2023-11-09 22:00 | 0 | 0.81854 | 0.03445 | 133.24
2023-11-09 23:00 | 0 | 0.75668 | 0.01569 | 100.9525
2023-11-10 | 0 | 0.5241 | 0.01156 | 46.9325
2023-11-10 01:00 | 0 | 0.3099 | 0.02987 | -34.1483
2023-11-10 02:00 | 0 | 0.21669 | 0.04561 | 77.2125
2023-11-10 03:00 | 0 | 0.1814 | 0.06094 | 59.3
2023-11-10 04:00 | 0 | 0.15597 | 0.07696 | 103.9942
2023-11-10 05:00 | 0 | 0.13377 | 0.10598 | 91.3583
2023-11-10 06:00 | 0 | 0.10236 | 0.14278 | 30.6408
2023-11-10 07:00 | 0.32386 | 0.04789 | 0.16533 | 13.4792
2023-11-10 08:00 | 0.94306 | 0.000683 | 0.20722 | 2.64
2023-11-10 09:00 | 1 | 0.000263 | 0.21522 | -15.2083
2023-11-10 10:00 | 1 | 0.000421 | 0.16615 | -32.3958
2023-11-10 11:00 | 1 | 0.003333 | 0.18975 | -107.7983
2023-11-10 12:00 | 1 | 0.07489 | 0.20443 | -29.3042
2023-11-10 13:00 | 1 | 0.058894 | 0.18853 | -6.0867
2023-11-10 14:00 | 0.99056 | 0.074533 | 0.16317 | 20.5108
2023-11-10 15:00 | 1 | 0.13277 | 0.15232 | 60.1317
2023-11-10 16:00 | 0.73297 | 0.20445 | 0.12776 | 80.8592
2023-11-10 17:00 | 0.40722 | 0.24174 | 0.07785 | 184.9833
2023-11-10 18:00 | 0.32544 | 0.22551 | 0.08512 | 299.2467
2023-11-10 19:00 | 0.066746 | 0.32844 | 0.10354 | 191.3108
2023-11-10 20:00 | 0 | 0.33254 | 0.07431 | 64.1767
2023-11-10 21:00 | 0 | 0.26577 | 0.04736 | 56.8075
2023-11-10 22:00 | 0 | 0.167 | 0.05293 | 24.3458
2023-11-10 23:00 | 0 | 0.22671 | 0.01921 | 45.9667
2023-11-11 | 0 | 0.38047 | 0.01925 | 21.8858
2023-11-11 01:00 | 0 | 0.33527 | 0.01573 | 17.5383
2023-11-11 02:00 | 0 | 0.64474 | 0.01525 | 18.5467
2023-11-11 03:00 | 0 | 0.84985 | 0.01514 | 13.7775
2023-11-11 04:00 | 0 | 0.84977 | 0.01491 | 40.065
2023-11-11 05:00 | 0 | 0.77709 | 0.01627 | 31.0317
2023-11-11 06:00 | 0 | 0.81371 | 0.01412 | -7.8725
2023-11-11 07:00 | 0.03935 | 0.82902 | 0.02279 | -40.6333
2023-11-11 08:00 | 0.32872 | 0.9244 | 0.06529 | -51.6817
2023-11-11 09:00 | 0.70767 | 0.91693 | 0.10859 | -48.895
2023-11-11 10:00 | 0.51046 | 0.87875 | 0.10804 | -47.4833
2023-11-11 11:00 | 0.94911 | 0.92417 | 0.10473 | -49.4392
2023-11-11 12:00 | 0.99628 | 0.86732 | 0.10696 | -51.0775
2023-11-11 13:00 | 0.58616 | 0.50402 | 0.11188 | -83.7833
2023-11-11 14:00 | 0.4046 | 0.59575 | 0.15712 | -91.5708
2023-11-11 15:00 | 0.1933 | 0.55401 | 0.19903 | -94.19
2023-11-11 16:00 | 0.39129 | 0.37873 | 0.1507 | -38.545
2023-11-11 17:00 | 0.30637 | 0.6337 | 0.17893 | -16.9217
2023-11-11 18:00 | 0.12314 | 0.21592 | 0.17509 | 27.5017
2023-11-11 19:00 | 0.033742 | 0.10382 | 0.1416 | 72.5733
2023-11-11 20:00 | 0 | 0.30958 | 0.10449 | 65.0767
2023-11-11 21:00 | 0 | 0.10865 | 0.04991 | 57.98
2023-11-11 22:00 | 0 | 0.002898 | 0.03241 | 63.6117
2023-11-11 23:00 | 0 | 0 | 0.03489 | 69.3433
2023-11-12 | 0 | 0.029306 | 0.08975 | 72.0442
2023-11-12 01:00 | 0 | 0.18667 | 0.0877 | 73.045
2023-11-12 02:00 | 0 | 0.42292 | 0.05391 | 62.4433
2023-11-12 03:00 | 0 | 0.33796 | 0.06328 | 68.705
2023-11-12 04:00 | 0 | 0.15605 | 0.03933 | 61.6783
2023-11-12 05:00 | 0 | 0.19856 | 0.0311 | 36.5833
2023-11-12 06:00 | 0.000318 | 0.2693 | 0.04792 | -4.2825
2023-11-12 07:00 | 0.2019 | 0.31201 | 0.02238 | 2.055
2023-11-12 08:00 | 0.69227 | 0.80571 | 0.06316 | -36.835
2023-11-12 09:00 | 0.93578 | 0.67021 | 0.13572 | -43.4142
2023-11-12 10:00 | 0.99966 | 0.62729 | 0.08308 | -57.48
2023-11-12 11:00 | 0.96753 | 0.88178 | 0.05715 | -66.3883
2023-11-12 12:00 | 0.98239 | 0.90126 | 0.0522 | -69.8342
2023-11-12 13:00 | 0.95435 | 0.92857 | 0.05709 | -128.5567
2023-11-12 14:00 | 0.81324 | 0.91149 | 0.07714 | -75.9483
2023-11-12 15:00 | 0.89096 | 0.92168 | 0.09026 | -55.9217
2023-11-12 16:00 | 0.74156 | 0.92883 | 0.07556 | -78.4217
2023-11-12 17:00 | 0.50467 | 0.91858 | 0.06384 | -41.7942
2023-11-12 18:00 | 0.29415 | 0.91521 | 0.07151 | -25.6467
2023-11-12 19:00 | 0.030731 | 0.90341 | 0.08398 | 7.6242
2023-11-12 20:00 | 0 | 0.92381 | 0.09508 | 45.5567
2023-11-12 21:00 | 0 | 0.91577 | 0.0587 | 80.7283
2023-11-12 22:00 | 0 | 0.91492 | 0.01694 | 67.795
2023-11-12 23:00 | 0 | 0.89532 | 0.0169 | 88.3275
2023-11-13 | 0 | 0.91592 | 0.02187 | 102.9942
2023-11-13 01:00 | 0 | 0.91105 | 0.05714 | 94.9658
2023-11-13 02:00 | 0 | 0.91615 | 0.07881 | 92.4917
2023-11-13 03:00 | 0 | 0.93431 | 0.04048 | 81.195
2023-11-13 04:00 | 0 | 0.89281 | 0.02685 | 83.8742
2023-11-13 05:00 | 0 | 0.92708 | 0.0457 | 85.1433
2023-11-13 06:00 | 0.00019819 | 0.89631 | 0.07795 | 7.195
2023-11-13 07:00 | 0.16057 | 0.92177 | 0.13821 | 1.33
2023-11-13 08:00 | 0.41759 | 0.89949 | 0.2754 | -2.1183
2023-11-13 09:00 | 0.41305 | 0.90408 | 0.34843 | -22.1142
2023-11-13 10:00 | 0.47207 | 0.89646 | 0.34592 | -47.61
2023-11-13 11:00 | 0.46565 | 0.89309 | 0.37075 | 99.2358
2023-11-13 12:00 | 0.53738 | 0.87082 | 0.38219 | -9.3867
2023-11-13 13:00 | 0.66391 | 0.83738 | 0.39151 | -46.135
2023-11-13 14:00 | 0.9072 | 0.85966 | 0.34598 | -44.26
2023-11-13 15:00 | 0.8651 | 0.86636 | 0.29453 | -29.0617
2023-11-13 16:00 | 0.96601 | 0.87298 | 0.29738 | 46.6642
2023-11-13 17:00 | 0.97242 | 0.86314 | 0.30275 | 59.72
2023-11-13 18:00 | 0.471 | 0.83653 | 0.26539 | 212.5458
2023-11-13 19:00 | 0.11549 | 0.72444 | 0.25244 | 160.4217
2023-11-13 20:00 | 0 | 0.64465 | 0.26225 | 152.4983
2023-11-13 21:00 | 0 | 0.58066 | 0.24017 | 184.1625
2023-11-13 22:00 | 0 | 0.57534 | 0.219 | 141.3933
2023-11-13 23:00 | 0 | 0.49842 | 0.19916 | 152.2633
2023-11-14 | 0 | 0.48449 | 0.12977 | 129.6083
2023-11-14 01:00 | 0 | 0.38201 | 0.12883 | 123.1417
2023-11-14 02:00 | 0 | 0.30881 | 0.08362 | 112.8783
2023-11-14 03:00 | 0 | 0.31716 | 0.1137 | 124.07
2023-11-14 04:00 | 0 | 0.24241 | 0.12 | 122.685
2023-11-14 05:00 | 0 | 0.23737 | 0.06828 | 131.8033
2023-11-14 06:00 | 0.00059803 | 0.26615 | 0.08416 | 124.9742
2023-11-14 07:00 | 0.20136 | 0.24847 | 0.11408 | 136.2475
2023-11-14 08:00 | 0.35921 | 0.16247 | 0.18795 | 127.1
2023-11-14 09:00 | 0.57644 | 0.1853 | 0.24562 | 104.7958
2023-11-14 10:00 | 0.38075 | 0.19565 | 0.22464 | 104.1242
2023-11-14 11:00 | 0.68862 | 0.2078 | 0.20956 | 102.2375
2023-11-14 12:00 | 0.91539 | 0.22356 | 0.20029 | 73.075
2023-11-14 13:00 | 0.7628 | 0.23864 | 0.22606 | 80.08
2023-11-14 14:00 | 0.77524 | 0.31308 | 0.2871 | 58.2367
2023-11-14 15:00 | 0.90426 | 0.39638 | 0.33897 | 23.3875
2023-11-14 16:00 | 0.89999 | 0.49315 | 0.37101 | 52.8625
2023-11-14 17:00 | 0.98122 | 0.65681 | 0.39442 | 76.8017
2023-11-14 18:00 | 0.60413 | 0.67661 | 0.36683 | 97.9442
2023-11-14 19:00 | 0.11023 | 0.59742 | 0.34231 | 195.7708
2023-11-14 20:00 | 0 | 0.60164 | 0.30289 | 185.8017
2023-11-14 21:00 | 0 | 0.56675 | 0.26003 | 186.7933
2023-11-14 22:00 | 0 | 0.57282 | 0.15807 | 172.1383
2023-11-14 23:00 | 0 | 0.47617 | 0.06031 | 127.135
2023-11-15 | 0 | 0.37524 | 0.0259 | 134.8867
2023-11-15 01:00 | 0 | 0.23626 | 0.01848 | 143.17
2023-11-15 02:00 | 0 | 0.16676 | 0.01464 | 136.7408
2023-11-15 03:00 | 0 | 0.21229 | 0.0163 | 142.5117
2023-11-15 04:00 | 0 | 0.22908 | 0.01658 | 148.6625
2023-11-15 05:00 | 0 | 0.27402 | 0.01459 | 194.2758
2023-11-15 06:00 | 0.0016802 | 0.1684 | 0.02104 | 96.1883
2023-11-15 07:00 | 0.25826 | 0.097983 | 0.08964 | 66.2033
2023-11-15 08:00 | 0.76868 | 0.039043 | 0.16749 | 108.1417
2023-11-15 09:00 | 0.75511 | 0.12139 | 0.2149 | 30.1283
2023-11-15 10:00 | 0.79096 | 0.15592 | 0.18762 | -2.7808
2023-11-15 11:00 | 0.92982 | 0.16735 | 0.18055 | -45.1683
2023-11-15 12:00 | 0.88511 | 0.25291 | 0.17056 | -48.1192
2023-11-15 13:00 | 0.93948 | 0.26516 | 0.19144 | -74.6492
2023-11-15 14:00 | 0.99548 | 0.24052 | 0.20224 | -98.665
2023-11-15 15:00 | 1 | 0.2962 | 0.19308 | -29.1758
2023-11-15 16:00 | 1 | 0.21716 | 0.19895 | 12.9008
2023-11-15 17:00 | 1 | 0.23152 | 0.19522 | -19.0908
2023-11-15 18:00 | 0.74164 | 0.22512 | 0.25621 | 168.675
2023-11-15 19:00 | 0.11011 | 0.26472 | 0.24315 | 184.0158
2023-11-15 20:00 | 0 | 0.34611 | 0.21284 | 165.7117
2023-11-15 21:00 | 0 | 0.4018 | 0.12083 | 165.4892
2023-11-15 22:00 | 0 | 0.33422 | 0.05181 | 138.675
2023-11-15 23:00 | 0 | 0.18501 | 0.02474 | 129.2375
2023-11-16 | 0 | 0.11175 | 0.02275 | 117.0608
2023-11-16 01:00 | 0 | 0.085851 | 0.01873 | 107.0367
2023-11-16 02:00 | 0 | 0.10008 | 0.01385 | 94.0417
2023-11-16 03:00 | 0 | 0.15436 | 0.0146 | 96.1383
2023-11-16 04:00 | 0 | 0.20688 | 0.01412 | 113.5167
2023-11-16 05:00 | 0 | 0.24912 | 0.01376 | 97.4758
2023-11-16 06:00 | 0.002054 | 0.26702 | 0.01999 | 77.295
2023-11-16 07:00 | 0.42053 | 0.27866 | 0.04801 | 40.8133
2023-11-16 08:00 | 0.97813 | 0.20184 | 0.07603 | -23.0875
2023-11-16 09:00 | 1 | 0.33888 | 0.1365 | -42.8442
2023-11-16 10:00 | 1 | 0.30593 | 0.13147 | -46.725
2023-11-16 11:00 | 1 | 0.13082 | 0.10833 | -48.1733
2023-11-16 12:00 | 1 | 0.053433 | 0.11109 | -50.3858
2023-11-16 13:00 | 1 | 0.055763 | 0.1357 | -48.3975
2023-11-16 14:00 | 1 | 0.037939 | 0.11259 | -55.3858
2023-11-16 15:00 | 1 | 0.019606 | 0.08227 | -49.5133
2023-11-16 16:00 | 1 | 0.022485 | 0.07223 | -56.0842
2023-11-16 17:00 | 0.98435 | 0.03786 | 0.06134 | -18.325
2023-11-16 18:00 | 0.841 | 0.075898 | 0.08105 | 76.64
2023-11-16 19:00 | 0.1103 | 0.14913 | 0.0961 | 142.645
2023-11-16 20:00 | 0 | 0.49708 | 0.09032 | 98.8267
2023-11-16 21:00 | 0 | 0.52661 | 0.05055 | 99.56
2023-11-16 22:00 | 0 | 0.51828 | 0.01545 | 135.7575
2023-11-16 23:00 | 0 | 0.74916 | 0.01496 | 173.0233
2023-11-17 | 0 | 0.84798 | 0.01275 | 150.8167
2023-11-17 01:00 | 0 | 0.83822 | 0.01206 | 106.0533
2023-11-17 02:00 | 0 | 0.80732 | 0.01202 | 85.8842
2023-11-17 03:00 | 0 | 0.81099 | 0.01219 | 74.6242
2023-11-17 04:00 | 0 | 0.80893 | 0.0131 | 91.165
2023-11-17 05:00 | 0 | 0.55791 | 0.01305 | 121.7833
2023-11-17 06:00 | 0.0015212 | 0.64807 | 0.02248 | 57.2358
2023-11-17 07:00 | 0.091938 | 0.77596 | 0.05162 | 9.1158
2023-11-17 08:00 | 0.11872 | 0.90313 | 0.11449 | -7.2092
2023-11-17 09:00 | 0.1464 | 0.87484 | 0.14962 | -44.4808
2023-11-17 10:00 | 0.1909 | 0.80836 | 0.13411 | -39.2225
2023-11-17 11:00 | 0.10851 | 0.89774 | 0.11917 | -42.1975
2023-11-17 12:00 | 0.12631 | 0.87708 | 0.12226 | -48.13
2023-11-17 13:00 | 0.56681 | 0.91952 | 0.11833 | -48.74
2023-11-17 14:00 | 0.85441 | 0.92834 | 0.1453 | -50.4508
2023-11-17 15:00 | 1 | 0.89725 | 0.17111 | -50.64
2023-11-17 16:00 | 1 | 0.9181 | 0.18772 | -57.3875
2023-11-17 17:00 | 0.94827 | 0.89454 | 0.20018 | 10.7175
2023-11-17 18:00 | 0.7213 | 0.87157 | 0.19686 | 101.7425
2023-11-17 19:00 | 0.08803 | 0.84784 | 0.2292 | 91.44
2023-11-17 20:00 | 0 | 0.87579 | 0.25097 | 63.5258
2023-11-17 21:00 | 0 | 0.86234 | 0.16242 | 59.7358
2023-11-17 22:00 | 0 | 0.9031 | 0.06401 | 61.7175
2023-11-17 23:00 | 0 | 0.92605 | 0.03372 | 83.4358
2023-11-18 | 0 | 0.92698 | 0.05093 | 79.0775
2023-11-18 01:00 | 0 | 0.92953 | 0.05761 | 96.085
2023-11-18 02:00 | 0 | 0.88212 | 0.06065 | 84.5983
2023-11-18 03:00 | 0 | 0.88161 | 0.04675 | 81.6783
2023-11-18 04:00 | 0 | 0.91221 | 0.05713 | 101.0675
2023-11-18 05:00 | 0 | 0.84359 | 0.03516 | 86.6008
2023-11-18 06:00 | 0.0011461 | 0.88326 | 0.07218 | 20.9033
2023-11-18 07:00 | 0.30568 | 0.93033 | 0.1752 | 20.7692
2023-11-18 08:00 | 0.88378 | 0.56221 | 0.2617 | -8.1375
2023-11-18 09:00 | 0.85874 | 0.26555 | 0.33996 | -40.235
2023-11-18 10:00 | 0.71344 | 0.55099 | 0.32409 | -72.3917
2023-11-18 11:00 | 0.82016 | 0.64646 | 0.27842 | -68.0017
2023-11-18 12:00 | 0.90181 | 0.8373 | 0.2224 | -74.1917
2023-11-18 13:00 | 0.97119 | 0.9158 | 0.20721 | -104.8367
2023-11-18 14:00 | 0.76774 | 0.90641 | 0.22845 | -81.985
2023-11-18 15:00 | 0.90554 | 0.92165 | 0.26839 | -65.5225
2023-11-18 16:00 | 0.67464 | 0.9433 | 0.3146 | 10.3642
2023-11-18 17:00 | 0.32324 | 0.9167 | 0.32923 | 133.4983
2023-11-18 18:00 | 0.50348 | 0.91039 | 0.32985 | 176.5517
2023-11-18 19:00 | 0.10954 | 0.88035 | 0.38267 | 117.915
2023-11-18 20:00 | 0 | 0.87284 | 0.30991 | 111.0633
2023-11-18 21:00 | 0 | 0.90919 | 0.20937 | 101.7875
2023-11-18 22:00 | 0 | 0.90736 | 0.06233 | 115.1325
2023-11-18 23:00 | 0 | 0.87509 | 0.0165 | 114.1058
2023-11-19 | 0 | 0.84531 | 0.0225 | 106.025
2023-11-19 01:00 | 0 | 0.79916 | 0.02141 | 107.3508
2023-11-19 02:00 | 0 | 0.69654 | 0.03106 | 114.75
2023-11-19 03:00 | 0 | 0.5921 | 0.02165 | 108.0858
2023-11-19 04:00 | 0 | 0.563 | 0.01443 | 102.5933
2023-11-19 05:00 | 0 | 0.58542 | 0.01211 | 92.2642
2023-11-19 06:00 | 0.0023639 | 0.61725 | 0.01609 | 18.8808
2023-11-19 07:00 | 0.26008 | 0.65589 | 0.04772 | 16.575
2023-11-19 08:00 | 0.61434 | 0.87092 | 0.10714 | -13.4517
2023-11-19 09:00 | 1 | 0.90576 | 0.1352 | -35.9458
2023-11-19 10:00 | 0.94828 | 0.91018 | 0.14297 | -57.6367
2023-11-19 11:00 | 0.97817 | 0.90157 | 0.12385 | -82.5017
2023-11-19 12:00 | 0.94096 | 0.90493 | 0.1206 | -112.7317
2023-11-19 13:00 | 0.93133 | 0.92048 | 0.14252 | -227.3983
2023-11-19 14:00 | 0.81931 | 0.91751 | 0.22192 | -56.43
2023-11-19 15:00 | 0.72479 | 0.93439 | 0.25402 | -37.3983
2023-11-19 16:00 | 0.70364 | 0.92787 | 0.29696 | -33.0833
2023-11-19 17:00 | 0.44636 | 0.92674 | 0.28658 | 21.2592
2023-11-19 18:00 | 0.45107 | 0.92876 | 0.32541 | 113.2925
2023-11-19 19:00 | 0.048767 | 0.91674 | 0.32453 | 102.46
2023-11-19 20:00 | 0 | 0.87095 | 0.28178 | 99.2425
2023-11-19 21:00 | 0 | 0.90914 | 0.19422 | 100.1508
2023-11-19 22:00 | 0 | 0.89528 | 0.10321 | 103.69
2023-11-19 23:00 | 0 | 0.89414 | 0.04155 | 110.055
2023-11-20 | 0 | 0.88472 | 0.01453 | 99.9508
2023-11-20 01:00 | 0 | 0.8451 | 0.01289 | 87.2517
2023-11-20 02:00 | 0 | 0.83528 | 0.01281 | 106.7983
2023-11-20 03:00 | 0 | 0.8243 | 0.01246 | 93.7492
2023-11-20 04:00 | 0 | 0.80201 | 0.01207 | 113.92
2023-11-20 05:00 | 0 | 0.82107 | 0.01597 | 146.2933
2023-11-20 06:00 | 0.0023629 | 0.8513 | 0.04078 | 165.075
2023-11-20 07:00 | 0.31568 | 0.8946 | 0.08876 | 181.9808
2023-11-20 08:00 | 0.93686 | 0.91587 | 0.16625 | 110.4317
2023-11-20 09:00 | 0.83526 | 0.90316 | 0.20384 | 92.6458
2023-11-20 10:00 | 0.81921 | 0.90867 | 0.20144 | 22.3558
2023-11-20 11:00 | 0.60386 | 0.90072 | 0.17307 | 11.0708
2023-11-20 12:00 | 0.8289 | 0.89668 | 0.16638 | 11.2675
2023-11-20 13:00 | 0.76367 | 0.88375 | 0.18352 | 14.6458
2023-11-20 14:00 | 0.95527 | 0.90173 | 0.24547 | 48.8092
2023-11-20 15:00 | 1 | 0.90324 | 0.25923 | 66.64
2023-11-20 16:00 | 1 | 0.90635 | 0.27108 | 36.96
2023-11-20 17:00 | 1 | 0.91228 | 0.29979 | 106.7092
2023-11-20 18:00 | 0.87137 | 0.89413 | 0.26586 | 148.4758
2023-11-20 19:00 | 0.12361 | 0.84361 | 0.25873 | 162.0558
2023-11-20 20:00 | 0 | 0.79337 | 0.24406 | 121.9908
2023-11-20 21:00 | 0 | 0.68976 | 0.13604 | 106.2142
2023-11-20 22:00 | 0 | 0.57768 | 0.05663 | 140.135
2023-11-20 23:00 | 0 | 0.53985 | 0.01361 | 115.8383
2023-11-21 | 0 | 0.58069 | 0.01236 | 119.08
2023-11-21 01:00 | 0 | 0.6222 | 0.01208 | 118.6192
2023-11-21 02:00 | 0 | 0.54339 | 0.01239 | 118.1067
2023-11-21 03:00 | 0 | 0.52833 | 0.01221 | 128.06
2023-11-21 04:00 | 0 | 0.4284 | 0.01197 | 122.8325
2023-11-21 05:00 | 0 | 0.41649 | 0.01208 | 129.4525
2023-11-21 06:00 | 0.0024686 | 0.29012 | 0.01136 | 126.195
2023-11-21 07:00 | 0.2073 | 0.14115 | 0.01218 | 73.3233
2023-11-21 08:00 | 0.31116 | 0.27854 | 0.03586 | 58.5892
2023-11-21 09:00 | 0.3927 | 0.3316 | 0.06026 | -12.4975
2023-11-21 10:00 | 0.47748 | 0.25703 | 0.09484 | -46.6017
2023-11-21 11:00 | 0.59684 | 0.1819 | 0.09696 | -84.1267
2023-11-21 12:00 | 0.7474 | 0.17117 | 0.07866 | -47.6592
2023-11-21 13:00 | 0.76095 | 0.15598 | 0.05824 | -59.9842
2023-11-21 14:00 | 0.79133 | 0.12495 | 0.05656 | -85.8042
2023-11-21 15:00 | 0.93563 | 0.14273 | 0.0565 | -80.9483
2023-11-21 16:00 | 1 | 0.18619 | 0.05631 | -26.4092
2023-11-21 17:00 | 1 | 0.18355 | 0.05864 | -2.9992
2023-11-21 18:00 | 0.88324 | 0.26022 | 0.05814 | 1.2033
2023-11-21 19:00 | 0.18529 | 0.3024 | 0.05473 | 18.6925
2023-11-21 20:00 | 0 | 0.23118 | 0.05207 | 59.6825
2023-11-21 21:00 | 0 | 0.20486 | 0.0453 | 103.5308
2023-11-21 22:00 | 0 | 0.2883 | 0.03624 | 98.3717
2023-11-21 23:00 | 0 | 0.31613 | 0.01214 | 88.0358
2023-11-22 | 0 | 0.29354 | 0.01425 | 65.6475
2023-11-22 01:00 | 0 | 0.24149 | 0.01445 | 46.1725
2023-11-22 02:00 | 0 | 0.21528 | 0.0142 | 35.5533
2023-11-22 03:00 | 0 | 0.20145 | 0.01456 | 39.7283
2023-11-22 04:00 | 0 | 0.1673 | 0.01387 | 65.225
2023-11-22 05:00 | 0 | 0.093848 | 0.01474 | 73.7108
2023-11-22 06:00 | 0.0031824 | 0.053624 | 0.01378 | 30.8383
2023-11-22 07:00 | 0.35441 | 0.014964 | 0.01551 | -43.4967
2023-11-22 08:00 | 0.92454 | 0.000489 | 0.02732 | -53.7708
2023-11-22 09:00 | 0.98888 | 0.002775 | 0.0805 | -47.9083
2023-11-22 10:00 | 1 | 0.007237 | 0.12673 | -53.2575
2023-11-22 11:00 | 1 | 0.027785 | 0.09044 | -66.0517
2023-11-22 12:00 | 1 | 0.050026 | 0.02468 | -64.5458
2023-11-22 13:00 | 1 | 0.035847 | 0.01931 | -67.2167
2023-11-22 14:00 | 1 | 0.037243 | 0.01904 | -55.1592
2023-11-22 15:00 | 1 | 0.061851 | 0.02483 | -49.4667
2023-11-22 16:00 | 1 | 0.081989 | 0.07425 | -46.5583
2023-11-22 17:00 | 1 | 0.14008 | 0.04931 | -8.0125
2023-11-22 18:00 | 0.92538 | 0.26526 | 0.08765 | 91.5742
2023-11-22 19:00 | 0.18159 | 0.45898 | 0.09533 | 110.7142
2023-11-22 20:00 | 0 | 0.4116 | 0.11181 | 115.6725
2023-11-22 21:00 | 0 | 0.39695 | 0.1631 | 77.64
2023-11-22 22:00 | 0 | 0.32526 | 0.13807 | 54.4583
2023-11-22 23:00 | 0 | 0.1785 | 0.10781 | 61.2008
2023-11-23 | 0 | 0.069358 | 0.11216 | 57.1992
2023-11-23 01:00 | 0 | 0.049511 | 0.10133 | 57.6442
2023-11-23 02:00 | 0 | 0.035716 | 0.0826 | 71.9567
2023-11-23 03:00 | 0 | 0.018658 | 0.08166 | 76.4
2023-11-23 04:00 | 0 | 0.010472 | 0.06198 | 80.4292
2023-11-23 05:00 | 0 | 0.01451 | 0.06377 | 69.2033
2023-11-23 06:00 | 0.0031583 | 0.033634 | 0.10463 | 99.3575
2023-11-23 07:00 | 0.29468 | 0.034349 | 0.1481 | 97.8342
2023-11-23 08:00 | 0.6712 | 0.031061 | 0.16154 | -12.935
2023-11-23 09:00 | 0.83767 | 0.017442 | 0.17167 | -7.305
2023-11-23 10:00 | 1 | 0.018996 | 0.15103 | -41.1825
2023-11-23 11:00 | 1 | 0.001825 | 0.10828 | -25.5125
2023-11-23 12:00 | 1 | 0.012237 | 0.10309 | 0.23417
2023-11-23 13:00 | 1 | 0.051795 | 0.11182 | 17.1492
2023-11-23 14:00 | 1 | 0.060918 | 0.16955 | 31.3042
2023-11-23 15:00 | 1 | 0.07139 | 0.25095 | 56.7317
2023-11-23 16:00 | 1 | 0.096653 | 0.31222 | 61.1742
2023-11-23 17:00 | 0.99875 | 0.19945 | 0.30508 | 76.9125
2023-11-23 18:00 | 0.90471 | 0.35858 | 0.31181 | 66.9517
2023-11-23 19:00 | 0.34214 | 0.46034 | 0.31923 | 73.5833
2023-11-23 20:00 | 0 | 0.40028 | 0.31253 | 52.9567
2023-11-23 21:00 | 0 | 0.34232 | 0.22427 | 50.3183
2023-11-23 22:00 | 0 | 0.23743 | 0.1547 | 66.3333
2023-11-23 23:00 | 0 | 0.13309 | 0.1277 | 75.2358
2023-11-24 | 0 | 0.068781 | 0.10136 | 75.8275
2023-11-24 01:00 | 0 | 0.047253 | 0.06455 | 70.9783
2023-11-24 02:00 | 0 | 0.053247 | 0.02025 | 66.5783
2023-11-24 03:00 | 0 | 0.13214 | 0.0137 | 56.4892
2023-11-24 04:00 | 0 | 0.28019 | 0.01235 | 60.0542
2023-11-24 05:00 | 0 | 0.39326 | 0.01262 | 83.5525
2023-11-24 06:00 | 0.0038595 | 0.53693 | 0.04488 | 92.7933
2023-11-24 07:00 | 0.38856 | 0.51438 | 0.07598 | 62.1408
2023-11-24 08:00 | 0.93281 | 0.4127 | 0.13653 | 61.3842
2023-11-24 09:00 | 1 | 0.36024 | 0.21906 | 67.2658
2023-11-24 10:00 | 1 | 0.43234 | 0.25637 | 61.9017
2023-11-24 11:00 | 1 | 0.33816 | 0.30348 | 11.9717
2023-11-24 12:00 | 1 | 0.1542 | 0.33754 | 12.07
2023-11-24 13:00 | 1 | 0.047303 | 0.3282 | 3.9758
2023-11-24 14:00 | 1 | 0.017007 | 0.3581 | 103.4733
2023-11-24 15:00 | 1 | 0.006572 | 0.38959 | 67.4408
2023-11-24 16:00 | 1 | 0.00743 | 0.42192 | -21.3917
2023-11-24 17:00 | 0.99552 | 0.012796 | 0.40419 | 48.6492
2023-11-24 18:00 | 0.88346 | 0.018763 | 0.42365 | 102.8608
2023-11-24 19:00 | 0.33619 | 0.045892 | 0.43663 | 96.205
2023-11-24 20:00 | 0 | 0.11031 | 0.36426 | 103.4833
2023-11-24 21:00 | 0 | 0.19754 | 0.21893 | 91.7533
2023-11-24 22:00 | 0 | 0.35932 | 0.09629 | 80.4142
2023-11-24 23:00 | 0 | 0.58234 | 0.03472 | 64.6367
2023-11-25 | 0 | 0.75399 | 0.01606 | 67.9175
2023-11-25 01:00 | 0 | 0.82587 | 0.01339 | 71.8725
2023-11-25 02:00 | 0 | 0.8881 | 0.01313 | 68.425
2023-11-25 03:00 | 0 | 0.91626 | 0.01274 | 63.25
2023-11-25 04:00 | 0 | 0.92048 | 0.01314 | 79.0725
2023-11-25 05:00 | 0 | 0.92451 | 0.01309 | 95.28
2023-11-25 06:00 | 0.0029194 | 0.91761 | 0.01997 | 55.7708
2023-11-25 07:00 | 0.29326 | 0.91352 | 0.04296 | 8.5008
2023-11-25 08:00 | 0.49207 | 0.89755 | 0.08893 | 6.9875
2023-11-25 09:00 | 0.53723 | 0.92034 | 0.14111 | -16.7183
2023-11-25 10:00 | 0.19992 | 0.93047 | 0.14235 | -36.0508
2023-11-25 11:00 | 0.16014 | 0.90587 | 0.12946 | -45.88
2023-11-25 12:00 | 0.20963 | 0.91333 | 0.12439 | -61.9933
2023-11-25 13:00 | 0.266 | 0.27869 | 0.12575 | -87.6092
2023-11-25 14:00 | 0.59546 | 0.087688 | 0.16032 | -87.5775
2023-11-25 15:00 | 0.8386 | 0.062801 | 0.21862 | -83.9167
2023-11-25 16:00 | 0.90574 | 0.11946 | 0.25142 | -21.5833
2023-11-25 17:00 | 0.90453 | 0.23608 | 0.26123 | -24.9142
2023-11-25 18:00 | 0.84877 | 0.53296 | 0.28103 | 44.6
2023-11-25 19:00 | 0.30858 | 0.82491 | 0.303 | 86.8117
2023-11-25 20:00 | 0 | 0.86912 | 0.24182 | 83.6917
2023-11-25 21:00 | 0 | 0.82292 | 0.1349 | 63.1833
2023-11-25 22:00 | 0 | 0.76955 | 0.08723 | 53.5442
2023-11-25 23:00 | 0 | 0.73666 | 0.06472 | 53.1517
2023-11-26 | 0 | 0.62353 | 0.04094 | 55.1092
2023-11-26 01:00 | 0 | 0.47817 | 0.04094 | 56.7075
2023-11-26 02:00 | 0 | 0.4449 | 0.02901 | 55.5625
2023-11-26 03:00 | 0 | 0.48892 | 0.01652 | 52.3367
2023-11-26 04:00 | 0 | 0.59493 | 0.0154 | 53.7375
2023-11-26 05:00 | 0 | 0.61825 | 0.01432 | 40.5267
2023-11-26 06:00 | 0.0030379 | 0.60788 | 0.01529 | -3.0783
2023-11-26 07:00 | 0.27262 | 0.61215 | 0.01343 | 3.8683
2023-11-26 08:00 | 0.70211 | 0.51006 | 0.03024 | 2.2042
2023-11-26 09:00 | 0.84133 | 0.45561 | 0.06205 | -30.1592
2023-11-26 10:00 | 0.89841 | 0.54389 | 0.05034 | -17.7092
2023-11-26 11:00 | 0.90546 | 0.59563 | 0.03552 | -42.9017
2023-11-26 12:00 | 1 | 0.66916 | 0.01866 | -56.2292
2023-11-26 13:00 | 1 | 0.63467 | 0.01916 | -52.5917
2023-11-26 14:00 | 1 | 0.65681 | 0.03939 | -60.8633
2023-11-26 15:00 | 1 | 0.72075 | 0.06321 | -62.2717
2023-11-26 16:00 | 1 | 0.73134 | 0.05566 | -46.7358
2023-11-26 17:00 | 1 | 0.75172 | 0.02106 | -3.6892
2023-11-26 18:00 | 0.8883 | 0.72356 | 0.02008 | 67.83
2023-11-26 19:00 | 0.33958 | 0.72593 | 0.0207 | 89.3875
2023-11-26 20:00 | 0 | 0.75311 | 0.01995 | 74.6967
2023-11-26 21:00 | 0 | 0.70586 | 0.01562 | 48.5675
2023-11-26 22:00 | 0 | 0.70372 | 0.01268 | 47.4333
2023-11-26 23:00 | 0 | 0.69055 | 0.01194 | 49.44
2023-11-27 | 0 | 0.65733 | 0.01152 | 50.52
2023-11-27 01:00 | 0 | 0.59954 | 0.0117 | 51.26
2023-11-27 02:00 | 0 | 0.44577 | 0.01204 | 47.55
2023-11-27 03:00 | 0 | 0.342 | 0.01198 | 43.8817
2023-11-27 04:00 | 0 | 0.31655 | 0.01177 | 49.29
2023-11-27 05:00 | 0 | 0.30133 | 0.01105 | 53.285
2023-11-27 06:00 | 0.0033216 | 0.24097 | 0.0124 | 43.0567
2023-11-27 07:00 | 0.28353 | 0.27211 | 0.01443 | 20.8083
2023-11-27 08:00 | 0.53699 | 0.44844 | 0.02499 | -33.1942
2023-11-27 09:00 | 0.86721 | 0.31065 | 0.04292 | -79.7083
2023-11-27 10:00 | 0.89507 | 0.32697 | 0.04619 | -48.1483
2023-11-27 11:00 | 0.51702 | 0.41474 | 0.04134 | -50.99
2023-11-27 12:00 | 0.60628 | 0.47092 | 0.04209 | -46.5175
2023-11-27 13:00 | 0.6538 | 0.49511 | 0.04403 | -52.1508
2023-11-27 14:00 | 0.80768 | 0.50061 | 0.04339 | -61.9075
2023-11-27 15:00 | 0.88906 | 0.63347 | 0.0435 | -113.1842
2023-11-27 16:00 | 0.88011 | 0.72138 | 0.04695 | -46.6975
2023-11-27 17:00 | 1 | 0.72356 | 0.04684 | 40.6075
2023-11-27 18:00 | 0.92326 | 0.74253 | 0.05492 | 42.6283
2023-11-27 19:00 | 0.36011 | 0.71889 | 0.1375 | 42.0408
2023-11-27 20:00 | 0 | 0.60941 | 0.20368 | 43.5625
2023-11-27 21:00 | 0 | 0.6419 | 0.15518 | 40.6425
2023-11-27 22:00 | 0 | 0.66597 | 0.16046 | 41.0258
2023-11-27 23:00 | 0 | 0.65762 | 0.12957 | 43.175
2023-11-28 | 0 | 0.58776 | 0.14578 | 42.0792
2023-11-28 01:00 | 0 | 0.558 | 0.11829 | 38.53
2023-11-28 02:00 | 0 | 0.57894 | 0.05039 | 36.4292
2023-11-28 03:00 | 0 | 0.50351 | 0.02692 | 35.3717
2023-11-28 04:00 | 0 | 0.44821 | 0.01495 | 46.8667
2023-11-28 05:00 | 0 | 0.42871 | 0.01492 | 65.58
2023-11-28 06:00 | 0.0038596 | 0.39065 | 0.01515 | 89.5275
2023-11-28 07:00 | 0.28333 | 0.34558 | 0.03345 | 83.9842
2023-11-28 08:00 | 0.8154 | 0.37593 | 0.1133 | 64.4875
2023-11-28 09:00 | 0.9853 | 0.35935 | 0.14265 | 51.83
2023-11-28 10:00 | 1 | 0.36752 | 0.14117 | 58.5633
2023-11-28 11:00 | 1 | 0.27619 | 0.1133 | 72.8467
2023-11-28 12:00 | 1 | 0.25216 | 0.08503 | 1463.1025
2023-11-28 13:00 | 1 | 0.31485 | 0.0787 | 30.4375
2023-11-28 14:00 | 1 | 0.40488 | 0.10138 | 31.7542
2023-11-28 15:00 | 1 | 0.48917 | 0.09782 | 36.1608
2023-11-28 16:00 | 1 | 0.5572 | 0.08058 | 36.965
2023-11-28 17:00 | 1 | 0.64801 | 0.0486 | 70.4083
2023-11-28 18:00 | 0.94309 | 0.71727 | 0.06241 | 89.42
2023-11-28 19:00 | 0.34528 | 0.73194 | 0.09222 | 95.665
2023-11-28 20:00 | 0 | 0.74529 | 0.12724 | 83.7517
2023-11-28 21:00 | 0 | 0.74648 | 0.13087 | 66.8867
2023-11-28 22:00 | 0 | 0.74724 | 0.06355 | 54.8858
2023-11-28 23:00 | 0 | 0.67658 | 0.01537 | 51.8092
2023-11-29 | 0 | 0.58017 | 0.01426 | 31.8267
2023-11-29 01:00 | 0 | 0.44022 | 0.01309 | 16.5267
2023-11-29 02:00 | 0 | 0.34268 | 0.01437 | 13.4342
2023-11-29 03:00 | 0 | 0.23002 | 0.01351 | 9.4433
2023-11-29 04:00 | 0 | 0.13484 | 0.013 | 9.8842
2023-11-29 05:00 | 0 | 0.094478 | 0.01475 | 13.1817
2023-11-29 06:00 | 0.0041971 | 0.083401 | 0.01455 | 32.0758
2023-11-29 07:00 | 0.41607 | 0.034447 | 0.01616 | 26.155
2023-11-29 08:00 | 0.96534 | 0.011086 | 0.04658 | -8.2242
2023-11-29 09:00 | 1 | 0.014577 | 0.10987 | -28.675
2023-11-29 10:00 | 1 | 0.020337 | 0.13866 | -51.3975
2023-11-29 11:00 | 1 | 0.023403 | 0.14064 | -54.3608
2023-11-29 12:00 | 1 | 0.049575 | 0.16927 | -54.9842
2023-11-29 13:00 | 1 | 0.11618 | 0.18979 | -65.0467
2023-11-29 14:00 | 1 | 0.24554 | 0.23388 | -98.5508
2023-11-29 15:00 | 1 | 0.40617 | 0.23461 | -104.6808
2023-11-29 16:00 | 1 | 0.55305 | 0.20486 | -59.7633
2023-11-29 17:00 | 1 | 0.65807 | 0.18718 | -44.0117
2023-11-29 18:00 | 0.90809 | 0.72105 | 0.18106 | 12.445
2023-11-29 19:00 | 0.35404 | 0.74673 | 0.20003 | 8.8808
2023-11-29 20:00 | 0 | 0.77452 | 0.15116 | 9.2217
2023-11-29 21:00 | 0 | 0.75394 | 0.12797 | 14.0442
2023-11-29 22:00 | 0 | 0.69159 | 0.04791 | 17.8458
2023-11-29 23:00 | 0 | 0.6051 | 0.01503 | 20.5808
2023-11-30 | 0 | 0.53816 | 0.01358 | 46.5567
2023-11-30 01:00 | 0 | 0.41497 | 0.01336 | 18.9458
2023-11-30 02:00 | 0 | 0.25684 | 0.0123 | -11.2533
2023-11-30 03:00 | 0 | 0.13557 | 0.01178 | -20.7233
2023-11-30 04:00 | 0 | 0.12519 | 0.01195 | 16.9075
2023-11-30 05:00 | 0 | 0.104 | 0.01194 | 25.875
2023-11-30 06:00 | 0.0043897 | 0.081285 | 0.03665 | -3.8158
2023-11-30 07:00 | 0.41886 | 0.045999 | 0.01781 | -46.8825
2023-11-30 08:00 | 0.96044 | 0.016761 | 0.0486 | -44.4075
2023-11-30 09:00 | 1 | 0.019525 | 0.068 | -38.6608
2023-11-30 10:00 | 1 | 0.01437 | 0.07341 | -45.9883
2023-11-30 11:00 | 1 | 0.007652 | 0.06511 | -43.2392
2023-11-30 12:00 | 1 | 0.037227 | 0.05454 | -46.0767
2023-11-30 13:00 | 1 | 0.088968 | 0.05353 | -46.0483
2023-11-30 14:00 | 1 | 0.15975 | 0.05366 | -30.9225
2023-11-30 15:00 | 1 | 0.20828 | 0.0552 | -24.7617
2023-11-30 16:00 | 1 | 0.26234 | 0.0558 | -1.7225
2023-11-30 17:00 | 1 | 0.31294 | 0.06599 | 20.7883
2023-11-30 18:00 | 0.92272 | 0.38107 | 0.08475 | 37.9042
2023-11-30 19:00 | 0.36424 | 0.45105 | 0.09101 | 51.4092
2023-11-30 20:00 | 0 | 0.39969 | 0.0867 | 44.255
2023-11-30 21:00 | 0 | 0.39021 | 0.06939 | 35.0033
2023-11-30 22:00 | 0 | 0.32536 | 0.02054 | 19.2508
2023-11-30 23:00 | 0 | 0.34692 | 0.01754 | 18.2525
2023-12-01 | 0 | 0.31873 | 0.01406 | 21.21
2023-12-01 01:00 | 0 | 0.29095 | 0.01231 | 10.9867
2023-12-01 02:00 | 0 | 0.26861 | 0.01202 | 12.7892
2023-12-01 03:00 | 0 | 0.25293 | 0.01236 | 21.7075
2023-12-01 04:00 | 0 | 0.27565 | 0.01343 | 48.1025
2023-12-01 05:00 | 0 | 0.2602 | 0.01173 | 46.9925
2023-12-01 06:00 | 0.0045022 | 0.27991 | 0.01162 | 19.7917
2023-12-01 07:00 | 0.42562 | 0.25425 | 0.01376 | 0.43
2023-12-01 08:00 | 0.9514 | 0.09047 | 0.02617 | 6.8475
2023-12-01 09:00 | 1 | 0.099695 | 0.06212 | 4.175
2023-12-01 10:00 | 1 | 0.051527 | 0.06767 | -1.1225
2023-12-01 11:00 | 1 | 0.000783 | 0.06739 | -20.2067
2023-12-01 12:00 | 1 | 0.003275 | 0.07217 | -53.2717
2023-12-01 13:00 | 1 | 0.010106 | 0.08304 | -27.6575
2023-12-01 14:00 | 1 | 0.032086 | 0.09867 | -51.0242
2023-12-01 15:00 | 1 | 0.075501 | 0.10549 | -46.1392
2023-12-01 16:00 | 1 | 0.13221 | 0.1074 | 12.4383
2023-12-01 17:00 | 1 | 0.19862 | 0.10786 | 29.6775
2023-12-01 18:00 | 0.9176 | 0.24616 | 0.11103 | 80.2033
2023-12-01 19:00 | 0.3323 | 0.33816 | 0.10191 | 82.5458
2023-12-01 20:00 | 0 | 0.38872 | 0.09754 | 79.5475
2023-12-01 21:00 | 0 | 0.36213 | 0.04584 | 77.6017
2023-12-01 22:00 | 0 | 0.30299 | 0.01944 | 85.5233
2023-12-01 23:00 | 0 | 0.21517 | 0.01719 | 70.9733
2023-12-02 | 0 | 0.20088 | 0.01708 | 81.43
2023-12-02 01:00 | 0 | 0.30062 | 0.0159 | 66.4475
2023-12-02 02:00 | 0 | 0.3977 | 0.01467 | 61.1442
2023-12-02 03:00 | 0 | 0.40829 | 0.01375 | 40.1517
2023-12-02 04:00 | 0 | 0.30098 | 0.01343 | 48.5675
2023-12-02 05:00 | 0 | 0.24651 | 0.01381 | 49.495
2023-12-02 06:00 | 0.0046473 | 0.18404 | 0.02493 | 6.9783
2023-12-02 07:00 | 0.4153 | 0.15749 | 0.06386 | -29.3708
2023-12-02 08:00 | 0.87188 | 0.045917 | 0.09429 | -6.2225
2023-12-02 09:00 | 1 | 0.036057 | 0.13624 | 2.67
2023-12-02 10:00 | 1 | 0.065398 | 0.1334 | -4.92
2023-12-02 11:00 | 1 | 0.008899 | 0.12889 | 1.21
2023-12-02 12:00 | 1 | 0.001956 | 0.12609 | -0.55583
2023-12-02 13:00 | 1 | 0.001911 | 0.13459 | -11.5808
2023-12-02 14:00 | 1 | 0.002986 | 0.15136 | -38.1408
2023-12-02 15:00 | 1 | 0.011516 | 0.16335 | -36.4425
2023-12-02 16:00 | 1 | 0.032161 | 0.17836 | -44.485
2023-12-02 17:00 | 0.99783 | 0.063267 | 0.19951 | -13.9467
2023-12-02 18:00 | 0.89871 | 0.1333 | 0.1996 | 40.3325
2023-12-02 19:00 | 0.35138 | 0.29109 | 0.18665 | 78.1808
2023-12-02 20:00 | 0 | 0.27986 | 0.15249 | 60.8483
2023-12-02 21:00 | 0 | 0.21372 | 0.04553 | 69.2733
2023-12-02 22:00 | 0 | 0.19108 | 0.0205 | 63.9583
2023-12-02 23:00 | 0 | 0.21011 | 0.0182 | 75.2842
2023-12-03 | 0 | 0.27703 | 0.01749 | 83.6558
2023-12-03 01:00 | 0 | 0.32814 | 0.01608 | 82.1075
2023-12-03 02:00 | 0 | 0.40465 | 0.0153 | 85.6208
2023-12-03 03:00 | 0 | 0.52791 | 0.01524 | 81.1392
2023-12-03 04:00 | 0 | 0.62369 | 0.0149 | 74.1775
2023-12-03 05:00 | 0 | 0.63174 | 0.01419 | 49.7408
2023-12-03 06:00 | 0.0048853 | 0.58905 | 0.01566 | -18.5158
2023-12-03 07:00 | 0.40836 | 0.5398 | 0.053 | -38.1267
2023-12-03 08:00 | 0.92776 | 0.36142 | 0.14337 | -46.2142
2023-12-03 09:00 | 1 | 0.29698 | 0.27847 | -52.7667
2023-12-03 10:00 | 1 | 0.49511 | 0.29673 | -57.5958
2023-12-03 11:00 | 1 | 0.38207 | 0.26537 | -60.4675
2023-12-03 12:00 | 1 | 0.21007 | 0.23217 | -57.7233
2023-12-03 13:00 | 1 | 0.096971 | 0.21729 | -70.8508
2023-12-03 14:00 | 1 | 0.027285 | 0.20705 | -107.2742
2023-12-03 15:00 | 0.98799 | 0.004019 | 0.17514 | -64.2392
2023-12-03 16:00 | 0.99331 | 0.003628 | 0.10044 | -24.945
2023-12-03 17:00 | 0.89407 | 0.11435 | 0.07214 | 27.6142
2023-12-03 18:00 | 0.66824 | 0.85764 | 0.06681 | 97.5075
2023-12-03 19:00 | 0.12086 | 0.89082 | 0.06725 | 113.3483
2023-12-03 20:00 | 0 | 0.87367 | 0.05213 | 101.3667
2023-12-03 21:00 | 0 | 0.86013 | 0.02898 | 79.2183
2023-12-03 22:00 | 0 | 0.82923 | 0.0247 | 66.1867
2023-12-03 23:00 | 0 | 0.80787 | 0.02103 | 78.185
2023-12-04 | 0 | 0.8396 | 0.01886 | 87.3433
2023-12-04 01:00 | 0 | 0.59092 | 0.01779 | 93.0025
2023-12-04 02:00 | 0 | 0.34382 | 0.01781 | 66.8225
2023-12-04 03:00 | 0 | 0.34876 | 0.01784 | 54.3275
2023-12-04 04:00 | 0 | 0.56959 | 0.01534 | 66.585
2023-12-04 05:00 | 0 | 0.70727 | 0.01173 | 61.0958
2023-12-04 06:00 | 0.0032504 | 0.69637 | 0.05524 | 4.1092
2023-12-04 07:00 | 0.32709 | 0.62021 | 0.10009 | -25.9383
2023-12-04 08:00 | 0.77398 | 0.49143 | 0.17201 | -48.865
2023-12-04 09:00 | 0.94134 | 0.49833 | 0.21385 | -54.8575
2023-12-04 10:00 | 1 | 0.42319 | 0.21857 | -67.0767
2023-12-04 11:00 | 1 | 0.473 | 0.226 | -54.9083
2023-12-04 12:00 | 0.57884 | 0.57342 | 0.24193 | -53.1567
2023-12-04 13:00 | 0.41973 | 0.57343 | 0.26694 | -50.89
2023-12-04 14:00 | 0.43463 | 0.54011 | 0.22299 | -43.3417
2023-12-04 15:00 | 0.67395 | 0.52171 | 0.18472 | 25.6392
2023-12-04 16:00 | 0.87252 | 0.54291 | 0.15983 | 17.1217
2023-12-04 17:00 | 0.92685 | 0.59003 | 0.15581 | 102.0392
2023-12-04 18:00 | 0.53477 | 0.58054 | 0.17304 | 165.9175
2023-12-04 19:00 | 0.12404 | 0.60503 | 0.18103 | 133.9192
2023-12-04 20:00 | 0 | 0.36555 | 0.16422 | 116.8
2023-12-04 21:00 | 0 | 0.39744 | 0.12863 | 141.5917
2023-12-04 22:00 | 0 | 0.39938 | 0.05291 | 114.2575
2023-12-04 23:00 | 0 | 0.30844 | 0.04908 | 122.6975
2023-12-05 | 0 | 0.20611 | 0.04171 | 99.6608
2023-12-05 01:00 | 0 | 0.093881 | 0.03968 | 113.0858
2023-12-05 02:00 | 0 | 0.052899 | 0.03385 | 109.8433
2023-12-05 03:00 | 0 | 0.049521 | 0.07322 | 114.4342
2023-12-05 04:00 | 0 | 0.088413 | 0.03171 | 117.085
2023-12-05 05:00 | 0 | 0.14854 | 0.03663 | 113.8758
2023-12-05 06:00 | 0.0025643 | 0.19573 | 0.04595 | 77.9575
2023-12-05 07:00 | 0.1821 | 0.083451 | 0.08385 | 84.3008
2023-12-05 08:00 | 0.16127 | 0.086256 | 0.09952 | 113.93
2023-12-05 09:00 | 0.14934 | 0.064973 | 0.13382 | 40.6517
2023-12-05 10:00 | 0.19614 | 0.064225 | 0.15421 | 17.4958
2023-12-05 11:00 | 0.43194 | 0.036683 | 0.14017 | 14.6
2023-12-05 12:00 | 0.88223 | 0.046397 | 0.11806 | 6.2475
2023-12-05 13:00 | 0.84838 | 0.009991 | 0.11423 | 8.6517
2023-12-05 14:00 | 0.49775 | 0.013288 | 0.11743 | 22.4717
2023-12-05 15:00 | 0.091178 | 0.026306 | 0.11499 | 75.6433
2023-12-05 16:00 | 0.14166 | 0.001249 | 0.11512 | 88.5133
2023-12-05 17:00 | 0.074506 | 0.000819 | 0.11844 | 73.3633
2023-12-05 18:00 | 0.061972 | 0.001283 | 0.11734 | 36.1183
2023-12-05 19:00 | 0.015726 | 0.099729 | 0.12798 | 113.9942
2023-12-05 20:00 | 0 | 0.013231 | 0.12937 | 120.9792
2023-12-05 21:00 | 0 | 0.10286 | 0.08341 | 98.2217
2023-12-05 22:00 | 0 | 0.17521 | 0.0203 | 90.0308
2023-12-05 23:00 | 0 | 0.10752 | 0.0171 | 78.0142
2023-12-06 | 0 | 0.021525 | 0.0148 | 79.7275
2023-12-06 01:00 | 0 | 0.037428 | 0.01359 | 61.3325
2023-12-06 02:00 | 0 | 0.34193 | 0.0128 | 59.4992
2023-12-06 03:00 | 0 | 0.7433 | 0.01118 | 61.3117
2023-12-06 04:00 | 0 | 0.78694 | 0.01577 | 80.2942
2023-12-06 05:00 | 0 | 0.72239 | 0.04315 | 74.5033
2023-12-06 06:00 | 0.0024326 | 0.68242 | 0.06744 | 40.5675
2023-12-06 07:00 | 0.12646 | 0.65756 | 0.11417 | 48.8408
2023-12-06 08:00 | 0.32414 | 0.8111 | 0.13412 | 38.3275
2023-12-06 09:00 | 0.31387 | 0.8731 | 0.1614 | 17.56
2023-12-06 10:00 | 0.60954 | 0.91491 | 0.16978 | 7.7683
2023-12-06 11:00 | 0.78074 | 0.91703 | 0.15083 | 3.54
2023-12-06 12:00 | 1 | 0.94054 | 0.1272 | 0.7375
2023-12-06 13:00 | 1 | 0.93174 | 0.1211 | -25.7617
2023-12-06 14:00 | 1 | 0.92706 | 0.11955 | 20.0375
2023-12-06 15:00 | 1 | 0.92724 | 0.11395 | 37.9158
2023-12-06 16:00 | 1 | 0.9356 | 0.115 | 106.5392
2023-12-06 17:00 | 1 | 0.92855 | 0.11298 | 114.4517
2023-12-06 18:00 | 0.95631 | 0.92833 | 0.11726 | 143.9542
2023-12-06 19:00 | 0.37339 | 0.91701 | 0.12776 | 136.2642
2023-12-06 20:00 | 0 | 0.89899 | 0.13626 | 141.3633
2023-12-06 21:00 | 0 | 0.8852 | 0.12066 | 119.9342
2023-12-06 22:00 | 0 | 0.87684 | 0.08838 | 99.5375
2023-12-06 23:00 | 0 | 0.8377 | 0.04544 | 101.3042
2023-12-07 | 0 | 0.79006 | 0.03607 | 94.9817
2023-12-07 01:00 | 0 | 0.79739 | 0.03451 | 89.0075
2023-12-07 02:00 | 0 | 0.74802 | 0.03746 | 93.1308
2023-12-07 03:00 | 0 | 0.72616 | 0.0452 | 89.3633
2023-12-07 04:00 | 0 | 0.637 | 0.0617 | 94.4025
2023-12-07 05:00 | 0 | 0.54801 | 0.07434 | 101.3058
2023-12-07 06:00 | 0.0049028 | 0.46367 | 0.1442 | 152.5225
2023-12-07 07:00 | 0.43579 | 0.39015 | 0.18503 | 136.2258
2023-12-07 08:00 | 0.99804 | 0.30619 | 0.22801 | 80.1817
2023-12-07 09:00 | 1 | 0.27981 | 0.22451 | 78.8692
2023-12-07 10:00 | 1 | 0.32554 | 0.21225 | 71.8267
2023-12-07 11:00 | 1 | 0.25021 | 0.18932 | 61.7158
2023-12-07 12:00 | 1 | 0.19665 | 0.14092 | 69.1075
2023-12-07 13:00 | 1 | 0.20549 | 0.11672 | 93.5275
2023-12-07 14:00 | 0.99995 | 0.19185 | 0.11326 | 106.095
2023-12-07 15:00 | 1 | 0.17269 | 0.11298 | 109.6683
2023-12-07 16:00 | 1 | 0.17038 | 0.13378 | 176.2075
2023-12-07 17:00 | 1 | 0.22978 | 0.11563 | 146.0883
2023-12-07 18:00 | 0.93088 | 0.3621 | 0.10176 | 221.4167
2023-12-07 19:00 | 0.37633 | 0.4617 | 0.1069 | 119.2825
2023-12-07 20:00 | 0 | 0.56609 | 0.0986 | 117.1508
2023-12-07 21:00 | 0 | 0.54471 | 0.08494 | 141.625
2023-12-07 22:00 | 0 | 0.41625 | 0.05019 | 94.41
2023-12-07 23:00 | 0 | 0.28469 | 0.05453 | 86.1017
2023-12-08 | 0 | 0.16559 | 0.04336 | 74.9725
2023-12-08 01:00 | 0 | 0.12271 | 0.09462 | 61.5417
2023-12-08 02:00 | 0 | 0.043685 | 0.10486 | 63.5942
2023-12-08 03:00 | 0 | 0.13623 | 0.08929 | 41.6275
2023-12-08 04:00 | 0 | 0.38397 | 0.10888 | 43.785
2023-12-08 05:00 | 0 | 0.18552 | 0.1354 | 49.5325
2023-12-08 06:00 | 0.0024576 | 0.19273 | 0.19768 | 34.0875
2023-12-08 07:00 | 0.18059 | 0.15209 | 0.20554 | 44.5508
2023-12-08 08:00 | 0.12812 | 0.1019 | 0.21285 | 131.1942
2023-12-08 09:00 | 0.41388 | 0.12322 | 0.22455 | 30.7017
2023-12-08 10:00 | 0.9188 | 0.085212 | 0.24707 | 1340.6083
2023-12-08 11:00 | 0.97019 | 0.072883 | 0.21777 | 6229.4883
2023-12-08 12:00 | 0.87785 | 0.044139 | 0.24179 | -115.6742
2023-12-08 13:00 | 1 | 0.028413 | 0.30705 | 45.2408
2023-12-08 14:00 | 1 | 0.009593 | 0.25418 | 93.4283
2023-12-08 15:00 | 1 | 0.001268 | 0.2659 | 136.1075
2023-12-08 16:00 | 1 | 0.001406 | 0.22963 | 112.9258
2023-12-08 17:00 | 0.97841 | 0.001707 | 0.18112 | 139.6467
2023-12-08 18:00 | 0.88484 | 0.010783 | 0.15096 | 186.5192
2023-12-08 19:00 | 0.36993 | 0.080738 | 0.15936 | 138.01
2023-12-08 20:00 | 0 | 0.17972 | 0.13706 | 126.2883
2023-12-08 21:00 | 0 | 0.14561 | 0.08373 | 96.4083
2023-12-08 22:00 | 0 | 0.10503 | 0.07782 | 93.455
2023-12-08 23:00 | 0 | 0.31497 | 0.07159 | 138.5792
2023-12-09 | 0 | 0.73928 | 0.03092 | 107.4633
2023-12-09 01:00 | 0 | 0.88174 | 0.02698 | 135.4267
2023-12-09 02:00 | 0 | 0.87026 | 0.02083 | 114.5592
2023-12-09 03:00 | 0 | 0.82545 | 0.01985 | 84.1542
2023-12-09 04:00 | 0 | 0.80575 | 0.01927 | 68.8842
2023-12-09 05:00 | 0 | 0.78417 | 0.02658 | 73.8408
2023-12-09 06:00 | 0.0035489 | 0.70847 | 0.0621 | 64.1375
2023-12-09 07:00 | 0.33746 | 0.6762 | 0.07922 | 63.7967
2023-12-09 08:00 | 0.80913 | 0.5618 | 0.08484 | 89.3875
2023-12-09 09:00 | 0.84113 | 0.70488 | 0.06716 | 59.1717
2023-12-09 10:00 | 0.77783 | 0.86332 | 0.0605 | 64.21
2023-12-09 11:00 | 0.80302 | 0.88637 | 0.05603 | 34.8308
2023-12-09 12:00 | 0.80854 | 0.89398 | 0.05026 | 43.2967
2023-12-09 13:00 | 0.75071 | 0.90766 | 0.04038 | 32.7792
2023-12-09 14:00 | 0.32931 | 0.88921 | 0.02819 | -5.5683
2023-12-09 15:00 | 0.55017 | 0.89834 | 0.02263 | -8.4325
2023-12-09 16:00 | 0.43215 | 0.80558 | 0.02315 | 57.2275
2023-12-09 17:00 | 0.45642 | 0.66235 | 0.02343 | 22.55
2023-12-09 18:00 | 0.11908 | 0.39052 | 0.02501 | 82.5283
2023-12-09 19:00 | 0.023939 | 0.30064 | 0.02453 | 61.06
2023-12-09 20:00 | 0 | 0.38849 | 0.02471 | 45.84
2023-12-09 21:00 | 0 | 0.58083 | 0.02416 | 30.4083
2023-12-09 22:00 | 0 | 0.44178 | 0.02156 | 27.1317
2023-12-09 23:00 | 0 | 0.26057 | 0.01944 | 43.0083
2023-12-10 | 0 | 0.26644 | 0.01805 | 28.735
2023-12-10 01:00 | 0 | 0.21499 | 0.01554 | 19.6325
2023-12-10 02:00 | 0 | 0.18621 | 0.01514 | 17.3942
2023-12-10 03:00 | 0 | 0.17021 | 0.01453 | 21.415
2023-12-10 04:00 | 0 | 0.16884 | 0.01636 | 16.2108
2023-12-10 05:00 | 0 | 0.18942 | 0.01754 | 8.25
2023-12-10 06:00 | 0.0027046 | 0.23666 | 0.01987 | -6.2533
2023-12-10 07:00 | 0.2878 | 0.30478 | 0.02012 | -11.4075
2023-12-10 08:00 | 0.78103 | 0.14202 | 0.02696 | -22.8692
2023-12-10 09:00 | 0.99759 | 0.10473 | 0.0293 | -16.5442
2023-12-10 10:00 | 1 | 0.25333 | 0.02682 | -11.2742
2023-12-10 11:00 | 1 | 0.69904 | 0.02296 | -8.4192
2023-12-10 12:00 | 1 | 0.8911 | 0.02653 | -35.085
2023-12-10 13:00 | 1 | 0.88155 | 0.02317 | -23.4983
2023-12-10 14:00 | 1 | 0.86329 | 0.02506 | -17.355
2023-12-10 15:00 | 1 | 0.88877 | 0.02631 | 6.8525
2023-12-10 16:00 | 1 | 0.90482 | 0.02252 | 39.43
2023-12-10 17:00 | 0.65304 | 0.9143 | 0.02977 | 54.5167
2023-12-10 18:00 | 0.12023 | 0.88641 | 0.02738 | 69.8808
2023-12-10 19:00 | 0.029979 | 0.88604 | 0.06374 | 58.8317
2023-12-10 20:00 | 0.00031835 | 0.90702 | 0.17024 | 50.8633
2023-12-10 21:00 | 0 | 0.9054 | 0.14483 | 43.3158
2023-12-10 22:00 | 0 | 0.88288 | 0.07991 | 42.445
2023-12-10 23:00 | 0 | 0.8482 | 0.06985 | 38.0983
2023-12-11 | 0 | 0.86499 | 0.05624 | 38.165
2023-12-11 01:00 | 0 | 0.85972 | 0.04765 | 35.4833
2023-12-11 02:00 | 0 | 0.87221 | 0.04266 | 24.0758
2023-12-11 03:00 | 0 | 0.85636 | 0.04561 | 37.9258
2023-12-11 04:00 | 0 | 0.86689 | 0.0749 | 52.2308
2023-12-11 05:00 | 0 | 0.8403 | 0.15197 | 60.7275
2023-12-11 06:00 | 0.0038107 | 0.8201 | 0.16703 | 221.9742
2023-12-11 07:00 | 0.32246 | 0.83022 | 0.20023 | 169.7358
2023-12-11 08:00 | 0.71163 | 0.8605 | 0.21045 | 151.0292
2023-12-11 09:00 | 0.79301 | 0.89086 | 0.21809 | 121.9642
2023-12-11 10:00 | 0.97707 | 0.89668 | 0.22139 | 83.5933
2023-12-11 11:00 | 0.82543 | 0.89519 | 0.2027 | 99.7533
2023-12-11 12:00 | 0.97951 | 0.87695 | 0.17433 | 130.0483
2023-12-11 13:00 | 1 | 0.8428 | 0.23016 | 95.39
2023-12-11 14:00 | 1 | 0.81932 | 0.21275 | 137.2875
2023-12-11 15:00 | 1 | 0.83185 | 0.20391 | 110.6375
2023-12-11 16:00 | 1 | 0.82117 | 0.20678 | 80.945
2023-12-11 17:00 | 1 | 0.81785 | 0.19789 | 101.4725
2023-12-11 18:00 | 0.94786 | 0.80038 | 0.20741 | 126.9833
2023-12-11 19:00 | 0.39654 | 0.77377 | 0.22447 | 105.3817
2023-12-11 20:00 | 0.0015836 | 0.5784 | 0.24341 | 105.9558
2023-12-11 21:00 | 0 | 0.57375 | 0.20021 | 108.6167
2023-12-11 22:00 | 0 | 0.60363 | 0.09681 | 82.6058
2023-12-11 23:00 | 0 | 0.56991 | 0.05375 | 104.8475
2023-12-12 | 0 | 0.61101 | 0.03843 | 91.1925
2023-12-12 01:00 | 0 | 0.5499 | 0.03457 | 90.6508
2023-12-12 02:00 | 0 | 0.47965 | 0.03429 | 72.7642
2023-12-12 03:00 | 0 | 0.35911 | 0.03881 | 69.3567
2023-12-12 04:00 | 0 | 0.31399 | 0.04886 | 93.8117
2023-12-12 05:00 | 0 | 0.34063 | 0.05297 | 117.7975
2023-12-12 06:00 | 0.0036314 | 0.33414 | 0.10002 | 115.2058
2023-12-12 07:00 | 0.26884 | 0.40566 | 0.15118 | 82.7867
2023-12-12 08:00 | 0.62429 | 0.48168 | 0.20257 | 50.3683
2023-12-12 09:00 | 0.72496 | 0.40136 | 0.26213 | -3.0375
2023-12-12 10:00 | 0.7432 | 0.41497 | 0.30534 | 9.1725
2023-12-12 11:00 | 0.71062 | 0.49416 | 0.27518 | 10.325
2023-12-12 12:00 | 0.84209 | 0.55443 | 0.24302 | 0.70833
2023-12-12 13:00 | 0.9623 | 0.72534 | 0.21351 | -56.6583
2023-12-12 14:00 | 1 | 0.77465 | 0.19619 | -38.5533
2023-12-12 15:00 | 1 | 0.79249 | 0.15361 | 58.8333
2023-12-12 16:00 | 1 | 0.83336 | 0.13162 | 116.6942
2023-12-12 17:00 | 1 | 0.85222 | 0.12595 | 118.3583
2023-12-12 18:00 | 0.91002 | 0.89628 | 0.11663 | 177.3167
2023-12-12 19:00 | 0.30067 | 0.89134 | 0.13033 | 193.9958
2023-12-12 20:00 | 0.0013416 | 0.89121 | 0.12385 | 132.1667
2023-12-12 21:00 | 0 | 0.8563 | 0.08119 | 103.5642
2023-12-12 22:00 | 0 | 0.86396 | 0.03606 | 99.3017
2023-12-12 23:00 | 0 | 0.86203 | 0.05375 | 127.6542
2023-12-13 | 0 | 0.80309 | 0.03859 | 119.0492
2023-12-13 01:00 | 0 | 0.7076 | 0.03422 | 90.5283
2023-12-13 02:00 | 0 | 0.63902 | 0.0465 | 79.7817
2023-12-13 03:00 | 0 | 0.48302 | 0.03235 | 72.5642
2023-12-13 04:00 | 0 | 0.3458 | 0.03792 | 91.46
2023-12-13 05:00 | 0 | 0.32619 | 0.03796 | 101.9192
2023-12-13 06:00 | 0.0041447 | 0.39726 | 0.03767 | 82.1092
2023-12-13 07:00 | 0.3338 | 0.49219 | 0.05821 | 65.6892
2023-12-13 08:00 | 0.85238 | 0.59191 | 0.07728 | 115.9342
2023-12-13 09:00 | 0.85991 | 0.60966 | 0.10172 | 107.5492
2023-12-13 10:00 | 0.87017 | 0.52081 | 0.11279 | 87.7033
2023-12-13 11:00 | 1 | 0.43818 | 0.10266 | 85.0908
2023-12-13 12:00 | 1 | 0.46361 | 0.09947 | 71.5183
2023-12-13 13:00 | 1 | 0.50873 | 0.11274 | 42.1575
2023-12-13 14:00 | 1 | 0.45885 | 0.11759 | -29.3442
2023-12-13 15:00 | 1 | 0.48927 | 0.1331 | -142.1983
2023-12-13 16:00 | 1 | 0.53661 | 0.12368 | -93.2458
2023-12-13 17:00 | 1 | 0.66249 | 0.08201 | -55.0675
2023-12-13 18:00 | 0.95506 | 0.75413 | 0.07869 | 71.9483
2023-12-13 19:00 | 0.40505 | 0.80973 | 0.09929 | 74.8567
2023-12-13 20:00 | 0.0019962 | 0.82179 | 0.0981 | 96.7358
2023-12-13 21:00 | 0 | 0.87381 | 0.08057 | 73.2633
2023-12-13 22:00 | 0 | 0.87611 | 0.04849 | 72.12
2023-12-13 23:00 | 0 | 0.80375 | 0.01481 | 83.5258
2023-12-14 | 0 | 0.69145 | 0.01261 | 67.3317
2023-12-14 01:00 | 0 | 0.61766 | 0.01378 | 58.59
2023-12-14 02:00 | 0 | 0.64472 | 0.014 | 52.3558
2023-12-14 03:00 | 0 | 0.54089 | 0.01503 | 49.9467
2023-12-14 04:00 | 0 | 0.4487 | 0.01406 | 56.1783
2023-12-14 05:00 | 0 | 0.40505 | 0.01216 | 73.9342
2023-12-14 06:00 | 0.0040332 | 0.40311 | 0.0153 | 36.165
2023-12-14 07:00 | 0.40361 | 0.39101 | 0.01816 | 17.6967
2023-12-14 08:00 | 0.96809 | 0.30352 | 0.05964 | 0.95333
2023-12-14 09:00 | 1 | 0.24483 | 0.16791 | -37.1558
2023-12-14 10:00 | 1 | 0.17238 | 0.24737 | -13.3592
2023-12-14 11:00 | 1 | 0.09735 | 0.26938 | -49.34
2023-12-14 12:00 | 1 | 0.094627 | 0.27238 | -47.6725
2023-12-14 13:00 | 1 | 0.16164 | 0.31568 | -46.1992
2023-12-14 14:00 | 1 | 0.2561 | 0.37715 | -51.1642
2023-12-14 15:00 | 1 | 0.32366 | 0.41076 | -63.6508
2023-12-14 16:00 | 1 | 0.39455 | 0.43797 | -50.87
2023-12-14 17:00 | 1 | 0.49205 | 0.44907 | -3.3442
2023-12-14 18:00 | 0.96917 | 0.61414 | 0.42316 | 68.1525
2023-12-14 19:00 | 0.40854 | 0.70194 | 0.39993 | 174.3983
2023-12-14 20:00 | 0.002684 | 0.74078 | 0.32926 | 146.5808
2023-12-14 21:00 | 0 | 0.77101 | 0.21159 | 112.0508
2023-12-14 22:00 | 0 | 0.67642 | 0.09572 | 124.2108
2023-12-14 23:00 | 0 | 0.58577 | 0.01903 | 120.96
2023-12-15 | 0 | 0.45666 | 0.01799 | 114.4892
2023-12-15 01:00 | 0 | 0.3671 | 0.0155 | 142.6175
2023-12-15 02:00 | 0 | 0.2568 | 0.01201 | 121.9442
2023-12-15 03:00 | 0 | 0.15001 | 0.0116 | 122.6317
2023-12-15 04:00 | 0 | 0.13705 | 0.01191 | 120.5775
2023-12-15 05:00 | 0 | 0.13729 | 0.01187 | 122.0275
2023-12-15 06:00 | 0.0042028 | 0.14141 | 0.0238 | 84.7558
2023-12-15 07:00 | 0.42368 | 0.09341 | 0.03739 | 57.92
2023-12-15 08:00 | 0.99435 | 0.097177 | 0.07467 | 18.2183
2023-12-15 09:00 | 1 | 0.14658 | 0.13198 | -30.545
2023-12-15 10:00 | 1 | 0.072419 | 0.15076 | -44.5467
2023-12-15 11:00 | 1 | 0.051172 | 0.14787 | -45.3217
2023-12-15 12:00 | 1 | 0.084104 | 0.14349 | -58.1358
2023-12-15 13:00 | 1 | 0.10935 | 0.14283 | -89.5142
2023-12-15 14:00 | 1 | 0.12508 | 0.13452 | -103.0467
2023-12-15 15:00 | 1 | 0.18553 | 0.13575 | -56.4242
2023-12-15 16:00 | 1 | 0.27748 | 0.14122 | -63.7817
2023-12-15 17:00 | 1 | 0.35933 | 0.14585 | -44.2292
2023-12-15 18:00 | 0.95098 | 0.48531 | 0.15439 | 57.7833
2023-12-15 19:00 | 0.40566 | 0.52377 | 0.13923 | 108.9642
2023-12-15 20:00 | 0.0027635 | 0.51496 | 0.11888 | 90.565
2023-12-15 21:00 | 0 | 0.45186 | 0.06642 | 82.8425
2023-12-15 22:00 | 0 | 0.34376 | 0.02174 | 96.1675
2023-12-15 23:00 | 0 | 0.3253 | 0.02014 | 100.7342
2023-12-16 | 0 | 0.29927 | 0.0149 | 76.6767
2023-12-16 01:00 | 0 | 0.24439 | 0.01369 | 71.0292
2023-12-16 02:00 | 0 | 0.1829 | 0.01357 | 63.9458
2023-12-16 03:00 | 0 | 0.20235 | 0.01364 | 55.4908
2023-12-16 04:00 | 0 | 0.19782 | 0.01338 | 52.7083
2023-12-16 05:00 | 0 | 0.13242 | 0.01316 | 36.3992
2023-12-16 06:00 | 0.0037661 | 0.14285 | 0.013 | -21.9217
2023-12-16 07:00 | 0.41723 | 0.14016 | 0.03312 | -53.62
2023-12-16 08:00 | 0.96545 | 0.080027 | 0.06477 | -61.2958
2023-12-16 09:00 | 1 | 0.19979 | 0.13281 | -71.6183
2023-12-16 10:00 | 1 | 0.29799 | 0.18153 | -55.3833
2023-12-16 11:00 | 1 | 0.27077 | 0.24568 | -50.1817
2023-12-16 12:00 | 1 | 0.29445 | 0.28182 | -59.02
2023-12-16 13:00 | 1 | 0.36303 | 0.30984 | -79.3217
2023-12-16 14:00 | 1 | 0.43621 | 0.38611 | -52.9383
2023-12-16 15:00 | 1 | 0.45004 | 0.44242 | -57.365
2023-12-16 16:00 | 1 | 0.39932 | 0.45417 | -46.8167
2023-12-16 17:00 | 0.89089 | 0.41358 | 0.37596 | -36.6133
2023-12-16 18:00 | 0.57124 | 0.49091 | 0.2122 | 51.1842
2023-12-16 19:00 | 0.24955 | 0.45223 | 0.1389 | 91.3933
2023-12-16 20:00 | 0.00091017 | 0.4205 | 0.11264 | 71.7808
2023-12-16 21:00 | 0 | 0.38418 | 0.03118 | 64.5108
2023-12-16 22:00 | 0 | 0.52711 | 0.01462 | 74.5533
2023-12-16 23:00 | 0 | 0.57016 | 0.01379 | 82.9375
2023-12-17 | 0 | 0.60178 | 0.01567 | 73.8067
2023-12-17 01:00 | 0 | 0.67312 | 0.01422 | 110.4267
2023-12-17 02:00 | 0 | 0.74269 | 0.01432 | 101.525
2023-12-17 03:00 | 0 | 0.78252 | 0.01808 | 69.52
2023-12-17 04:00 | 0 | 0.77641 | 0.03348 | 60.6375
2023-12-17 05:00 | 0 | 0.81958 | 0.02738 | 57.0967
2023-12-17 06:00 | 0.0030056 | 0.82557 | 0.08331 | 30.825
2023-12-17 07:00 | 0.10175 | 0.84964 | 0.20905 | -22.8808
2023-12-17 08:00 | 0.55272 | 0.91196 | 0.30596 | -48.0117
2023-12-17 09:00 | 0.62015 | 0.8992 | 0.35057 | -42.6933
2023-12-17 10:00 | 0.69748 | 0.9019 | 0.33591 | -112.8425
2023-12-17 11:00 | 0.8876 | 0.82517 | 0.29672 | -65.4258
2023-12-17 12:00 | 0.88149 | 0.60588 | 0.20989 | -69.5875
2023-12-17 13:00 | 0.97386 | 0.37148 | 0.20917 | -113.2083
2023-12-17 14:00 | 0.96988 | 0.27874 | 0.31123 | -50.7458
2023-12-17 15:00 | 0.90373 | 0.26048 | 0.2432 | 39.7183
2023-12-17 16:00 | 0.70846 | 0.30415 | 0.06919 | 66.7083
2023-12-17 17:00 | 0.74434 | 0.30082 | 0.04491 | 131.2908
2023-12-17 18:00 | 0.51743 | 0.30337 | 0.04385 | 179.6167
2023-12-17 19:00 | 0.3201 | 0.32896 | 0.05009 | 159.1267
2023-12-17 20:00 | 0.0029145 | 0.79786 | 0.14695 | 109.2525
2023-12-17 21:00 | 0 | 0.87405 | 0.153 | 108.9075
2023-12-17 22:00 | 0 | 0.89705 | 0.1233 | 97.6742
2023-12-17 23:00 | 0 | 0.87963 | 0.17243 | 99.2492
2023-12-18 | 0 | 0.86275 | 0.12742 | 125.7375
2023-12-18 01:00 | 0 | 0.87716 | 0.02933 | 89.175
2023-12-18 02:00 | 0 | 0.90225 | 0.05795 | 50.8192
2023-12-18 03:00 | 0 | 0.93633 | 0.06165 | 55.8917
2023-12-18 04:00 | 0 | 0.93295 | 0.05512 | 69.5092
2023-12-18 05:00 | 0 | 0.93918 | 0.05261 | 54.1242
2023-12-18 06:00 | 0.0027998 | 0.92631 | 0.15228 | 60.6333
2023-12-18 07:00 | 0.19778 | 0.91754 | 0.13786 | 48.8133
2023-12-18 08:00 | 0.38953 | 0.82875 | 0.0972 | 72.5875
2023-12-18 09:00 | 0.41451 | 0.77471 | 0.1143 | 191.5592
2023-12-18 10:00 | 0.50328 | 0.6964 | 0.1113 | 60.5417
2023-12-18 11:00 | 0.71903 | 0.51829 | 0.09472 | -9.0633
2023-12-18 12:00 | 0.91225 | 0.24188 | 0.08361 | 59.8208
2023-12-18 13:00 | 0.71648 | 0.20623 | 0.08663 | 58.2142
2023-12-18 14:00 | 0.48882 | 0.47506 | 0.05352 | 65.0675
2023-12-18 15:00 | 0.33006 | 0.36319 | 0.09508 | 110.74
2023-12-18 16:00 | 0.1321 | 0.12461 | 0.13065 | 166.2367
2023-12-18 17:00 | 0.10419 | 0.035751 | 0.02971 | 90.425
2023-12-18 18:00 | 0.084012 | 0.063275 | 0.0193 | 25.3392
2023-12-18 19:00 | 0.043222 | 0.20038 | 0.01742 | 89.125
2023-12-18 20:00 | 0.00046887 | 0.49048 | 0.01702 | 63.2842
2023-12-18 21:00 | 0 | 0.55975 | 0.01393 | 40.4833
2023-12-18 22:00 | 0 | 0.76126 | 0.01345 | 17.8058
2023-12-18 23:00 | 0 | 0.59021 | 0.0128 | 91.9858
2023-12-19 | 0 | 0.28593 | 0.01221 | 58.4683
2023-12-19 01:00 | 0 | 0.64638 | 0.0118 | 65.8617
2023-12-19 02:00 | 0 | 0.83397 | 0.01153 | 61.7675
2023-12-19 03:00 | 0 | 0.89648 | 0.01149 | 37.1633
2023-12-19 04:00 | 0 | 0.90906 | 0.01165 | 52.1908
2023-12-19 05:00 | 0 | 0.90153 | 0.01232 | 75.3733
2023-12-19 06:00 | 0.0012932 | 0.80314 | 0.01261 | 54.1642
2023-12-19 07:00 | 0.21879 | 0.66862 | 0.01369 | 18.92
2023-12-19 08:00 | 0.50446 | 0.66947 | 0.01668 | 10.5508
2023-12-19 09:00 | 0.68562 | 0.67329 | 0.02137 | -46.4117
2023-12-19 10:00 | 0.79915 | 0.77428 | 0.02471 | -72.3508
2023-12-19 11:00 | 0.59474 | 0.15231 | 0.02778 | -72.5775
2023-12-19 12:00 | 0.64756 | 0.009158 | 0.01988 | -96.61
2023-12-19 13:00 | 0.42652 | 0.20186 | 0.01933 | -102.7467
2023-12-19 14:00 | 0.75753 | 0.12689 | 0.01745 | -108.0317
2023-12-19 15:00 | 0.94974 | 0.17084 | 0.01674 | -105.8108
2023-12-19 16:00 | 1 | 0.16659 | 0.01687 | -85.1517
2023-12-19 17:00 | 0.93447 | 0.27361 | 0.01751 | -96.7783
2023-12-19 18:00 | 0.18406 | 0.42913 | 0.01796 | -32.6908
2023-12-19 19:00 | 0.01477 | 0.28181 | 0.01788 | 50.335
2023-12-19 20:00 | 0.0005361 | 0.41805 | 0.01714 | 51.0108
2023-12-19 21:00 | 0 | 0.23985 | 0.01421 | 48.1425
2023-12-19 22:00 | 0 | 0.077893 | 0.0131 | 30.6692
2023-12-19 23:00 | 0 | 0.001267 | 0.01291 | 27.5217
2023-12-20 | 0 | 0.011705 | 0.01279 | 22.1575
2023-12-20 01:00 | 0 | 0.027937 | 0.01263 | 18.085
2023-12-20 02:00 | 0 | 0.083209 | 0.01208 | 21.3942
2023-12-20 03:00 | 0 | 0.18813 | 0.01302 | 21.1167
2023-12-20 04:00 | 0 | 0.22616 | 0.01203 | 26.2725
2023-12-20 05:00 | 0 | 0.22536 | 0.01208 | 30.9292
2023-12-20 06:00 | 0.0015268 | 0.22411 | 0.01172 | -0.36
2023-12-20 07:00 | 0.23798 | 0.28541 | 0.01232 | -35.1167
2023-12-20 08:00 | 0.69284 | 0.24426 | 0.01378 | -69.1358
2023-12-20 09:00 | 0.93965 | 0.18849 | 0.0172 | -60.9242
2023-12-20 10:00 | 0.72786 | 0.11103 | 0.02086 | -80.3958
2023-12-20 11:00 | 0.72366 | 0.10598 | 0.01771 | -75.4675
2023-12-20 12:00 | 0.7285 | 0.11759 | 0.01772 | -69.3142
2023-12-20 13:00 | 0.70559 | 0.06783 | 0.01797 | -72.2542
2023-12-20 14:00 | 0.46113 | 0.081572 | 0.01855 | -76.2117
2023-12-20 15:00 | 0.33089 | 0.10824 | 0.03578 | -54.11
2023-12-20 16:00 | 0.75682 | 0.22614 | 0.03686 | -48.3642
2023-12-20 17:00 | 0.59113 | 0.15002 | 0.02074 | -46.72
2023-12-20 18:00 | 0.45827 | 0.096138 | 0.02172 | -18.61
2023-12-20 19:00 | 0.16527 | 0.14187 | 0.05676 | 28.5308
2023-12-20 20:00 | 0.0034644 | 0.15067 | 0.0859 | 23.3992
2023-12-20 21:00 | 0 | 0.22568 | 0.08054 | 22.8158
2023-12-20 22:00 | 0 | 0.30629 | 0.03709 | 19.0183
2023-12-20 23:00 | 0 | 0.33003 | 0.01447 | 24.4342
2023-12-21 | 0 | 0.39742 | 0.0129 | 24.465
2023-12-21 01:00 | 0 | 0.31226 | 0.01298 | 21.2225
2023-12-21 02:00 | 0 | 0.25125 | 0.01237 | 22.93
2023-12-21 03:00 | 0 | 0.23044 | 0.01298 | 26.3017
2023-12-21 04:00 | 0 | 0.2625 | 0.01207 | 38.6717
2023-12-21 05:00 | 0 | 0.30444 | 0.01169 | 59.655
2023-12-21 06:00 | 0.0020841 | 0.3392 | 0.01222 | 0.7875
2023-12-21 07:00 | 0.12254 | 0.29682 | 0.01337 | -51.705
2023-12-21 08:00 | 0.28471 | 0.156 | 0.01391 | -49.0642
2023-12-21 09:00 | 0.7198 | 0.19022 | 0.01877 | -46.9533
2023-12-21 10:00 | 0.87377 | 0.23289 | 0.04054 | -48.3067
2023-12-21 11:00 | 1 | 0.30429 | 0.05281 | -57.09
2023-12-21 12:00 | 1 | 0.36555 | 0.06456 | -52.0092
2023-12-21 13:00 | 1 | 0.41757 | 0.0818 | -70.7042
2023-12-21 14:00 | 1 | 0.45672 | 0.13434 | -53.655
2023-12-21 15:00 | 1 | 0.51568 | 0.1627 | -47.7108
2023-12-21 16:00 | 1 | 0.58271 | 0.17237 | -46.9642
2023-12-21 17:00 | 0.98323 | 0.60545 | 0.17098 | -47.3867
2023-12-21 18:00 | 0.69563 | 0.63994 | 0.20085 | -33.5025
2023-12-21 19:00 | 0.23796 | 0.605 | 0.21622 | 35.4925
2023-12-21 20:00 | 0.0021779 | 0.57535 | 0.26126 | 38.6633
2023-12-21 21:00 | 0 | 0.65155 | 0.15299 | 25.4408
2023-12-21 22:00 | 0 | 0.65087 | 0.09896 | 29.7067
2023-12-21 23:00 | 0 | 0.59566 | 0.04382 | 43.0592
2023-12-22 | 0 | 0.51059 | 0.02732 | 51.7675
2023-12-22 01:00 | 0 | 0.47469 | 0.0171 | 38.0858
2023-12-22 02:00 | 0 | 0.33223 | 0.01296 | 35.1067
2023-12-22 03:00 | 0 | 0.27246 | 0.01306 | 33.4025
2023-12-22 04:00 | 0 | 0.23956 | 0.01274 | 44.6308
2023-12-22 05:00 | 0 | 0.21459 | 0.01286 | 52.5333
2023-12-22 06:00 | 0.0024376 | 0.15718 | 0.01241 | 22.7942
2023-12-22 07:00 | 0.41021 | 0.070088 | 0.0129 | -48.8075
2023-12-22 08:00 | 0.96245 | 0.00575 | 0.03474 | -62.0342
2023-12-22 09:00 | 1 | 0.004586 | 0.13069 | -59.0725
2023-12-22 10:00 | 1 | 0.009858 | 0.19571 | -68.8442
2023-12-22 11:00 | 1 | 0.041637 | 0.23729 | -80.8692
2023-12-22 12:00 | 1 | 0.11987 | 0.24605 | -59.9342
2023-12-22 13:00 | 1 | 0.21281 | 0.2464 | -52.8
2023-12-22 14:00 | 1 | 0.34675 | 0.2802 | -47.4142
2023-12-22 15:00 | 1 | 0.42658 | 0.28119 | -46.4417
2023-12-22 16:00 | 1 | 0.44238 | 0.28939 | -52.2567
2023-12-22 17:00 | 1 | 0.46636 | 0.29475 | -0.11
2023-12-22 18:00 | 0.94938 | 0.43028 | 0.3158 | 31.7808
2023-12-22 19:00 | 0.41413 | 0.39083 | 0.34622 | 49.5308
2023-12-22 20:00 | 0.004641 | 0.64627 | 0.33477 | 96.4692
2023-12-22 21:00 | 0 | 0.71142 | 0.16042 | 57.5575
2023-12-22 22:00 | 0 | 0.67595 | 0.06895 | 55.2375
2023-12-22 23:00 | 0 | 0.61204 | 0.03389 | 54.08
2023-12-23 | 0 | 0.50014 | 0.03344 | 83.7242
2023-12-23 01:00 | 0 | 0.27602 | 0.01986 | 66.3
2023-12-23 02:00 | 0 | 0.071267 | 0.02138 | 58.315
2023-12-23 03:00 | 0 | 0.026667 | 0.01369 | 52.6358
2023-12-23 04:00 | 0 | 0.041183 | 0.01234 | 101.125
2023-12-23 05:00 | 0 | 0.061886 | 0.01157 | 185.8183
2023-12-23 06:00 | 0.0024467 | 0.053584 | 0.01113 | 34.2283
2023-12-23 07:00 | 0.40377 | 0.039546 | 0.01123 | -26.9025
2023-12-23 08:00 | 0.95758 | 0.013892 | 0.0299 | -39.6383
2023-12-23 09:00 | 1 | 0.004903 | 0.15632 | -53.2292
2023-12-23 10:00 | 1 | 0.001664 | 0.20374 | -55.0725
2023-12-23 11:00 | 1 | 0.001572 | 0.20985 | -56.8158
2023-12-23 12:00 | 1 | 0.025 | 0.18085 | -54.4058
2023-12-23 13:00 | 1 | 0.056143 | 0.22608 | -47.1175
2023-12-23 14:00 | 1 | 0.097397 | 0.26981 | -40.2142
2023-12-23 15:00 | 1 | 0.14033 | 0.29538 | -42.5225
2023-12-23 16:00 | 1 | 0.1646 | 0.29728 | -18.5625
2023-12-23 17:00 | 1 | 0.23043 | 0.27503 | 10.4417
2023-12-23 18:00 | 0.93186 | 0.32567 | 0.25254 | 45.1733
2023-12-23 19:00 | 0.40595 | 0.40914 | 0.25153 | 76.5575
2023-12-23 20:00 | 0.0046763 | 0.52507 | 0.2508 | 66.8217
2023-12-23 21:00 | 0 | 0.54694 | 0.11682 | 87.73
2023-12-23 22:00 | 0 | 0.49604 | 0.01925 | 62.6158
2023-12-23 23:00 | 0 | 0.28864 | 0.0152 | 88.7642
2023-12-24 | 0 | 0.09613 | 0.03248 | 76.8925
2023-12-24 01:00 | 0 | 0.044013 | 0.04595 | 70.9833
2023-12-24 02:00 | 0 | 0.030373 | 0.01525 | 65.4633
2023-12-24 03:00 | 0 | 0.035679 | 0.01519 | 62.96
2023-12-24 04:00 | 0 | 0.041077 | 0.01385 | 62.8867
2023-12-24 05:00 | 0 | 0.03748 | 0.01299 | 58.0525
2023-12-24 06:00 | 0.0019912 | 0.047865 | 0.01352 | 18.8008
2023-12-24 07:00 | 0.39207 | 0.077898 | 0.0138 | -56.6325
2023-12-24 08:00 | 0.90221 | 0.082184 | 0.0148 | -83.7042
2023-12-24 09:00 | 0.99527 | 0.088803 | 0.01409 | -78.0625
2023-12-24 10:00 | 1 | 0.097242 | 0.02083 | -107.8583
2023-12-24 11:00 | 1 | 0.093036 | 0.01794 | -123.845
2023-12-24 12:00 | 1 | 0.063229 | 0.01558 | -95.9033
2023-12-24 13:00 | 0.98552 | 0.017196 | 0.01651 | -129.1058
2023-12-24 14:00 | 0.996 | 0.005573 | 0.01782 | -87.1333
2023-12-24 15:00 | 0.9932 | 0.002617 | 0.0174 | -65.8883
2023-12-24 16:00 | 0.98106 | 0.002617 | 0.01771 | -66.2767
2023-12-24 17:00 | 0.92901 | 0.012734 | 0.01852 | -57.44
2023-12-24 18:00 | 0.83332 | 0.05916 | 0.01859 | -64.22
2023-12-24 19:00 | 0.38925 | 0.277 | 0.01858 | -8.5258
2023-12-24 20:00 | 0.0047134 | 0.58597 | 0.01837 | 0.5825
2023-12-24 21:00 | 0 | 0.71408 | 0.01635 | -27.2558
2023-12-24 22:00 | 0 | 0.67888 | 0.01515 | -13.555
2023-12-24 23:00 | 0 | 0.55301 | 0.01428 | -15.2292
2023-12-25 | 0 | 0.48132 | 0.01396 | -0.44583
2023-12-25 01:00 | 0 | 0.49128 | 0.01281 | 2.8433
2023-12-25 02:00 | 0 | 0.41553 | 0.01286 | -21.4333
2023-12-25 03:00 | 0 | 0.22147 | 0.01256 | -24.0167
2023-12-25 04:00 | 0 | 0.11391 | 0.01338 | 3.6767
2023-12-25 05:00 | 0 | 0.078184 | 0.01484 | 6.7283
2023-12-25 06:00 | 0.0013161 | 0.11466 | 0.01587 | -3.59
2023-12-25 07:00 | 0.36454 | 0.16107 | 0.01473 | -27.5892
2023-12-25 08:00 | 0.86972 | 0.12439 | 0.0136 | -48.6975
2023-12-25 09:00 | 0.92263 | 0.14165 | 0.0132 | -48.53
2023-12-25 10:00 | 0.98692 | 0.23977 | 0.01324 | -48.71
2023-12-25 11:00 | 0.981 | 0.17158 | 0.01332 | -47.0383
2023-12-25 12:00 | 0.98076 | 0.083653 | 0.01454 | -48.5133
2023-12-25 13:00 | 0.91898 | 0.038854 | 0.0164 | -53.9192
2023-12-25 14:00 | 0.77401 | 0.030419 | 0.01671 | -55.7167
2023-12-25 15:00 | 0.74326 | 0.038302 | 0.01567 | -52.4392
2023-12-25 16:00 | 0.82822 | 0.13494 | 0.01584 | -52.0592
2023-12-25 17:00 | 0.67393 | 0.34936 | 0.01626 | -42.8058
2023-12-25 18:00 | 0.55697 | 0.21122 | 0.01899 | -44.735
2023-12-25 19:00 | 0.29069 | 0.15579 | 0.0224 | -32.8642
2023-12-25 20:00 | 0.0036533 | 0.35856 | 0.01952 | -7.0333
2023-12-25 21:00 | 0 | 0.60396 | 0.01745 | -16.92
2023-12-25 22:00 | 0 | 0.50799 | 0.01562 | -2.2425
2023-12-25 23:00 | 0 | 0.41301 | 0.01735 | 8.2917
2023-12-26 | 0 | 0.43557 | 0.02372 | 7.975
2023-12-26 01:00 | 0 | 0.48597 | 0.03864 | -16.9433
2023-12-26 02:00 | 0 | 0.46036 | 0.02999 | -26.5675
2023-12-26 03:00 | 0 | 0.44319 | 0.01386 | -23.6967
2023-12-26 04:00 | 0 | 0.51551 | 0.0142 | -11.8933
2023-12-26 05:00 | 0 | 0.62538 | 0.01446 | -12.2275
2023-12-26 06:00 | 0.00063045 | 0.63211 | 0.01589 | -29.9508
2023-12-26 07:00 | 0.35409 | 0.57707 | 0.01373 | -29.1492
2023-12-26 08:00 | 0.85931 | 0.25968 | 0.01505 | -29.0975
2023-12-26 09:00 | 0.96166 | 0.19147 | 0.05961 | -47.5475
2023-12-26 10:00 | 1 | 0.29724 | 0.16968 | -52.6775
2023-12-26 11:00 | 1 | 0.40182 | 0.22105 | -54.7383
2023-12-26 12:00 | 0.99645 | 0.41679 | 0.29217 | -54.0075
2023-12-26 13:00 | 0.99242 | 0.39406 | 0.33042 | -38.4083
2023-12-26 14:00 | 0.95249 | 0.37082 | 0.37116 | -47.8633
2023-12-26 15:00 | 0.91974 | 0.35255 | 0.37551 | -49.185
2023-12-26 16:00 | 0.94285 | 0.39251 | 0.40945 | -43.0433
2023-12-26 17:00 | 0.80282 | 0.40571 | 0.42706 | 3.9817
2023-12-26 18:00 | 0.75213 | 0.378 | 0.45575 | 28.9658
2023-12-26 19:00 | 0.34237 | 0.386 | 0.46661 | 69.1958
2023-12-26 20:00 | 0.002516 | 0.12084 | 0.42728 | 91.9183
2023-12-26 21:00 | 0 | 0.28731 | 0.31078 | 94.5125
2023-12-26 22:00 | 0 | 0.4755 | 0.20318 | 125.7575
2023-12-26 23:00 | 0 | 0.56274 | 0.12353 | 103.3008
2023-12-27 | 0 | 0.49814 | 0.08099 | 153.6642
2023-12-27 01:00 | 0 | 0.24385 | 0.04985 | 77.7308
2023-12-27 02:00 | 0 | 0.80607 | 0.01522 | 69.9808
2023-12-27 03:00 | 0 | 0.82901 | 0.01667 | 69.5658
2023-12-27 04:00 | 0 | 0.85025 | 0.02034 | 101.0708
2023-12-27 05:00 | 0 | 0.92823 | 0.01559 | 150.9508
2023-12-27 06:00 | 0 | 0.92677 | 0.02547 | 148.6775
2023-12-27 07:00 | 0.041446 | 0.92001 | 0.06232 | 20.1575
2023-12-27 08:00 | 0.14796 | 0.89012 | 0.18003 | 9.4158
2023-12-27 09:00 | 0.20724 | 0.84123 | 0.29998 | -23.065
2023-12-27 10:00 | 0.25592 | 0.81607 | 0.3954 | -46.4817
2023-12-27 11:00 | 0.30115 | 0.78179 | 0.42673 | -47.6108
2023-12-27 12:00 | 0.68675 | 0.81076 | 0.43798 | -56.2083
2023-12-27 13:00 | 0.69093 | 0.81278 | 0.40887 | -49.0575
2023-12-27 14:00 | 0.73698 | 0.811 | 0.39148 | -41.495
2023-12-27 15:00 | 0.89487 | 0.82529 | 0.34324 | -38.8275
2023-12-27 16:00 | 1 | 0.83832 | 0.36956 | -3.1433
2023-12-27 17:00 | 1 | 0.86088 | 0.40543 | 14.1775
2023-12-27 18:00 | 0.70785 | 0.8824 | 0.40862 | 89.7467
2023-12-27 19:00 | 0.3979 | 0.89678 | 0.42646 | 103.7875
2023-12-27 20:00 | 0.0034443 | 0.89138 | 0.37428 | 107.6208
2023-12-27 21:00 | 0 | 0.87958 | 0.20753 | 103.28
2023-12-27 22:00 | 0 | 0.87076 | 0.10776 | 96.6508
2023-12-27 23:00 | 0 | 0.80865 | 0.0171 | 95.3883
2023-12-28 | 0 | 0.76736 | 0.01684 | 77.7258
2023-12-28 01:00 | 0 | 0.70263 | 0.01631 | 61.3892
2023-12-28 02:00 | 0 | 0.61822 | 0.01822 | 68.8492
2023-12-28 03:00 | 0 | 0.51879 | 0.06553 | 73.7567
2023-12-28 04:00 | 0 | 0.52125 | 0.11197 | 67.67
2023-12-28 05:00 | 0 | 0.50813 | 0.13348 | 66.4725
2023-12-28 06:00 | 0.0006899 | 0.421 | 0.16174 | 2.2658
2023-12-28 07:00 | 0.39321 | 0.38026 | 0.15226 | 2.9042
2023-12-28 08:00 | 0.95413 | 0.20468 | 0.10297 | -8.72
2023-12-28 09:00 | 1 | 0.2095 | 0.07154 | -26.1542
2023-12-28 10:00 | 1 | 0.17755 | 0.08992 | -36.4967
2023-12-28 11:00 | 1 | 0.17508 | 0.07464 | -46.8267
2023-12-28 12:00 | 1 | 0.16738 | 0.06899 | -46.8575
2023-12-28 13:00 | 1 | 0.13381 | 0.0665 | -60.7842
2023-12-28 14:00 | 1 | 0.13162 | 0.09147 | 160.9692
2023-12-28 15:00 | 1 | 0.15231 | 0.10623 | 132.31
2023-12-28 16:00 | 1 | 0.22524 | 0.06637 | -7.5158
2023-12-28 17:00 | 1 | 0.35482 | 0.08569 | 38.165
2023-12-28 18:00 | 0.95887 | 0.55403 | 0.07592 | 55.4358
2023-12-28 19:00 | 0.42269 | 0.67234 | 0.06462 | 51.8542
2023-12-28 20:00 | 0.0060968 | 0.79688 | 0.06436 | 62.8467
2023-12-28 21:00 | 0 | 0.74849 | 0.07775 | 47.8042
2023-12-28 22:00 | 0 | 0.72397 | 0.0322 | 33.9542
2023-12-28 23:00 | 0 | 0.65667 | 0.0228 | 47.3075
2023-12-29 | 0 | 0.56818 | 0.02127 | 51.9825
2023-12-29 01:00 | 0 | 0.45518 | 0.02001 | 70.7667
2023-12-29 02:00 | 0 | 0.30507 | 0.01965 | 54.3875
2023-12-29 03:00 | 0 | 0.20176 | 0.01946 | 65.8108
2023-12-29 04:00 | 0 | 0.13705 | 0.01865 | 71.8742
2023-12-29 05:00 | 0 | 0.1224 | 0.02368 | 58.5183
2023-12-29 06:00 | 0.00053768 | 0.094183 | 0.0219 | 41.3017
2023-12-29 07:00 | 0.38686 | 0.066252 | 0.01873 | 35.895
2023-12-29 08:00 | 0.94052 | 0.012311 | 0.01899 | 23.7392
2023-12-29 09:00 | 1 | 0.02768 | 0.02635 | -3.2633
2023-12-29 10:00 | 1 | 0.037232 | 0.03543 | -50.4158
2023-12-29 11:00 | 1 | 0.020985 | 0.05565 | -62.6175
2023-12-29 12:00 | 1 | 0.025558 | 0.091 | -53.8758
2023-12-29 13:00 | 1 | 0.052335 | 0.08709 | -75.3575
2023-12-29 14:00 | 1 | 0.092785 | 0.1388 | -74.655
2023-12-29 15:00 | 1 | 0.1576 | 0.15287 | -170.1892
2023-12-29 16:00 | 1 | 0.28526 | 0.13532 | -77.84
2023-12-29 17:00 | 1 | 0.5129 | 0.16955 | -42.1417
2023-12-29 18:00 | 0.91752 | 0.7402 | 0.23023 | -30.8783
2023-12-29 19:00 | 0.41801 | 0.78917 | 0.23812 | 73.5508
2023-12-29 20:00 | 0.0059208 | 0.76746 | 0.22728 | 54.2158
2023-12-29 21:00 | 0 | 0.81228 | 0.16493 | 44.4617
2023-12-29 22:00 | 0 | 0.79418 | 0.11424 | 36.7008
2023-12-29 23:00 | 0 | 0.68211 | 0.09221 | 49.895
2023-12-30 | 0 | 0.54666 | 0.08755 | 37.4558
2023-12-30 01:00 | 0 | 0.4298 | 0.04133 | 37.445
2023-12-30 02:00 | 0 | 0.27292 | 0.02223 | 21.6692
2023-12-30 03:00 | 0 | 0.2097 | 0.01539 | 37.69
2023-12-30 04:00 | 0 | 0.14989 | 0.0151 | 47.0475
2023-12-30 05:00 | 0 | 0.10339 | 0.01523 | 66.4633
2023-12-30 06:00 | 0 | 0.096829 | 0.01576 | -16.9725
2023-12-30 07:00 | 0.38859 | 0.070136 | 0.01644 | -58.345
2023-12-30 08:00 | 0.93324 | 0.037161 | 0.01752 | -61.7433
2023-12-30 09:00 | 1 | 0.051801 | 0.04214 | -61.6333
2023-12-30 10:00 | 1 | 0.037503 | 0.1011 | -62.5658
2023-12-30 11:00 | 1 | 0.007253 | 0.12686 | -75.0733
2023-12-30 12:00 | 1 | 0.003332 | 0.08873 | -80.8175
2023-12-30 13:00 | 1 | 0.010626 | 0.07941 | -70.0583
2023-12-30 14:00 | 1 | 0.052754 | 0.1107 | -146.485
2023-12-30 15:00 | 1 | 0.14826 | 0.12118 | -60.0092
2023-12-30 16:00 | 1 | 0.28731 | 0.0843 | -51.7975
2023-12-30 17:00 | 1 | 0.45771 | 0.03875 | -48.365
2023-12-30 18:00 | 0.93638 | 0.61699 | 0.02633 | 5
2023-12-30 19:00 | 0.41818 | 0.61627 | 0.02575 | 60.7383
2023-12-30 20:00 | 0.0061841 | 0.69164 | 0.02547 | 56.3242
2023-12-30 21:00 | 0 | 0.71159 | 0.02324 | 56.2433
2023-12-30 22:00 | 0 | 0.58271 | 0.0212 | 51.2233
2023-12-30 23:00 | 0 | 0.44034 | 0.02553 | 51.68
2023-12-31 | 0 | 0.29339 | 0.0279 | 50.2617
2023-12-31 01:00 | 0 | 0.16608 | 0.0205 | 50.2733
2023-12-31 02:00 | 0 | 0.071181 | 0.01835 | 47.7017
2023-12-31 03:00 | 0 | 0.035679 | 0.01869 | 39.0975
2023-12-31 04:00 | 0 | 0.041077 | 0.01935 | 36.7383
2023-12-31 05:00 | 0 | 0.03748 | 0.02101 | 27.4292
2023-12-31 06:00 | 0.0019912 | 0.047865 | 0.01614 | -31.2975
2023-12-31 07:00 | 0.39207 | 0.077898 | 0.01671 | -48.4025
2023-12-31 08:00 | 0.90221 | 0.082184 | 0.02262 | -77.195
2023-12-31 09:00 | 0.99527 | 0.088803 | 0.07192 | -103.1258
2023-12-31 10:00 | 1 | 0.097242 | 0.04272 | -190.99
2023-12-31 11:00 | 1 | 0.093036 | 0.0296 | -329.7808
2023-12-31 12:00 | 1 | 0.063229 | 0.04599 | -369.9592
2023-12-31 13:00 | 0.98552 | 0.017196 | 0.07897 | -369.8667
2023-12-31 14:00 | 0.996 | 0.005573 | 0.1139 | -334.7758
2023-12-31 15:00 | 0.9932 | 0.002617 | 0.15324 | -124.2992
2023-12-31 16:00 | 0.98106 | 0.002617 | 0.19438 | -50.2517
2023-12-31 17:00 | 0.92901 | 0.012734 | 0.19483 | -45.0867
2023-12-31 18:00 | 0.83332 | 0.05916 | 0.16718 | 5.7508
2023-12-31 19:00 | 0.38925 | 0.277 | 0.16478 | 42.9675
2023-12-31 20:00 | 0.0047134 | 0.58597 | 0.11521 | 41.5642
2023-12-31 21:00 | 0 | 0.71408 | 0.0642 | 36.7683
2023-12-31 22:00 | 0 | 0.61137 | 0.02635 | 46.8992
2023-12-31 23:00 | 0 | 0.61946 | 0.03199 | 52.5533

## eyre2022
dateTime | solar | wind | gridElectricityEmissionsFactor | wholesaleElectricityPrice
2022-01-01 | 0 | 0.56786 | 0.06 | 125.2382
2022-01-01 01:00 | 0 | 0.53668 | 0.06 | 94.92
2022-01-01 02:00 | 0 | 0.54987 | 0.07 | 99.5175
2022-01-01 03:00 | 0 | 0.6691 | 0.08 | 126.125
2022-01-01 04:00 | 0 | 0.73138 | 0.04 | 146.6892
2022-01-01 05:00 | 0 | 0.66938 | 0.03 | 108.3675
2022-01-01 06:00 | 0 | 0.57476 | 0.02 | 29.4258
2022-01-01 07:00 | 0.36714 | 0.52899 | 0.02 | 18.7858
2022-01-01 08:00 | 0.9014 | 0.26925 | 0.09 | 22.6117
2022-01-01 09:00 | 1 | 0.28937 | 0.08 | 28.9075
2022-01-01 10:00 | 1 | 0.3337 | 0.09 | 30.9558
2022-01-01 11:00 | 1 | 0.11017 | 0.12 | 72.2958
2022-01-01 12:00 | 1 | 0.001475 | 0.14 | 87.2717
2022-01-01 13:00 | 1 | 0.001531 | 0.18 | 91.3733
2022-01-01 14:00 | 1 | 0.00112 | 0.2 | 99.1683
2022-01-01 15:00 | 1 | 0.001197 | 0.24 | 162.6617
2022-01-01 16:00 | 1 | 0.00246 | 0.2 | 125.3775
2022-01-01 17:00 | 0.99874 | 0.018214 | 0.22 | 171.5425
2022-01-01 18:00 | 0.91607 | 0.056892 | 0.25 | 109.475
2022-01-01 19:00 | 0.41817 | 0.11827 | 0.26 | 116.5758
2022-01-01 20:00 | 0.015209 | 0.27837 | 0.24 | 160.9242
2022-01-01 21:00 | 0 | 0.34297 | 0.2 | 144.9908
2022-01-01 22:00 | 0 | 0.32076 | 0.21 | 119.1675
2022-01-01 23:00 | 0 | 0.30464 | 0.24 | 98.1425
2022-01-02 | 0 | 0.27415 | 0.25 | 106.0308
2022-01-02 01:00 | 0 | 0.24488 | 0.25 | 122.5917
2022-01-02 02:00 | 0 | 0.19972 | 0.23 | 105.905
2022-01-02 03:00 | 0 | 0.16475 | 0.23 | 114.6742
2022-01-02 04:00 | 0 | 0.13331 | 0.2 | 95.3392
2022-01-02 05:00 | 0 | 0.096934 | 0.12 | 96.9467
2022-01-02 06:00 | 0 | 0.090673 | 0.05 | 59.8225
2022-01-02 07:00 | 0.37694 | 0.098716 | 0.02 | 33.4617
2022-01-02 08:00 | 0.90763 | 0.013316 | 0.02 | 31.7458
2022-01-02 09:00 | 0.99538 | 0.002426 | 0.02 | 18.8992
2022-01-02 10:00 | 0.99919 | 0.001717 | 0 | 25.9658
2022-01-02 11:00 | 1 | 0.001976 | 0.01 | 23.9442
2022-01-02 12:00 | 0.99828 | 0.047086 | 0.01 | 17.4108
2022-01-02 13:00 | 1 | 0.090001 | 0.03 | 10.4117
2022-01-02 14:00 | 0.98388 | 0.082247 | 0.04 | -1.4367
2022-01-02 15:00 | 0.97174 | 0.061099 | 0.06 | 16.9375
2022-01-02 16:00 | 1 | 0.072537 | 0.08 | 17.9517
2022-01-02 17:00 | 0.98288 | 0.1722 | 0.1 | 50.6375
2022-01-02 18:00 | 0.90307 | 0.38854 | 0.12 | 57.3708
2022-01-02 19:00 | 0.39921 | 0.7122 | 0.1 | 47.2508
2022-01-02 20:00 | 0.014021 | 0.88274 | 0.14 | 61.9542
2022-01-02 21:00 | 0 | 0.87368 | 0.16 | 37.3167
2022-01-02 22:00 | 0 | 0.82564 | 0.17 | 16.6583
2022-01-02 23:00 | 0 | 0.76812 | 0.13 | 59.73
2022-01-03 | 0 | 0.71171 | 0.1 | 54.0458
2022-01-03 01:00 | 0 | 0.63766 | 0.1 | 43.0933
2022-01-03 02:00 | 0 | 0.52541 | 0.15 | 35.4475
2022-01-03 03:00 | 0 | 0.40541 | 0.16 | 36.2425
2022-01-03 04:00 | 0 | 0.31474 | 0.1 | 56.6392
2022-01-03 05:00 | 0 | 0.27039 | 0.06 | 52.2692
2022-01-03 06:00 | 0 | 0.21715 | 0.03 | 17.3817
2022-01-03 07:00 | 0.38037 | 0.10167 | 0 | -25.4367
2022-01-03 08:00 | 0.9314 | 0.001092 | 0.02 | -38.6642
2022-01-03 09:00 | 1 | 0.080731 | 0.02 | -39.3642
2022-01-03 10:00 | 1 | 0.29501 | 0.02 | -38.9392
2022-01-03 11:00 | 1 | 0.58942 | 0 | -32.28
2022-01-03 12:00 | 1 | 0.74651 | 0.01 | -35.7433
2022-01-03 13:00 | 1 | 0.77688 | 0.01 | -42.5
2022-01-03 14:00 | 1 | 0.82152 | 0.01 | -40.8325
2022-01-03 15:00 | 1 | 0.86988 | 0.01 | -39.5975
2022-01-03 16:00 | 1 | 0.90403 | 0.02 | -36.715
2022-01-03 17:00 | 1 | 0.91737 | 0.02 | -9.3433
2022-01-03 18:00 | 0.9682 | 0.91315 | 0.03 | 8.9308
2022-01-03 19:00 | 0.42456 | 0.87379 | 0.03 | 24.9692
2022-01-03 20:00 | 0.01485 | 0.89955 | 0.03 | 22.455
2022-01-03 21:00 | 0 | 0.87756 | 0.03 | 21.735
2022-01-03 22:00 | 0 | 0.86165 | 0.06 | 27.3333
2022-01-03 23:00 | 0 | 0.8562 | 0.07 | 43.9125
2022-01-04 | 0 | 0.82905 | 0.07 | 19.2858
2022-01-04 01:00 | 0 | 0.75921 | 0.07 | 20.0167
2022-01-04 02:00 | 0 | 0.71725 | 0.06 | 18.5867
2022-01-04 03:00 | 0 | 0.64404 | 0.06 | 14.7417
2022-01-04 04:00 | 0 | 0.57592 | 0.06 | 11.8342
2022-01-04 05:00 | 0 | 0.58629 | 0.05 | 20.175
2022-01-04 06:00 | 0 | 0.66409 | 0.02 | 7.4558
2022-01-04 07:00 | 0.25499 | 0.72498 | 0.02 | 0.3575
2022-01-04 08:00 | 0.6391 | 0.68246 | 0.02 | 6.0492
2022-01-04 09:00 | 0.77676 | 0.80939 | 0.02 | 7.415
2022-01-04 10:00 | 0.79456 | 0.83075 | 0.01 | 8.1092
2022-01-04 11:00 | 0.8768 | 0.81003 | 0 | -9.3233
2022-01-04 12:00 | 0.8869 | 0.7966 | 0.01 | -31.3325
2022-01-04 13:00 | 0.96471 | 0.81246 | 0.01 | -34.7892
2022-01-04 14:00 | 1 | 0.82879 | 0.01 | -37.3525
2022-01-04 15:00 | 1 | 0.85531 | 0 | -49.5017
2022-01-04 16:00 | 1 | 0.87556 | 0.02 | -40.6692
2022-01-04 17:00 | 1 | 0.88446 | 0.03 | -50.6625
2022-01-04 18:00 | 0.98363 | 0.88525 | 0.03 | 2.4067
2022-01-04 19:00 | 0.43988 | 0.90907 | 0.03 | 44.1742
2022-01-04 20:00 | 0.01566 | 0.8938 | 0.03 | 62.77
2022-01-04 21:00 | 0 | 0.9016 | 0 | 15.5425
2022-01-04 22:00 | 0 | 0.90105 | 0.03 | 21.155
2022-01-04 23:00 | 0 | 0.87066 | 0.03 | 53.2767
2022-01-05 | 0 | 0.88024 | 0.03 | 52.4475
2022-01-05 01:00 | 0 | 0.87461 | 0 | 26.1575
2022-01-05 02:00 | 0 | 0.84172 | 0.03 | 13.9508
2022-01-05 03:00 | 0 | 0.81454 | 0.04 | 18.2925
2022-01-05 04:00 | 0 | 0.79773 | 0.03 | 20.9758
2022-01-05 05:00 | 0 | 0.80108 | 0.03 | 43.3867
2022-01-05 06:00 | 0 | 0.77227 | 0.02 | 40.0233
2022-01-05 07:00 | 0.31779 | 0.79876 | 0 | -3.1242
2022-01-05 08:00 | 0.91559 | 0.67259 | 0.02 | -36.065
2022-01-05 09:00 | 0.96978 | 0.67869 | 0.02 | -40.6633
2022-01-05 10:00 | 0.96539 | 0.68697 | 0.02 | -37.1283
2022-01-05 11:00 | 1 | 0.6995 | 0 | -37.7175
2022-01-05 12:00 | 1 | 0.69578 | 0.02 | -37.8825
2022-01-05 13:00 | 1 | 0.71356 | 0.02 | -44.915
2022-01-05 14:00 | 1 | 0.76179 | 0.02 | -55.5017
2022-01-05 15:00 | 1 | 0.83309 | 0.02 | -52.1667
2022-01-05 16:00 | 1 | 0.8611 | 0.02 | -61.9425
2022-01-05 17:00 | 1 | 0.87462 | 0.02 | -48.7342
2022-01-05 18:00 | 0.99647 | 0.8837 | 0.03 | 21.3775
2022-01-05 19:00 | 0.43832 | 0.9233 | 0.03 | 55.3167
2022-01-05 20:00 | 0.015461 | 0.91416 | 0.03 | 64.9525
2022-01-05 21:00 | 0 | 0.91766 | 0.05 | 67.235
2022-01-05 22:00 | 0 | 0.89643 | 0.06 | 70.1333
2022-01-05 23:00 | 0 | 0.84994 | 0.05 | 81.3583
2022-01-06 | 0 | 0.79967 | 0 | 80.2767
2022-01-06 01:00 | 0 | 0.6828 | 0.03 | 51.2792
2022-01-06 02:00 | 0 | 0.61807 | 0.03 | 36.885
2022-01-06 03:00 | 0 | 0.59614 | 0.03 | 33.4425
2022-01-06 04:00 | 0 | 0.58319 | 0.03 | 63.5083
2022-01-06 05:00 | 0 | 0.54262 | 0.03 | 65.0208
2022-01-06 06:00 | 0 | 0.53925 | 0.03 | 64.6825
2022-01-06 07:00 | 0.39552 | 0.37863 | 0.03 | 14.8425
2022-01-06 08:00 | 0.97186 | 0.40708 | 0.02 | 11.5742
2022-01-06 09:00 | 1 | 0.29528 | 0.02 | 60.255
2022-01-06 10:00 | 1 | 0.24213 | 0.02 | 54.2158
2022-01-06 11:00 | 1 | 0.26911 | 0.02 | -16.3908
2022-01-06 12:00 | 1 | 0.31476 | 0.02 | -41.4883
2022-01-06 13:00 | 1 | 0.37693 | 0 | -91.9675
2022-01-06 14:00 | 1 | 0.42594 | 0.03 | -52.8333
2022-01-06 15:00 | 1 | 0.50386 | 0.05 | -58.6017
2022-01-06 16:00 | 1 | 0.5625 | 0.1 | -32.4508
2022-01-06 17:00 | 1 | 0.62057 | 0.08 | -37.6158
2022-01-06 18:00 | 0.98516 | 0.67395 | 0.08 | -44.2067
2022-01-06 19:00 | 0.43518 | 0.71104 | 0.1 | 57.5775
2022-01-06 20:00 | 0.015401 | 0.80901 | 0.09 | 51.6867
2022-01-06 21:00 | 0 | 0.79625 | 0.1 | 50.4842
2022-01-06 22:00 | 0 | 0.70309 | 0.11 | 57.2417
2022-01-06 23:00 | 0 | 0.54054 | 0.09 | 65.0117
2022-01-07 | 0 | 0.45553 | 0.08 | 67.3192
2022-01-07 01:00 | 0 | 0.40467 | 0.08 | 60.0758
2022-01-07 02:00 | 0 | 0.35486 | 0.08 | 45.0275
2022-01-07 03:00 | 0 | 0.25007 | 0.08 | 58.5292
2022-01-07 04:00 | 0 | 0.21136 | 0.08 | 62.8417
2022-01-07 05:00 | 0 | 0.18354 | 0.1 | 71.0658
2022-01-07 06:00 | 0 | 0.18295 | 0.1 | 77.3683
2022-01-07 07:00 | 0.38131 | 0.17 | 0.06 | 41.6908
2022-01-07 08:00 | 0.94562 | 0.044646 | 0.06 | 107.9633
2022-01-07 09:00 | 1 | 0.18843 | 0 | 70.1725
2022-01-07 10:00 | 1 | 0.15881 | 0.04 | 29.1517
2022-01-07 11:00 | 1 | 0.073742 | 0 | 17.1292
2022-01-07 12:00 | 1 | 0.020667 | 0 | -5.0325
2022-01-07 13:00 | 1 | 0.023535 | 0.03 | -35.3992
2022-01-07 14:00 | 1 | 0.041533 | 0.04 | -35.1833
2022-01-07 15:00 | 1 | 0.056522 | 0 | -48.8058
2022-01-07 16:00 | 1 | 0.075002 | 0.05 | -79.725
2022-01-07 17:00 | 1 | 0.095527 | 0.06 | -43.73
2022-01-07 18:00 | 0.95011 | 0.13372 | 0.07 | 17.8733
2022-01-07 19:00 | 0.4202 | 0.17145 | 0.08 | 33.0808
2022-01-07 20:00 | 0.015283 | 0.15677 | 0.1 | 49.0033
2022-01-07 21:00 | 0 | 0.16597 | 0.1 | 66.5792
2022-01-07 22:00 | 0 | 0.21407 | 0.11 | 38.8933
2022-01-07 23:00 | 0 | 0.26109 | 0.13 | 72.0958
2022-01-08 | 0 | 0.359 | 0.14 | 56.2792
2022-01-08 01:00 | 0 | 0.41309 | 0.15 | 45.1783
2022-01-08 02:00 | 0 | 0.50124 | 0.15 | 33.4042
2022-01-08 03:00 | 0 | 0.6691 | 0.18 | 31.6067
2022-01-08 04:00 | 0 | 0.73138 | 0.16 | 52.0158
2022-01-08 05:00 | 0 | 0.66938 | 0.1 | 79.84
2022-01-08 06:00 | 0 | 0.57476 | 0.03 | 68.0642
2022-01-08 07:00 | 0.36714 | 0.52899 | 0.03 | 36.6542
2022-01-08 08:00 | 0.9014 | 0.26925 | 0.03 | 41.1992
2022-01-08 09:00 | 1 | 0.28937 | 0.03 | 27.6358
2022-01-08 10:00 | 1 | 0.3337 | 0.03 | 28.1683
2022-01-08 11:00 | 1 | 0.11017 | 0 | 6.4933
2022-01-08 12:00 | 1 | 0.001475 | 0 | 30.6017
2022-01-08 13:00 | 1 | 0.001531 | 0.02 | 12.5133
2022-01-08 14:00 | 1 | 0.00112 | 0.02 | 6.6583
2022-01-08 15:00 | 1 | 0.001197 | 0 | 7.5767
2022-01-08 16:00 | 1 | 0.00246 | 0.09 | 15.0325
2022-01-08 17:00 | 0.99874 | 0.018214 | 0.16 | 7.6158
2022-01-08 18:00 | 0.91607 | 0.056892 | 0.17 | 86.7675
2022-01-08 19:00 | 0.41817 | 0.11827 | 0.11 | 146.2825
2022-01-08 20:00 | 0.015209 | 0.27837 | 0.09 | 77.5892
2022-01-08 21:00 | 0 | 0.34297 | 0.1 | 65.3392
2022-01-08 22:00 | 0 | 0.29212 | 0.11 | 66.3167
2022-01-08 23:00 | 0 | 0.33088 | 0.1 | 79.735
2022-01-09 | 0 | 0.35952 | 0.12 | 75.135
2022-01-09 01:00 | 0 | 0.28166 | 0.11 | 72.7292
2022-01-09 02:00 | 0 | 0.19203 | 0.1 | 77.5108
2022-01-09 03:00 | 0 | 0.16574 | 0.11 | 86.9442
2022-01-09 04:00 | 0 | 0.2067 | 0.1 | 78.69
2022-01-09 05:00 | 0 | 0.28641 | 0.08 | 81.8742
2022-01-09 06:00 | 0 | 0.3222 | 0 | 64.5967
2022-01-09 07:00 | 0.36596 | 0.35312 | 0.02 | 13.6508
2022-01-09 08:00 | 0.8921 | 0.3056 | 0.02 | 11.24
2022-01-09 09:00 | 0.98689 | 0.28148 | 0.02 | 10.5333
2022-01-09 10:00 | 1 | 0.36473 | 0.02 | 4.0883
2022-01-09 11:00 | 1 | 0.22206 | 0.02 | -17.2533
2022-01-09 12:00 | 0.98623 | 0.048927 | 0.02 | -31.7525
2022-01-09 13:00 | 0.99918 | 0.001751 | 0.02 | -15.1725
2022-01-09 14:00 | 0.90274 | 0.002597 | 0.06 | -13.5308
2022-01-09 15:00 | 0.84569 | 0.002219 | 0.1 | 28.0925
2022-01-09 16:00 | 0.82936 | 0.008695 | 0.15 | 35.2933
2022-01-09 17:00 | 0.8778 | 0.048554 | 0.2 | 67.545
2022-01-09 18:00 | 0.63371 | 0.17918 | 0.16 | 123.8592
2022-01-09 19:00 | 0.16549 | 0.56123 | 0.14 | 178.3092
2022-01-09 20:00 | 0.0044449 | 0.6944 | 0.17 | 76.4208
2022-01-09 21:00 | 0 | 0.63237 | 0.17 | 71.8967
2022-01-09 22:00 | 0 | 0.54898 | 0.17 | 90.0267
2022-01-09 23:00 | 0 | 0.5566 | 0.12 | 82.5633
2022-01-10 | 0 | 0.62061 | 0.08 | 80.87
2022-01-10 01:00 | 0 | 0.61741 | 0.07 | 76.3967
2022-01-10 02:00 | 0 | 0.63702 | 0.07 | 64.6358
2022-01-10 03:00 | 0 | 0.62607 | 0.08 | 52.0608
2022-01-10 04:00 | 0 | 0.54641 | 0.07 | 61.6667
2022-01-10 05:00 | 0 | 0.46343 | 0.06 | 82.9567
2022-01-10 06:00 | 0 | 0.35942 | 0.06 | 77.1442
2022-01-10 07:00 | 0.27822 | 0.27861 | 0.06 | 40.2317
2022-01-10 08:00 | 0.87846 | 0.09613 | 0.09 | 74.8017
2022-01-10 09:00 | 1 | 0.11505 | 0.14 | 73.6825
2022-01-10 10:00 | 1 | 0.087626 | 0.17 | 201.2042
2022-01-10 11:00 | 1 | 0.089562 | 0.15 | 337.1542
2022-01-10 12:00 | 1 | 0.25324 | 0.2 | 7043.6458
2022-01-10 13:00 | 1 | 0.49119 | 0.15 | 166.4167
2022-01-10 14:00 | 1 | 0.56246 | 0.17 | 188.0517
2022-01-10 15:00 | 0.94054 | 0.68249 | 0.2 | 158.3375
2022-01-10 16:00 | 0.94163 | 0.76806 | 0.17 | 1707.5442
2022-01-10 17:00 | 0.85652 | 0.8222 | 0.17 | 154.9267
2022-01-10 18:00 | 0.63713 | 0.84533 | 0.14 | 91.3492
2022-01-10 19:00 | 0.20415 | 0.86681 | 0.1 | 144.8533
2022-01-10 20:00 | 0.0038719 | 0.83101 | 0.1 | 83.4617
2022-01-10 21:00 | 0 | 0.75121 | 0.09 | 63.8292
2022-01-10 22:00 | 0 | 0.67324 | 0.1 | 64.2617
2022-01-10 23:00 | 0 | 0.5877 | 0.07 | 60.53
2022-01-11 | 0 | 0.51669 | 0.05 | 19.285
2022-01-11 01:00 | 0 | 0.50693 | 0.1 | 18.4517
2022-01-11 02:00 | 0 | 0.50128 | 0.08 | 12.4375
2022-01-11 03:00 | 0 | 0.47334 | 0.14 | 16.3883
2022-01-11 04:00 | 0 | 0.40298 | 0.17 | 66.5242
2022-01-11 05:00 | 0 | 0.37287 | 0.16 | 162.59
2022-01-11 06:00 | 0 | 0.26404 | 0.15 | 208.9783
2022-01-11 07:00 | 0.23893 | 0.11849 | 0.14 | 210.87
2022-01-11 08:00 | 0.64873 | 0.002548 | 0.14 | 430.1283
2022-01-11 09:00 | 0.93084 | 0.014171 | 0.14 | 423.14
2022-01-11 10:00 | 0.95563 | 0.021947 | 0.14 | 414.0458
2022-01-11 11:00 | 0.93933 | 0.038864 | 0.13 | 344.1742
2022-01-11 12:00 | 0.91929 | 0.063363 | 0.13 | 313.3508
2022-01-11 13:00 | 0.92365 | 0.12254 | 0.14 | 173.8525
2022-01-11 14:00 | 0.96372 | 0.19417 | 0.14 | 276.0425
2022-01-11 15:00 | 0.80813 | 0.33774 | 0.16 | 611.6117
2022-01-11 16:00 | 0.94532 | 0.50971 | 0.19 | 242.5675
2022-01-11 17:00 | 0.98827 | 0.63268 | 0.21 | 160.6417
2022-01-11 18:00 | 0.80038 | 0.61889 | 0.22 | 150.4608
2022-01-11 19:00 | 0.29745 | 0.57601 | 0.23 | 516.9225
2022-01-11 20:00 | 0.008474 | 0.71063 | 0.23 | 116.04
2022-01-11 21:00 | 0 | 0.7243 | 0.23 | 62.9267
2022-01-11 22:00 | 0 | 0.71214 | 0.2 | 23.2342
2022-01-11 23:00 | 0 | 0.69076 | 0.22 | 57.9375
2022-01-12 | 0 | 0.61078 | 0.2 | 34.675
2022-01-12 01:00 | 0 | 0.39337 | 0.21 | 20.6658
2022-01-12 02:00 | 0 | 0.1292 | 0.2 | 14.7875
2022-01-12 03:00 | 0 | 0.069841 | 0.21 | 12.2892
2022-01-12 04:00 | 0 | 0.096966 | 0.2 | 17.4733
2022-01-12 05:00 | 0 | 0.090761 | 0.18 | 24.7592
2022-01-12 06:00 | 0 | 0.078612 | 0.15 | 19.9967
2022-01-12 07:00 | 0.18556 | 0.061281 | 0.13 | 17.0525
2022-01-12 08:00 | 0.36938 | 0.013397 | 0.13 | 13.6658
2022-01-12 09:00 | 0.60438 | 0.004826 | 0.12 | 14.975
2022-01-12 10:00 | 0.68215 | 0.001226 | 0.12 | 88.845
2022-01-12 11:00 | 0.77698 | 0.003686 | 0.11 | 180.4108
2022-01-12 12:00 | 0.95319 | 0.011879 | 0.11 | 93.8292
2022-01-12 13:00 | 0.96282 | 0.028956 | 0.12 | 84.4167
2022-01-12 14:00 | 0.89294 | 0.023717 | 0.12 | 72.46
2022-01-12 15:00 | 0.56329 | 0.012736 | 0.14 | 95.2225
2022-01-12 16:00 | 0.6249 | 0.014686 | 0.16 | 112.0542
2022-01-12 17:00 | 0.14535 | 0.11251 | 0.19 | 95.4467
2022-01-12 18:00 | 0.1386 | 0.29482 | 0.19 | 231.4333
2022-01-12 19:00 | 0.12942 | 0.41021 | 0.2 | 207.475
2022-01-12 20:00 | 0.0024813 | 0.35488 | 0.2 | 100.5883
2022-01-12 21:00 | 0 | 0.2892 | 0.2 | 85.9583
2022-01-12 22:00 | 0 | 0.25714 | 0.2 | 93.2125
2022-01-12 23:00 | 0 | 0.198 | 0.19 | 166.2283
2022-01-13 | 0 | 0.1284 | 0.18 | 237.725
2022-01-13 01:00 | 0 | 0.054424 | 0.17 | 170.0975
2022-01-13 02:00 | 0 | 0.04009 | 0.2 | 167.2033
2022-01-13 03:00 | 0 | 0.062166 | 0.18 | 83.9333
2022-01-13 04:00 | 0 | 0.061087 | 0.16 | 117.7875
2022-01-13 05:00 | 0 | 0.059219 | 0.15 | 171.8558
2022-01-13 06:00 | 0 | 0.061352 | 0.12 | 171.1633
2022-01-13 07:00 | 0.33055 | 0.07141 | 0.11 | 212.7658
2022-01-13 08:00 | 0.86675 | 0.011218 | 0.11 | 71.4675
2022-01-13 09:00 | 0.99825 | 0.006094 | 0.1 | 46.8942
2022-01-13 10:00 | 1 | 0.010962 | 0.1 | 52.1783
2022-01-13 11:00 | 1 | 0.006081 | 0.1 | 53.9558
2022-01-13 12:00 | 1 | 0.001694 | 0.1 | 15.9408
2022-01-13 13:00 | 0.99301 | 0.003065 | 0.1 | -2.3367
2022-01-13 14:00 | 0.98959 | 0.027376 | 0.1 | 57.5117
2022-01-13 15:00 | 1 | 0.081947 | 0.13 | 72.1367
2022-01-13 16:00 | 1 | 0.16525 | 0.14 | 72.9808
2022-01-13 17:00 | 0.99566 | 0.30534 | 0.16 | 69.3908
2022-01-13 18:00 | 0.92306 | 0.53405 | 0.17 | 71.2183
2022-01-13 19:00 | 0.41664 | 0.70741 | 0.17 | 89.185
2022-01-13 20:00 | 0.015161 | 0.74791 | 0.17 | 89.84
2022-01-13 21:00 | 0 | 0.73042 | 0.17 | 91.1542
2022-01-13 22:00 | 0 | 0.72164 | 0.17 | 87.4967
2022-01-13 23:00 | 0 | 0.55 | 0.16 | 85.4883
2022-01-14 | 0 | 0.34486 | 0.1 | 81.5875
2022-01-14 01:00 | 0 | 0.17913 | 0.14 | 78.1833
2022-01-14 02:00 | 0 | 0.18126 | 0.14 | 76.0183
2022-01-14 03:00 | 0 | 0.28111 | 0.15 | 71.1008
2022-01-14 04:00 | 0 | 0.33378 | 0.13 | 71.3617
2022-01-14 05:00 | 0 | 0.31814 | 0.12 | 98.4008
2022-01-14 06:00 | 0 | 0.2251 | 0.1 | 110.9042
2022-01-14 07:00 | 0.32847 | 0.15413 | 0.09 | 83.6825
2022-01-14 08:00 | 0.84981 | 0.082183 | 0.09 | 95.0575
2022-01-14 09:00 | 0.97397 | 0.059839 | 0.08 | 76.8675
2022-01-14 10:00 | 0.99137 | 0.1486 | 0.08 | 51.1708
2022-01-14 11:00 | 1 | 0.17037 | 0.08 | -8.8458
2022-01-14 12:00 | 0.98799 | 0.063149 | 0.07 | -14.6733
2022-01-14 13:00 | 0.98788 | 0.010945 | 0.08 | 29.1883
2022-01-14 14:00 | 0.99309 | 0.005222 | 0.09 | 38.0067
2022-01-14 15:00 | 0.99997 | 0.005222 | 0.11 | 8.4408
2022-01-14 16:00 | 1 | 0.010291 | 0.1 | -26.02
2022-01-14 17:00 | 0.97378 | 0.092278 | 0.14 | 44.8192
2022-01-14 18:00 | 0.88563 | 0.27322 | 0.1 | 125.17
2022-01-14 19:00 | 0.39824 | 0.43701 | 0.15 | 147.48
2022-01-14 20:00 | 0.014111 | 0.48721 | 0.1 | 96.0483
2022-01-14 21:00 | 0 | 0.53841 | 0.14 | 146.8383
2022-01-14 22:00 | 0 | 0.6075 | 0.1 | 165.7117
2022-01-14 23:00 | 0 | 0.61508 | 0.13 | 123.5225
2022-01-15 | 0 | 0.6804 | 0.1 | 136.5725
2022-01-15 01:00 | 0 | 0.7443 | 0.1 | 146.235
2022-01-15 02:00 | 0 | 0.85949 | 0.11 | 98.5058
2022-01-15 03:00 | 0 | 0.88638 | 0.11 | 100.5442
2022-01-15 04:00 | 0 | 0.85035 | 0.1 | 121.5967
2022-01-15 05:00 | 0 | 0.78335 | 0.09 | 125.6208
2022-01-15 06:00 | 0 | 0.70574 | 0.07 | 54.8233
2022-01-15 07:00 | 0.20267 | 0.64991 | 0.06 | 10.3525
2022-01-15 08:00 | 0.71734 | 0.50021 | 0.04 | 24.3217
2022-01-15 09:00 | 0.90534 | 0.22794 | 0.04 | 33.1542
2022-01-15 10:00 | 0.85091 | 0.29603 | 0.04 | 19.9783
2022-01-15 11:00 | 0.91172 | 0.74053 | 0.04 | 6.1358
2022-01-15 12:00 | 0.85014 | 0.72219 | 0.04 | -4.7475
2022-01-15 13:00 | 0.87934 | 0.55675 | 0.05 | -0.88583
2022-01-15 14:00 | 0.88432 | 0.43967 | 0.07 | 1.4833
2022-01-15 15:00 | 0.36713 | 0.34027 | 0.1 | 7.3933
2022-01-15 16:00 | 0.23895 | 0.54032 | 0.11 | 10.4717
2022-01-15 17:00 | 0.11363 | 0.80575 | 0.1 | 23.4275
2022-01-15 18:00 | 0.3533 | 0.88694 | 0.12 | 111.9258
2022-01-15 19:00 | 0.21094 | 0.86248 | 0.13 | 177.3442
2022-01-15 20:00 | 0.0075661 | 0.68978 | 0.12 | 95.2058
2022-01-15 21:00 | 0 | 0.88706 | 0.12 | 77.3742
2022-01-15 22:00 | 0 | 0.92259 | 0.12 | 70.465
2022-01-15 23:00 | 0 | 0.918 | 0.11 | 71.5742
2022-01-16 | 0 | 0.90951 | 0.1 | 70.2383
2022-01-16 01:00 | 0 | 0.86596 | 0.1 | 67.935
2022-01-16 02:00 | 0 | 0.79795 | 0.1 | 59.9075
2022-01-16 03:00 | 0 | 0.72496 | 0.11 | 57.7367
2022-01-16 04:00 | 0 | 0.70811 | 0.09 | 57.8458
2022-01-16 05:00 | 0 | 0.72106 | 0.07 | 58.625
2022-01-16 06:00 | 0 | 0.74659 | 0.05 | 34.4217
2022-01-16 07:00 | 0.13924 | 0.76304 | 0 | -8.3942
2022-01-16 08:00 | 0.64471 | 0.56742 | 0.02 | -7.8658
2022-01-16 09:00 | 0.81022 | 0.64216 | 0.01 | -8.3442
2022-01-16 10:00 | 0.81064 | 0.66026 | 0.02 | 1.7092
2022-01-16 11:00 | 1 | 0.63988 | 0.01 | -14.0367
2022-01-16 12:00 | 0.9382 | 0.57442 | 0.02 | 17.4383
2022-01-16 13:00 | 0.76436 | 0.51847 | 0 | -9.8533
2022-01-16 14:00 | 0.42419 | 0.52104 | 0.07 | 23.9325
2022-01-16 15:00 | 0.28786 | 0.62126 | 0.13 | 77.6342
2022-01-16 16:00 | 0.21438 | 0.72423 | 0.17 | 87.08
2022-01-16 17:00 | 0.15823 | 0.78588 | 0.18 | 112.1717
2022-01-16 18:00 | 0.062623 | 0.76606 | 0.19 | 123.1342
2022-01-16 19:00 | 0.060103 | 0.67027 | 0.2 | 98.0392
2022-01-16 20:00 | 0.00078576 | 0.68276 | 0.19 | 85.7517
2022-01-16 21:00 | 0 | 0.50735 | 0.21 | 84.5017
2022-01-16 22:00 | 0 | 0.63795 | 0.23 | 83.6317
2022-01-16 23:00 | 0 | 0.51878 | 0.25 | 86.2825
2022-01-17 | 0 | 0.35496 | 0.25 | 89.8917
2022-01-17 01:00 | 0 | 0.10351 | 0.2 | 133.0342
2022-01-17 02:00 | 0 | 0.032176 | 0.25 | 74.4225
2022-01-17 03:00 | 0 | 0.093946 | 0.25 | 158.66
2022-01-17 04:00 | 0 | 0.10311 | 0.25 | 153.2608
2022-01-17 05:00 | 0 | 0.10525 | 0.18 | 241.0717
2022-01-17 06:00 | 0 | 0.09502 | 0.14 | 124.1717
2022-01-17 07:00 | 0.093876 | 0.11192 | 0.1 | 100.6458
2022-01-17 08:00 | 0.23733 | 0.047113 | 0.07 | 96.335
2022-01-17 09:00 | 0.65385 | 0.017733 | 0.06 | 87.8158
2022-01-17 10:00 | 0.63313 | 0.001574 | 0 | 73.6925
2022-01-17 11:00 | 0.44571 | 0.002645 | 0.05 | 66.435
2022-01-17 12:00 | 0.64592 | 0.066736 | 0.05 | 29.2783
2022-01-17 13:00 | 0.61364 | 0.16908 | 0.06 | 8.87
2022-01-17 14:00 | 0.82316 | 0.19864 | 0.1 | 4.83
2022-01-17 15:00 | 0.89077 | 0.12591 | 0.12 | 30.415
2022-01-17 16:00 | 0.98164 | 0.06685 | 0.14 | 115.4075
2022-01-17 17:00 | 0.95083 | 0.083351 | 0.15 | 70.6358
2022-01-17 18:00 | 0.85689 | 0.14752 | 0.15 | 67.3692
2022-01-17 19:00 | 0.37872 | 0.21885 | 0.13 | 72.0417
2022-01-17 20:00 | 0.0070107 | 0.3255 | 0.1 | 76.8058
2022-01-17 21:00 | 0 | 0.4972 | 0.11 | 65.2725
2022-01-17 22:00 | 0 | 0.61219 | 0.11 | 48.8317
2022-01-17 23:00 | 0 | 0.63084 | 0.08 | 62.3642
2022-01-18 | 0 | 0.49133 | 0.06 | 42.315
2022-01-18 01:00 | 0 | 0.53107 | 0.06 | 26.8975
2022-01-18 02:00 | 0 | 0.76968 | 0.06 | 19.4775
2022-01-18 03:00 | 0 | 0.87696 | 0.06 | 18.48
2022-01-18 04:00 | 0 | 0.87631 | 0.06 | 28.7467
2022-01-18 05:00 | 0 | 0.82786 | 0.05 | 52.9342
2022-01-18 06:00 | 0 | 0.84131 | 0.02 | 66.1317
2022-01-18 07:00 | 0.11235 | 0.8523 | 0.02 | 28.5083
2022-01-18 08:00 | 0.66815 | 0.56182 | 0.02 | -18.9458
2022-01-18 09:00 | 0.8662 | 0.56125 | 0.01 | -53.3
2022-01-18 10:00 | 0.8546 | 0.64024 | 0.02 | -55.75
2022-01-18 11:00 | 0.99945 | 0.79357 | 0.01 | -71.5833
2022-01-18 12:00 | 0.92572 | 0.70286 | 0.01 | -44.5083
2022-01-18 13:00 | 0.51545 | 0.62827 | 0.01 | -40.895
2022-01-18 14:00 | 0.34648 | 0.52102 | 0.01 | -42.615
2022-01-18 15:00 | 0.47747 | 0.61064 | 0.01 | -39.0258
2022-01-18 16:00 | 0.69412 | 0.90091 | 0.02 | -7.0017
2022-01-18 17:00 | 0.95175 | 0.89489 | 0.02 | 8.2408
2022-01-18 18:00 | 0.29734 | 0.88102 | 0.02 | 10.9292
2022-01-18 19:00 | 0.085658 | 0.84599 | 0.02 | 14.2742
2022-01-18 20:00 | 0.00049961 | 0.79803 | 0.02 | 17.2642
2022-01-18 21:00 | 0 | 0.78678 | 0.02 | 8.4025
2022-01-18 22:00 | 0 | 0.76163 | 0.02 | 16.4858
2022-01-18 23:00 | 0 | 0.69568 | 0.02 | 16.4383
2022-01-19 | 0 | 0.44641 | 0.02 | 10.9642
2022-01-19 01:00 | 0 | 0.23566 | 0.02 | -1.3917
2022-01-19 02:00 | 0 | 0.22599 | 0 | -18.44
2022-01-19 03:00 | 0 | 0.25543 | 0 | -15.5417
2022-01-19 04:00 | 0 | 0.37372 | 0.02 | -3.4892
2022-01-19 05:00 | 0 | 0.59406 | 0.02 | 9.4875
2022-01-19 06:00 | 0 | 0.66647 | 0.02 | 1.4075
2022-01-19 07:00 | 0.031067 | 0.54881 | 0.02 | -35.95
2022-01-19 08:00 | 0.13644 | 0.45941 | 0.02 | -50.9075
2022-01-19 09:00 | 0.13 | 0.56813 | 0.01 | -60.0967
2022-01-19 10:00 | 0.1863 | 0.58634 | 0.01 | -55.6192
2022-01-19 11:00 | 0.1527 | 0.64252 | 0 | -69.3492
2022-01-19 12:00 | 0.3496 | 0.68715 | 0.01 | -73.7367
2022-01-19 13:00 | 0.37998 | 0.75145 | 0.01 | -47.8275
2022-01-19 14:00 | 0.51887 | 0.81502 | 0.01 | -50.8108
2022-01-19 15:00 | 0.41476 | 0.82899 | 0.01 | -63.8917
2022-01-19 16:00 | 0.55004 | 0.8642 | 0.01 | -52.9808
2022-01-19 17:00 | 0.57585 | 0.87868 | 0 | -27.3783
2022-01-19 18:00 | 0.51364 | 0.89637 | 0.02 | -7.1325
2022-01-19 19:00 | 0.25536 | 0.91359 | 0.02 | 34.0442
2022-01-19 20:00 | 0.0051967 | 0.89985 | 0.02 | 44.5442
2022-01-19 21:00 | 0 | 0.89939 | 0.02 | 15.3217
2022-01-19 22:00 | 0 | 0.90741 | 0.02 | 19.5275
2022-01-19 23:00 | 0 | 0.88623 | 0.02 | 20.2183
2022-01-20 | 0 | 0.86417 | 0.02 | 15.3642
2022-01-20 01:00 | 0 | 0.85277 | 0.02 | 17.945
2022-01-20 02:00 | 0 | 0.82445 | 0 | 5.7858
2022-01-20 03:00 | 0 | 0.77921 | 0.02 | 4.9433
2022-01-20 04:00 | 0 | 0.66981 | 0 | 16.015
2022-01-20 05:00 | 0 | 0.61144 | 0.02 | 23.7908
2022-01-20 06:00 | 0 | 0.63425 | 0.02 | 15.2775
2022-01-20 07:00 | 0.12235 | 0.57466 | 0 | -7.0692
2022-01-20 08:00 | 0.90757 | 0.62386 | 0.01 | -4.36
2022-01-20 09:00 | 1 | 0.51567 | 0.01 | -129.2808
2022-01-20 10:00 | 1 | 0.44377 | 0.01 | -104.5933
2022-01-20 11:00 | 1 | 0.37086 | 0.01 | -33.1167
2022-01-20 12:00 | 1 | 0.28592 | 0.01 | -117.7183
2022-01-20 13:00 | 1 | 0.25332 | 0.01 | -45.0667
2022-01-20 14:00 | 1 | 0.30447 | 0.01 | -47.6083
2022-01-20 15:00 | 1 | 0.37955 | 0.02 | -8.7133
2022-01-20 16:00 | 1 | 0.46231 | 0.06 | 3.5767
2022-01-20 17:00 | 1 | 0.53676 | 0.1 | 18.1483
2022-01-20 18:00 | 1 | 0.6264 | 0.08 | 38.525
2022-01-20 19:00 | 0.45663 | 0.71312 | 0.08 | 73.0933
2022-01-20 20:00 | 0.0067117 | 0.78587 | 0.06 | 60.3108
2022-01-20 21:00 | 0 | 0.8339 | 0.07 | 52.1925
2022-01-20 22:00 | 0 | 0.79444 | 0.05 | 48.2483
2022-01-20 23:00 | 0 | 0.64712 | 0 | 50.0058
2022-01-21 | 0 | 0.46071 | 0.02 | 49.8033
2022-01-21 01:00 | 0 | 0.31292 | 0.02 | 44.4917
2022-01-21 02:00 | 0 | 0.20603 | 0 | 28.6233
2022-01-21 03:00 | 0 | 0.15403 | 0.02 | 27.0258
2022-01-21 04:00 | 0 | 0.13863 | 0.02 | 27.62
2022-01-21 05:00 | 0 | 0.12952 | 0.02 | 41.4092
2022-01-21 06:00 | 0 | 0.088473 | 0.02 | 35.1125
2022-01-21 07:00 | 0.11264 | 0.091732 | 0 | -8.7367
2022-01-21 08:00 | 0.88815 | 0.024423 | 0.01 | -13.2383
2022-01-21 09:00 | 0.9086 | 0.063759 | 0.01 | -23.2375
2022-01-21 10:00 | 1 | 0.057017 | 0.01 | -39.2567
2022-01-21 11:00 | 1 | 0.02365 | 0.01 | -0.0375
2022-01-21 12:00 | 1 | 0.060533 | 0.03 | 7.595
2022-01-21 13:00 | 0.98897 | 0.12044 | 0.06 | 12.6275
2022-01-21 14:00 | 1 | 0.157 | 0.06 | 20.6125
2022-01-21 15:00 | 1 | 0.19508 | 0.08 | 21.31
2022-01-21 16:00 | 1 | 0.22257 | 0.1 | 24.9917
2022-01-21 17:00 | 1 | 0.32476 | 0.1 | 65.5425
2022-01-21 18:00 | 0.93596 | 0.47394 | 0.1 | 76.1717
2022-01-21 19:00 | 0.34755 | 0.62848 | 0.09 | 80.3808
2022-01-21 20:00 | 0.0061963 | 0.79065 | 0.08 | 76.9083
2022-01-21 21:00 | 0 | 0.78877 | 0.08 | 69.2967
2022-01-21 22:00 | 0 | 0.73183 | 0.08 | 61.0833
2022-01-21 23:00 | 0 | 0.65523 | 0.08 | 55.0075
2022-01-22 | 0 | 0.57674 | 0.06 | 56.3825
2022-01-22 01:00 | 0 | 0.50338 | 0.03 | 47.8083
2022-01-22 02:00 | 0 | 0.44514 | 0.02 | 45.8475
2022-01-22 03:00 | 0 | 0.43517 | 0.02 | 46.3092
2022-01-22 04:00 | 0 | 0.42558 | 0.02 | 45.3592
2022-01-22 05:00 | 0 | 0.38526 | 0.02 | 32.3283
2022-01-22 06:00 | 0 | 0.30934 | 0.02 | 20.9233
2022-01-22 07:00 | 0.11905 | 0.22525 | 0.02 | -25.0125
2022-01-22 08:00 | 0.77359 | 0.11266 | 0.02 | -19.3275
2022-01-22 09:00 | 1 | 0.1038 | 0.02 | -6.2925
2022-01-22 10:00 | 1 | 0.11902 | 0.02 | -2.6108
2022-01-22 11:00 | 1 | 0.17087 | 0.02 | -24.275
2022-01-22 12:00 | 1 | 0.24162 | 0.02 | 19.4442
2022-01-22 13:00 | 1 | 0.37221 | 0.02 | 38.28
2022-01-22 14:00 | 1 | 0.5109 | 0 | 49.07
2022-01-22 15:00 | 1 | 0.65473 | 0 | 60.4617
2022-01-22 16:00 | 1 | 0.78615 | 0.05 | 55.8925
2022-01-22 17:00 | 1 | 0.86159 | 0.07 | 66.9692
2022-01-22 18:00 | 0.97002 | 0.88569 | 0.06 | 76.6892
2022-01-22 19:00 | 0.43278 | 0.88707 | 0.07 | 75.6967
2022-01-22 20:00 | 0.0061013 | 0.85219 | 0.07 | 65.1633
2022-01-22 21:00 | 0 | 0.83791 | 0.07 | 64.4767
2022-01-22 22:00 | 0 | 0.79217 | 0 | 63.8283
2022-01-22 23:00 | 0 | 0.70005 | 0.03 | 69.5925
2022-01-23 | 0 | 0.65743 | 0.03 | 70.4983
2022-01-23 01:00 | 0 | 0.58871 | 0.03 | 61.7175
2022-01-23 02:00 | 0 | 0.57989 | 0.03 | 56.0375
2022-01-23 03:00 | 0 | 0.47436 | 0.03 | 56.5283
2022-01-23 04:00 | 0 | 0.37222 | 0.03 | 59.6592
2022-01-23 05:00 | 0 | 0.32008 | 0.03 | 60.27
2022-01-23 06:00 | 0 | 0.28746 | 0.03 | 34.5917
2022-01-23 07:00 | 0.11192 | 0.21207 | 0.02 | 2.1875
2022-01-23 08:00 | 0.65046 | 0.13123 | 0.02 | 9.3075
2022-01-23 09:00 | 1 | 0.11897 | 0.02 | 20.1483
2022-01-23 10:00 | 1 | 0.10925 | 0.02 | 25.7942
2022-01-23 11:00 | 1 | 0.11432 | 0.02 | 33.9058
2022-01-23 12:00 | 1 | 0.12434 | 0.03 | 9.8375
2022-01-23 13:00 | 1 | 0.14266 | 0.05 | 43.4275
2022-01-23 14:00 | 1 | 0.15808 | 0.08 | 60.5092
2022-01-23 15:00 | 1 | 0.1999 | 0.1 | 62.655
2022-01-23 16:00 | 1 | 0.29489 | 0.12 | 65.3142
2022-01-23 17:00 | 1 | 0.42769 | 0.12 | 82.4742
2022-01-23 18:00 | 0.95041 | 0.53202 | 0.11 | 94.9042
2022-01-23 19:00 | 0.41859 | 0.51808 | 0.1 | 75.3908
2022-01-23 20:00 | 0.0054573 | 0.48678 | 0.12 | 74.4533
2022-01-23 21:00 | 0 | 0.49417 | 0.13 | 73.0958
2022-01-23 22:00 | 0 | 0.48404 | 0.13 | 67.3208
2022-01-23 23:00 | 0 | 0.45 | 0.15 | 71.5392
2022-01-24 | 0 | 0.36434 | 0.17 | 67.4408
2022-01-24 01:00 | 0 | 0.22437 | 0.2 | 64.0642
2022-01-24 02:00 | 0 | 0.14158 | 0.22 | 73.5608
2022-01-24 03:00 | 0 | 0.12123 | 0.22 | 74.2283
2022-01-24 04:00 | 0 | 0.11374 | 0.22 | 92.2358
2022-01-24 05:00 | 0 | 0.084454 | 0.19 | 92.18
2022-01-24 06:00 | 0 | 0.053 | 0.17 | 103.1867
2022-01-24 07:00 | 0.10437 | 0.044208 | 0.13 | 54.8117
2022-01-24 08:00 | 0.6157 | 0.011706 | 0.1 | 37.5075
2022-01-24 09:00 | 0.97316 | 0.017626 | 0.1 | 65.8133
2022-01-24 10:00 | 0.99956 | 0.11116 | 0.11 | 43.5725
2022-01-24 11:00 | 1 | 0.26237 | 0.11 | 93.5
2022-01-24 12:00 | 1 | 0.44391 | 0.11 | 75.4475
2022-01-24 13:00 | 0.97611 | 0.46823 | 0.11 | 37.3742
2022-01-24 14:00 | 0.85173 | 0.38172 | 0.13 | 62.6033
2022-01-24 15:00 | 0.82197 | 0.28994 | 0.15 | 94.7183
2022-01-24 16:00 | 0.64584 | 0.23647 | 0.2 | 93.2067
2022-01-24 17:00 | 0.46248 | 0.20914 | 0.23 | 126.6992
2022-01-24 18:00 | 0.36011 | 0.44906 | 0.27 | 141.0058
2022-01-24 19:00 | 0.06099 | 0.79753 | 0.26 | 149.9408
2022-01-24 20:00 | 0.0025897 | 0.80437 | 0.26 | 162.9725
2022-01-24 21:00 | 0 | 0.76639 | 0.25 | 106.4158
2022-01-24 22:00 | 0 | 0.71427 | 0.2 | 107.06
2022-01-24 23:00 | 0 | 0.57457 | 0.3 | 114.6783
2022-01-25 | 0 | 0.30453 | 0.27 | 106.9258
2022-01-25 01:00 | 0 | 0.072159 | 0.29 | 102.1533
2022-01-25 02:00 | 0 | 0.043137 | 0.32 | 98.8658
2022-01-25 03:00 | 0 | 0.049712 | 0.34 | 95.45
2022-01-25 04:00 | 0 | 0.056248 | 0.3 | 148.4308
2022-01-25 05:00 | 0 | 0.061341 | 0.29 | 180.8108
2022-01-25 06:00 | 0 | 0.061877 | 0.19 | 155.645
2022-01-25 07:00 | 0.10986 | 0.050362 | 0.19 | 192.7567
2022-01-25 08:00 | 0.49778 | 0.00135 | 0.16 | 274.1783
2022-01-25 09:00 | 1 | 0.002751 | 0.13 | 592.1992
2022-01-25 10:00 | 1 | 0.003798 | 0.16 | 247.7117
2022-01-25 11:00 | 1 | 0.014004 | 0.13 | 182.7275
2022-01-25 12:00 | 1 | 0.10857 | 0.14 | 272.9683
2022-01-25 13:00 | 1 | 0.2465 | 0.15 | 172.78
2022-01-25 14:00 | 1 | 0.36258 | 0.15 | 190.2558
2022-01-25 15:00 | 1 | 0.46518 | 0.16 | 168.3867
2022-01-25 16:00 | 1 | 0.59764 | 0.17 | 95.8367
2022-01-25 17:00 | 1 | 0.7188 | 0.22 | 107.7067
2022-01-25 18:00 | 0.97135 | 0.80942 | 0.25 | 129.3525
2022-01-25 19:00 | 0.42826 | 0.77951 | 0.24 | 120.5325
2022-01-25 20:00 | 0.0055006 | 0.66758 | 0.22 | 106.1408
2022-01-25 21:00 | 0 | 0.72635 | 0.23 | 97.9508
2022-01-25 22:00 | 0 | 0.63765 | 0.24 | 96.165
2022-01-25 23:00 | 0 | 0.6151 | 0.3 | 99.4025
2022-01-26 | 0 | 0.57688 | 0.3 | 100.3517
2022-01-26 01:00 | 0 | 0.5454 | 0.3 | 119.92
2022-01-26 02:00 | 0 | 0.53729 | 0.3 | 115.2525
2022-01-26 03:00 | 0 | 0.56152 | 0.31 | 112.27
2022-01-26 04:00 | 0 | 0.50995 | 0.3 | 103.0725
2022-01-26 05:00 | 0 | 0.38677 | 0.26 | 101.65
2022-01-26 06:00 | 0 | 0.23311 | 0.16 | 101.3167
2022-01-26 07:00 | 0.11551 | 0.17611 | 0.11 | 104.62
2022-01-26 08:00 | 0.43616 | 0.053809 | 0.08 | 96.6117
2022-01-26 09:00 | 0.97951 | 0.087536 | 0.07 | 87.4675
2022-01-26 10:00 | 0.88528 | 0.1202 | 0.1 | 64.4117
2022-01-26 11:00 | 1 | 0.22892 | 0.08 | 49.14
2022-01-26 12:00 | 1 | 0.36276 | 0.08 | 72.5717
2022-01-26 13:00 | 1 | 0.3925 | 0.1 | 95.4083
2022-01-26 14:00 | 1 | 0.40373 | 0.16 | 106.5183
2022-01-26 15:00 | 1 | 0.45724 | 0.2 | 133.945
2022-01-26 16:00 | 1 | 0.50114 | 0.25 | 184.8217
2022-01-26 17:00 | 1 | 0.52378 | 0.31 | 186.6442
2022-01-26 18:00 | 0.94477 | 0.55877 | 0.29 | 413.9875
2022-01-26 19:00 | 0.42171 | 0.57182 | 0.25 | 285.2967
2022-01-26 20:00 | 0.0049647 | 0.63385 | 0.2 | 230.0717
2022-01-26 21:00 | 0 | 0.66734 | 0.2 | 213.5925
2022-01-26 22:00 | 0 | 0.50274 | 0.25 | 79.655
2022-01-26 23:00 | 0 | 0.49571 | 0.23 | 102.9725
2022-01-27 | 0 | 0.49595 | 0.24 | 85.9092
2022-01-27 01:00 | 0 | 0.51358 | 0.24 | 76.3642
2022-01-27 02:00 | 0 | 0.55959 | 0.21 | 66.6075
2022-01-27 03:00 | 0 | 0.60114 | 0.2 | 78.1442
2022-01-27 04:00 | 0 | 0.53693 | 0.2 | 83.645
2022-01-27 05:00 | 0 | 0.63435 | 0.18 | 83.265
2022-01-27 06:00 | 0 | 0.68721 | 0.14 | 96.9417
2022-01-27 07:00 | 0.087752 | 0.64097 | 0.11 | 90.7833
2022-01-27 08:00 | 0.48152 | 0.79398 | 0.1 | 65.775
2022-01-27 09:00 | 0.99038 | 0.80585 | 0.07 | 49.5475
2022-01-27 10:00 | 0.72896 | 0.82381 | 0.08 | 9.8967
2022-01-27 11:00 | 0.5607 | 0.83406 | 0.08 | 18.3933
2022-01-27 12:00 | 0.75261 | 0.80687 | 0.09 | 71.3442
2022-01-27 13:00 | 0.60352 | 0.84343 | 0.11 | 47.8517
2022-01-27 14:00 | 0.50205 | 0.9141 | 0.12 | 101.43
2022-01-27 15:00 | 0.53917 | 0.92367 | 0.16 | 96.6358
2022-01-27 16:00 | 0.53916 | 0.93925 | 0.21 | 87.0333
2022-01-27 17:00 | 0.38532 | 0.92729 | 0.27 | 178.0242
2022-01-27 18:00 | 0.43466 | 0.93076 | 0.29 | 274.1342
2022-01-27 19:00 | 0.13436 | 0.92624 | 0.28 | 357.4342
2022-01-27 20:00 | 0.00095099 | 0.91527 | 0.28 | 244.3592
2022-01-27 21:00 | 0 | 0.91592 | 0.28 | 150.7292
2022-01-27 22:00 | 0 | 0.90038 | 0.28 | 196.24
2022-01-27 23:00 | 0 | 0.72337 | 0.27 | 106.7167
2022-01-28 | 0 | 0.54566 | 0.28 | 98.0942
2022-01-28 01:00 | 0 | 0.37815 | 0.27 | 85.4008
2022-01-28 02:00 | 0 | 0.21287 | 0.27 | 80.795
2022-01-28 03:00 | 0 | 0.13488 | 0.28 | 80.2158
2022-01-28 04:00 | 0 | 0.15846 | 0.28 | 83.2633
2022-01-28 05:00 | 0 | 0.22733 | 0.27 | 97.2292
2022-01-28 06:00 | 0 | 0.35346 | 0.24 | 152.4467
2022-01-28 07:00 | 0.083802 | 0.46986 | 0.19 | 164.4775
2022-01-28 08:00 | 0.47379 | 0.3788 | 0.2 | 193.2008
2022-01-28 09:00 | 0.97123 | 0.2835 | 0.13 | 125.9817
2022-01-28 10:00 | 1 | 0.34519 | 0.11 | 110.5317
2022-01-28 11:00 | 1 | 0.33208 | 0.09 | 99.6342
2022-01-28 12:00 | 1 | 0.21242 | 0.08 | 87.4333
2022-01-28 13:00 | 1 | 0.074428 | 0.08 | 20.075
2022-01-28 14:00 | 0.98435 | 0.011027 | 0.1 | -44.69
2022-01-28 15:00 | 0.97437 | 0.001282 | 0.09 | -42.4092
2022-01-28 16:00 | 0.99389 | 0.000482 | 0.12 | -18.125
2022-01-28 17:00 | 0.95033 | 0.000482 | 0.1 | 71.5008
2022-01-28 18:00 | 0.85391 | 0.001409 | 0.17 | 109.9983
2022-01-28 19:00 | 0.37322 | 0.005864 | 0.15 | 113.5392
2022-01-28 20:00 | 0.0040361 | 0.046158 | 0.14 | 90.0983
2022-01-28 21:00 | 0 | 0.20419 | 0.14 | 76.1742
2022-01-28 22:00 | 0 | 0.52562 | 0.13 | 78.5242
2022-01-28 23:00 | 0 | 0.80382 | 0.09 | 79.3642
2022-01-29 | 0 | 0.88489 | 0.06 | 77.1242
2022-01-29 01:00 | 0 | 0.90614 | 0.06 | 84
2022-01-29 02:00 | 0 | 0.89487 | 0.1 | 71.2433
2022-01-29 03:00 | 0 | 0.90502 | 0.06 | 71.7083
2022-01-29 04:00 | 0 | 0.48025 | 0.06 | 71.6075
2022-01-29 05:00 | 0 | 0.09497 | 0.05 | 72.0142
2022-01-29 06:00 | 0 | 0.39623 | 0.03 | 70.595
2022-01-29 07:00 | 0.040706 | 0.46282 | 0.02 | 39.9242
2022-01-29 08:00 | 0.14028 | 0.4627 | 0.02 | -28.9783
2022-01-29 09:00 | 0.191 | 0.49866 | 0.02 | -48.51
2022-01-29 10:00 | 0.18101 | 0.55014 | 0.02 | -33.7383
2022-01-29 11:00 | 0.41788 | 0.63733 | 0.01 | -17.9617
2022-01-29 12:00 | 0.31836 | 0.60681 | 0.01 | -32.0892
2022-01-29 13:00 | 0.31715 | 0.56264 | 0.01 | -14.1283
2022-01-29 14:00 | 0.26565 | 0.46835 | 0.01 | 5.1367
2022-01-29 15:00 | 0.20222 | 0.3955 | 0.03 | -20.3775
2022-01-29 16:00 | 0.093449 | 0.49396 | 0.06 | 8.2125
2022-01-29 17:00 | 0.067991 | 0.51701 | 0.09 | 16.1958
2022-01-29 18:00 | 0.04726 | 0.48079 | 0.1 | 25.765
2022-01-29 19:00 | 0.018582 | 0.49385 | 0.07 | 71.4533
2022-01-29 20:00 | 0.00033949 | 0.61642 | 0.07 | 40.2858
2022-01-29 21:00 | 0 | 0.52511 | 0.07 | 17.04
2022-01-29 22:00 | 0 | 0.27867 | 0.09 | 33.4375
2022-01-29 23:00 | 0 | 0.17067 | 0.08 | 67.5825
2022-01-30 | 0 | 0.17552 | 0.05 | 68.4067
2022-01-30 01:00 | 0 | 0.15395 | 0.03 | 64.9417
2022-01-30 02:00 | 0 | 0.13933 | 0.03 | 72.5017
2022-01-30 03:00 | 0 | 0.12729 | 0.03 | 80.3442
2022-01-30 04:00 | 0 | 0.13359 | 0.04 | 88.6892
2022-01-30 05:00 | 0 | 0.18146 | 0.03 | 94.6917
2022-01-30 06:00 | 0 | 0.099891 | 0.02 | 75.7592
2022-01-30 07:00 | 0.032665 | 0.074445 | 0.02 | 1.4958
2022-01-30 08:00 | 0.1111 | 0.047898 | 0.02 | 6.04
2022-01-30 09:00 | 0.17098 | 0.007465 | 0.02 | 10.855
2022-01-30 10:00 | 0.14836 | 0.004243 | 0.03 | 6.7917
2022-01-30 11:00 | 0.29869 | 0.000421 | 0.07 | 12.6275
2022-01-30 12:00 | 0.40151 | 0.000672 | 0.1 | 1296.8267
2022-01-30 13:00 | 0.58153 | 0.020418 | 0.09 | 137.34
2022-01-30 14:00 | 0.34446 | 0.053167 | 0.12 | 216.8292
2022-01-30 15:00 | 0.23501 | 0.13089 | 0.15 | 101.3367
2022-01-30 16:00 | 0.39051 | 0.25576 | 0.19 | 69.9
2022-01-30 17:00 | 0.30059 | 0.397 | 0.23 | 130.4283
2022-01-30 18:00 | 0.18645 | 0.5221 | 0.21 | 220.22
2022-01-30 19:00 | 0.044572 | 0.56377 | 0.2 | 179.9475
2022-01-30 20:00 | 0.0012966 | 0.44327 | 0.17 | 93.56
2022-01-30 21:00 | 0 | 0.32073 | 0.18 | 106.9483
2022-01-30 22:00 | 0 | 0.33871 | 0.18 | 95.7333
2022-01-30 23:00 | 0 | 0.30156 | 0.19 | 154.1625
2022-01-31 | 0 | 0.22823 | 0.18 | 109.8983
2022-01-31 01:00 | 0 | 0.21114 | 0.19 | 92.94
2022-01-31 02:00 | 0 | 0.22479 | 0.2 | 83.61
2022-01-31 03:00 | 0 | 0.2776 | 0.2 | 84.0275
2022-01-31 04:00 | 0 | 0.29186 | 0.2 | 89.3233
2022-01-31 05:00 | 0 | 0.27525 | 0.17 | 117.3758
2022-01-31 06:00 | 0 | 0.2221 | 0.16 | 115.1367
2022-01-31 07:00 | 0.040302 | 0.15699 | 0.14 | 81
2022-01-31 08:00 | 0.1901 | 0.01645 | 0.12 | 106.8492
2022-01-31 09:00 | 0.41275 | 0.006402 | 0.12 | 101.5908
2022-01-31 10:00 | 0.47154 | 0.035183 | 0.13 | 86.4792
2022-01-31 11:00 | 0.43979 | 0.16979 | 0.13 | 101.2067
2022-01-31 12:00 | 0.5755 | 0.2433 | 0.16 | 139.8583
2022-01-31 13:00 | 0.57094 | 0.22893 | 0.18 | 195.9992
2022-01-31 14:00 | 0.63534 | 0.34087 | 0.23 | 285.0642
2022-01-31 15:00 | 0.86971 | 0.39754 | 0.27 | 252.6342
2022-01-31 16:00 | 0.87543 | 0.47736 | 0.31 | 338.7325
2022-01-31 17:00 | 0.82503 | 0.5597 | 0.29 | 6343.6283
2022-01-31 18:00 | 0.65441 | 0.58103 | 0.25 | 1474.32
2022-01-31 19:00 | 0.20214 | 0.54905 | 0.22 | 228.1392
2022-01-31 20:00 | 0.0028184 | 0.51933 | 0.27 | 191.6792
2022-01-31 21:00 | 0 | 0.4292 | 0.28 | 157.0908
2022-01-31 22:00 | 0 | 0.40581 | 0.3 | 205.2642
2022-01-31 23:00 | 0 | 0.34871 | 0.24 | 170.1667
2022-02-01 | 0 | 0.30018 | 0.2 | 99.44
2022-02-01 01:00 | 0 | 0.29111 | 0.19 | 111.5742
2022-02-01 02:00 | 0 | 0.22122 | 0.17 | 94.2433
2022-02-01 03:00 | 0 | 0.18517 | 0.17 | 95.2033
2022-02-01 04:00 | 0 | 0.1329 | 0.16 | 90.3658
2022-02-01 05:00 | 0 | 0.077743 | 0.14 | 80.9992
2022-02-01 06:00 | 0 | 0.055154 | 0.08 | 91.3925
2022-02-01 07:00 | 0.085722 | 0.06103 | 0.02 | 63.96
2022-02-01 08:00 | 0.47851 | 0.036266 | 0.02 | 31.3467
2022-02-01 09:00 | 1 | 0.041376 | 0 | 26.3325
2022-02-01 10:00 | 1 | 0.036353 | 0.01 | -8.3692
2022-02-01 11:00 | 0.9645 | 0.060891 | 0.01 | -27.8558
2022-02-01 12:00 | 1 | 0.097241 | 0.01 | -42.0292
2022-02-01 13:00 | 1 | 0.12378 | 0.01 | -43.7583
2022-02-01 14:00 | 1 | 0.16406 | 0.01 | -57.6683
2022-02-01 15:00 | 1 | 0.21939 | 0.01 | -42.3075
2022-02-01 16:00 | 1 | 0.2909 | 0.02 | -43.0467
2022-02-01 17:00 | 1 | 0.39626 | 0.04 | -24.7575
2022-02-01 18:00 | 0.96965 | 0.4671 | 0.05 | 23.895
2022-02-01 19:00 | 0.42948 | 0.49025 | 0.05 | 45.535
2022-02-01 20:00 | 0.0037744 | 0.52412 | 0.04 | 113.0733
2022-02-01 21:00 | 0 | 0.57399 | 0.04 | 46.4567
2022-02-01 22:00 | 0 | 0.62709 | 0.04 | -14.6525
2022-02-01 23:00 | 0 | 0.68325 | 0.04 | 20.1758
2022-02-02 | 0 | 0.72051 | 0.02 | 37.005
2022-02-02 01:00 | 0 | 0.7375 | 0.02 | 35.8375
2022-02-02 02:00 | 0 | 0.65604 | 0.02 | 24.4433
2022-02-02 03:00 | 0 | 0.53056 | 0.02 | 16.8483
2022-02-02 04:00 | 0 | 0.474 | 0 | 17.6608
2022-02-02 05:00 | 0 | 0.49538 | 0.02 | 51.595
2022-02-02 06:00 | 0 | 0.54181 | 0.02 | 61.92
2022-02-02 07:00 | 0.087373 | 0.50308 | 0.02 | 3.5108
2022-02-02 08:00 | 0.4074 | 0.25774 | 0 | -119.1833
2022-02-02 09:00 | 0.96937 | 0.24584 | 0.02 | -208.0175
2022-02-02 10:00 | 0.93103 | 0.2999 | 0.01 | -49.1258
2022-02-02 11:00 | 0.86052 | 0.38869 | 0.01 | -54.3208
2022-02-02 12:00 | 1 | 0.46298 | 0.01 | -72.1225
2022-02-02 13:00 | 1 | 0.45054 | 0.01 | -72.4942
2022-02-02 14:00 | 1 | 0.46854 | 0.01 | -86.8742
2022-02-02 15:00 | 1 | 0.52107 | 0.01 | -77.5458
2022-02-02 16:00 | 1 | 0.65759 | 0.02 | -60.2483
2022-02-02 17:00 | 1 | 0.75704 | 0.03 | -13.5058
2022-02-02 18:00 | 0.89918 | 0.76254 | 0.04 | 14.4683
2022-02-02 19:00 | 0.36915 | 0.69302 | 0.05 | 68.8267
2022-02-02 20:00 | 0.0024618 | 0.4764 | 0.06 | 71.3783
2022-02-02 21:00 | 0 | 0.589 | 0.1 | 73.7375
2022-02-02 22:00 | 0 | 0.63577 | 0.1 | 72.5392
2022-02-02 23:00 | 0 | 0.61342 | 0.07 | 77.89
2022-02-03 | 0 | 0.57916 | 0.07 | 86.7617
2022-02-03 01:00 | 0 | 0.63243 | 0.06 | 76.8675
2022-02-03 02:00 | 0 | 0.64407 | 0.07 | 65.21
2022-02-03 03:00 | 0 | 0.60114 | 0.1 | 48.0658
2022-02-03 04:00 | 0 | 0.53693 | 0.08 | 46.2692
2022-02-03 05:00 | 0 | 0.63435 | 0.07 | 73.8717
2022-02-03 06:00 | 0 | 0.68721 | 0.04 | 92.34
2022-02-03 07:00 | 0.087752 | 0.64097 | 0 | 66.3425
2022-02-03 08:00 | 0.48152 | 0.79398 | 0.02 | 27.1942
2022-02-03 09:00 | 0.99038 | 0.80585 | 0.02 | -0.895
2022-02-03 10:00 | 0.72896 | 0.82381 | 0.04 | -1.9475
2022-02-03 11:00 | 0.5607 | 0.83406 | 0 | -31.5933
2022-02-03 12:00 | 0.75261 | 0.80687 | 0.04 | -48.125
2022-02-03 13:00 | 0.60352 | 0.84343 | 0.03 | -71.2517
2022-02-03 14:00 | 0.50205 | 0.9141 | 0.02 | -67.2533
2022-02-03 15:00 | 0.53917 | 0.92367 | 0.03 | -46.8083
2022-02-03 16:00 | 0.53916 | 0.93925 | 0.06 | -48.545
2022-02-03 17:00 | 0.38532 | 0.92729 | 0.07 | -35.7383
2022-02-03 18:00 | 0.43466 | 0.93076 | 0.07 | 10.79
2022-02-03 19:00 | 0.13436 | 0.92624 | 0.07 | 72.3975
2022-02-03 20:00 | 0.00095099 | 0.91527 | 0.07 | 68.1125
2022-02-03 21:00 | 0 | 0.91592 | 0.07 | 62.94
2022-02-03 22:00 | 0 | 0.88517 | 0.07 | 63.585
2022-02-03 23:00 | 0 | 0.8965 | 0.05 | 54.7858
2022-02-04 | 0 | 0.89986 | 0.05 | 59.87
2022-02-04 01:00 | 0 | 0.87773 | 0.05 | 48.5267
2022-02-04 02:00 | 0 | 0.83936 | 0.05 | 28.9408
2022-02-04 03:00 | 0 | 0.83293 | 0.06 | 48.62
2022-02-04 04:00 | 0 | 0.78327 | 0.08 | 57.7742
2022-02-04 05:00 | 0 | 0.80354 | 0.07 | 64.4617
2022-02-04 06:00 | 0 | 0.80414 | 0 | 71.2875
2022-02-04 07:00 | 0.059136 | 0.75346 | 0.02 | 19.1467
2022-02-04 08:00 | 0.28926 | 0.88308 | 0.03 | -23.9275
2022-02-04 09:00 | 0.50632 | 0.91451 | 0.04 | -51.7983
2022-02-04 10:00 | 0.54302 | 0.91437 | 0.04 | -51.675
2022-02-04 11:00 | 0.51619 | 0.92153 | 0.02 | -45.0533
2022-02-04 12:00 | 0.62394 | 0.91202 | 0.04 | -31.08
2022-02-04 13:00 | 0.63333 | 0.91462 | 0.02 | -12.1567
2022-02-04 14:00 | 0.74433 | 0.91197 | 0.03 | -25.0225
2022-02-04 15:00 | 0.96033 | 0.91825 | 0.03 | -13.79
2022-02-04 16:00 | 0.88798 | 0.91043 | 0.07 | -7.8317
2022-02-04 17:00 | 0.71365 | 0.90932 | 0.08 | 3.0725
2022-02-04 18:00 | 0.79204 | 0.90504 | 0.08 | 39.8633
2022-02-04 19:00 | 0.39311 | 0.90545 | 0.07 | 77.8733
2022-02-04 20:00 | 0.0025037 | 0.89074 | 0.07 | 69.3142
2022-02-04 21:00 | 0 | 0.83626 | 0.07 | 61.19
2022-02-04 22:00 | 0 | 0.73155 | 0.09 | 51.0575
2022-02-04 23:00 | 0 | 0.6115 | 0.09 | 62.4767
2022-02-05 | 0 | 0.48401 | 0.09 | 67.2742
2022-02-05 01:00 | 0 | 0.27613 | 0.09 | 65.2875
2022-02-05 02:00 | 0 | 0.23015 | 0.09 | 59.0175
2022-02-05 03:00 | 0 | 0.18168 | 0.1 | 60.7658
2022-02-05 04:00 | 0 | 0.1053 | 0.1 | 68.0725
2022-02-05 05:00 | 0 | 0.060951 | 0.07 | 72.4458
2022-02-05 06:00 | 0 | 0.02533 | 0.03 | 65.6692
2022-02-05 07:00 | 0.086046 | 0.005555 | 0.02 | 7.6208
2022-02-05 08:00 | 0.36869 | 0.002543 | 0.04 | -20.6408
2022-02-05 09:00 | 0.72902 | 0.036413 | 0.02 | -34.3492
2022-02-05 10:00 | 0.77157 | 0.12545 | 0.04 | -35.6992
2022-02-05 11:00 | 0.67033 | 0.16139 | 0.02 | -29.185
2022-02-05 12:00 | 0.82852 | 0.21065 | 0.04 | -22.0417
2022-02-05 13:00 | 0.99075 | 0.27228 | 0.02 | -21.77
2022-02-05 14:00 | 1 | 0.35241 | 0.06 | 5.0058
2022-02-05 15:00 | 1 | 0.41474 | 0.07 | 18.6008
2022-02-05 16:00 | 1 | 0.4853 | 0.07 | 32.1725
2022-02-05 17:00 | 1 | 0.54344 | 0.08 | 26.9508
2022-02-05 18:00 | 0.97194 | 0.54637 | 0.07 | 60.6225
2022-02-05 19:00 | 0.42161 | 0.5521 | 0.07 | 75.7225
2022-02-05 20:00 | 0.0023364 | 0.44961 | 0.06 | 63.9617
2022-02-05 21:00 | 0 | 0.43369 | 0.06 | 55.0192
2022-02-05 22:00 | 0 | 0.46644 | 0.06 | 52.7133
2022-02-05 23:00 | 0 | 0.44413 | 0.03 | 56.6317
2022-02-06 | 0 | 0.39427 | 0.02 | 49.8175
2022-02-06 01:00 | 0 | 0.31794 | 0.02 | 44.6208
2022-02-06 02:00 | 0 | 0.23528 | 0.02 | 45.9775
2022-02-06 03:00 | 0 | 0.12044 | 0.02 | 42.71
2022-02-06 04:00 | 0 | 0.057101 | 0.02 | 47.6742
2022-02-06 05:00 | 0 | 0.03288 | 0.02 | 50.1383
2022-02-06 06:00 | 0 | 0.022713 | 0.02 | 22.54
2022-02-06 07:00 | 0.092711 | 0.018015 | 0.03 | -35.6342
2022-02-06 08:00 | 0.50171 | 0.00343 | 0.03 | -40.2858
2022-02-06 09:00 | 1 | 0.002667 | 0 | -57.0133
2022-02-06 10:00 | 1 | 6.4e-05 | 0.03 | -50.3592
2022-02-06 11:00 | 1 | 0.000887 | 0 | -40.78
2022-02-06 12:00 | 1 | 0.000667 | 0.02 | -6.9783
2022-02-06 13:00 | 1 | 0.00527 | 0.04 | -5.3717
2022-02-06 14:00 | 1 | 0.014315 | 0.08 | -11.79
2022-02-06 15:00 | 1 | 0.038429 | 0.09 | -4.795
2022-02-06 16:00 | 1 | 0.09173 | 0.1 | 9.1217
2022-02-06 17:00 | 1 | 0.22332 | 0.1 | 57.2717
2022-02-06 18:00 | 0.97252 | 0.45444 | 0.1 | 82.83
2022-02-06 19:00 | 0.42538 | 0.59721 | 0.1 | 87.4583
2022-02-06 20:00 | 0.0016398 | 0.59657 | 0.09 | 79.4667
2022-02-06 21:00 | 0 | 0.58215 | 0.09 | 73.4717
2022-02-06 22:00 | 0 | 0.5568 | 0.1 | 76.25
2022-02-06 23:00 | 0 | 0.49484 | 0.1 | 75.5225
2022-02-07 | 0 | 0.33349 | 0.1 | 76.9642
2022-02-07 01:00 | 0 | 0.17521 | 0.1 | 69.4883
2022-02-07 02:00 | 0 | 0.098172 | 0.09 | 72.8567
2022-02-07 03:00 | 0 | 0.074152 | 0.1 | 69.5767
2022-02-07 04:00 | 0 | 0.051168 | 0.1 | 67.8125
2022-02-07 05:00 | 0 | 0.0591 | 0.1 | 78.8292
2022-02-07 06:00 | 0 | 0.037601 | 0.05 | 83.9692
2022-02-07 07:00 | 0.088008 | 0.056903 | 0.03 | 43.1367
2022-02-07 08:00 | 0.49399 | 0.041005 | 0.02 | 43.95
2022-02-07 09:00 | 0.99822 | 0.028092 | 0.02 | 18.2483
2022-02-07 10:00 | 1 | 0.050972 | 0.03 | -25.3492
2022-02-07 11:00 | 1 | 0.030951 | 0.03 | 20.9808
2022-02-07 12:00 | 1 | 0.001707 | 0.05 | 44.5542
2022-02-07 13:00 | 0.99094 | 0.003091 | 0.1 | 84.42
2022-02-07 14:00 | 0.99829 | 0.014466 | 0.1 | 73.5675
2022-02-07 15:00 | 1 | 0.053852 | 0.1 | 76.3958
2022-02-07 16:00 | 1 | 0.10782 | 0.15 | 80.0525
2022-02-07 17:00 | 1 | 0.22946 | 0.16 | 76.2767
2022-02-07 18:00 | 0.9575 | 0.37066 | 0.14 | 105.6092
2022-02-07 19:00 | 0.42188 | 0.54263 | 0.12 | 109.8425
2022-02-07 20:00 | 0.00082341 | 0.52587 | 0.1 | 97.5292
2022-02-07 21:00 | 0 | 0.51948 | 0.09 | 79.4092
2022-02-07 22:00 | 0 | 0.41396 | 0.09 | 69.7908
2022-02-07 23:00 | 0 | 0.23687 | 0.08 | 63.92
2022-02-08 | 0 | 0.13605 | 0.08 | 56.0875
2022-02-08 01:00 | 0 | 0.11485 | 0.08 | 49.6558
2022-02-08 02:00 | 0 | 0.12126 | 0.08 | 43.5058
2022-02-08 03:00 | 0 | 0.14614 | 0.09 | 40.57
2022-02-08 04:00 | 0 | 0.1763 | 0.09 | 54.89
2022-02-08 05:00 | 0 | 0.16534 | 0.09 | 61.1675
2022-02-08 06:00 | 0 | 0.15889 | 0.1 | 66.4683
2022-02-08 07:00 | 0.082881 | 0.15415 | 0 | -0.825
2022-02-08 08:00 | 0.49488 | 0.067554 | 0.04 | -10.2592
2022-02-08 09:00 | 0.98848 | 0.048809 | 0.06 | -6.2117
2022-02-08 10:00 | 1 | 0.097148 | 0.11 | -3.0758
2022-02-08 11:00 | 1 | 0.11309 | 0.13 | 48.4592
2022-02-08 12:00 | 1 | 0.09227 | 0.12 | 182.0158
2022-02-08 13:00 | 1 | 0.13064 | 0.17 | 168.7525
2022-02-08 14:00 | 1 | 0.16726 | 0.21 | 89.7867
2022-02-08 15:00 | 0.9912 | 0.18529 | 0.26 | 104.1158
2022-02-08 16:00 | 1 | 0.19055 | 0.29 | 170.1292
2022-02-08 17:00 | 1 | 0.21072 | 0.3 | 165.65
2022-02-08 18:00 | 0.93817 | 0.25117 | 0.27 | 168.6075
2022-02-08 19:00 | 0.40957 | 0.31162 | 0.22 | 167.4533
2022-02-08 20:00 | 0.00051426 | 0.27833 | 0.2 | 123.4842
2022-02-08 21:00 | 0 | 0.23797 | 0.19 | 100.2992
2022-02-08 22:00 | 0 | 0.17199 | 0.23 | 84.3925
2022-02-08 23:00 | 0 | 0.13782 | 0.25 | 89.6425
2022-02-09 | 0 | 0.11994 | 0.23 | 99.7767
2022-02-09 01:00 | 0 | 0.1503 | 0.2 | 137.5308
2022-02-09 02:00 | 0 | 0.2178 | 0.21 | 110.3133
2022-02-09 03:00 | 0 | 0.29054 | 0.23 | 94.5817
2022-02-09 04:00 | 0 | 0.36423 | 0.27 | 103.5792
2022-02-09 05:00 | 0 | 0.39974 | 0.25 | 131.2558
2022-02-09 06:00 | 0 | 0.32517 | 0.23 | 162.7842
2022-02-09 07:00 | 0.077396 | 0.23724 | 0.21 | 106.455
2022-02-09 08:00 | 0.47495 | 0.10554 | 0.19 | 98.1533
2022-02-09 09:00 | 0.97461 | 0.039761 | 0.19 | 80.53
2022-02-09 10:00 | 1 | 0.04403 | 0.17 | 62.27
2022-02-09 11:00 | 1 | 0.037617 | 0.15 | 49.37
2022-02-09 12:00 | 0.9998 | 0.002474 | 0.15 | 29.0258
2022-02-09 13:00 | 0.99983 | 0.0313 | 0.1 | 60.1192
2022-02-09 14:00 | 1 | 0.093775 | 0.14 | -23.3025
2022-02-09 15:00 | 1 | 0.1806 | 0.11 | 33.7125
2022-02-09 16:00 | 1 | 0.26516 | 0.15 | 18.7667
2022-02-09 17:00 | 0.99621 | 0.30821 | 0.18 | 68.1083
2022-02-09 18:00 | 0.92907 | 0.35527 | 0.16 | 103.6633
2022-02-09 19:00 | 0.40546 | 0.4164 | 0.18 | 114.0942
2022-02-09 20:00 | 0 | 0.45217 | 0.18 | 84.4092
2022-02-09 21:00 | 0 | 0.47405 | 0.18 | 98.4442
2022-02-09 22:00 | 0 | 0.5524 | 0.19 | 99.1258
2022-02-09 23:00 | 0 | 0.44403 | 0.2 | 95.3567
2022-02-10 | 0 | 0.3867 | 0.21 | 101.4317
2022-02-10 01:00 | 0 | 0.36293 | 0.23 | 100.4575
2022-02-10 02:00 | 0 | 0.28959 | 0.23 | 96.2558
2022-02-10 03:00 | 0 | 0.20041 | 0.24 | 95.3317
2022-02-10 04:00 | 0 | 0.11647 | 0.2 | 102.8133
2022-02-10 05:00 | 0 | 0.10761 | 0.21 | 122.2508
2022-02-10 06:00 | 0 | 0.11731 | 0.15 | 116.5825
2022-02-10 07:00 | 0.071151 | 0.12965 | 0.12 | 90.8
2022-02-10 08:00 | 0.43564 | 0.10065 | 0.05 | 70.2283
2022-02-10 09:00 | 0.92593 | 0.048241 | 0.05 | 27.2567
2022-02-10 10:00 | 0.99657 | 0.072617 | 0.05 | 18.8692
2022-02-10 11:00 | 1 | 0.18848 | 0.05 | 7.6133
2022-02-10 12:00 | 0.99143 | 0.20227 | 0.03 | -17.815
2022-02-10 13:00 | 0.97076 | 0.12144 | 0 | -34.1117
2022-02-10 14:00 | 0.96881 | 0.087618 | 0.05 | -28.5567
2022-02-10 15:00 | 0.98093 | 0.053766 | 0.1 | -28.6025
2022-02-10 16:00 | 0.98793 | 0.035956 | 0.12 | 8.025
2022-02-10 17:00 | 0.97471 | 0.036796 | 0.13 | 36.2733
2022-02-10 18:00 | 0.87363 | 0.067527 | 0.1 | 85.5317
2022-02-10 19:00 | 0.39341 | 0.13724 | 0.1 | 86.3625
2022-02-10 20:00 | 0 | 0.30163 | 0.1 | 76.2617
2022-02-10 21:00 | 0 | 0.42712 | 0.1 | 71.1325
2022-02-10 22:00 | 0 | 0.42591 | 0.1 | 69.1917
2022-02-10 23:00 | 0 | 0.23881 | 0.1 | 73.8283
2022-02-11 | 0 | 0.11738 | 0.1 | 68.6908
2022-02-11 01:00 | 0 | 0.045314 | 0.1 | 62.3892
2022-02-11 02:00 | 0 | 0.052627 | 0.06 | 48.955
2022-02-11 03:00 | 0 | 0.058862 | 0.09 | 35.7583
2022-02-11 04:00 | 0 | 0.051632 | 0.09 | 38.0625
2022-02-11 05:00 | 0 | 0.073102 | 0.05 | 53.9792
2022-02-11 06:00 | 0 | 0.12946 | 0.02 | 64.2075
2022-02-11 07:00 | 0.063538 | 0.10795 | 0 | -15.3925
2022-02-11 08:00 | 0.34018 | 0.02216 | 0.04 | -76.8625
2022-02-11 09:00 | 0.90168 | 0.023188 | 0.05 | -86.3758
2022-02-11 10:00 | 1 | 0.025465 | 0.04 | -57.3375
2022-02-11 11:00 | 1 | 0.074078 | 0.04 | -19.2033
2022-02-11 12:00 | 1 | 0.12578 | 0.02 | -24.1233
2022-02-11 13:00 | 1 | 0.18994 | 0.03 | -31.945
2022-02-11 14:00 | 1 | 0.28691 | 0 | -32.3842
2022-02-11 15:00 | 0.98673 | 0.32113 | 0.02 | -31.495
2022-02-11 16:00 | 1 | 0.35032 | 0.1 | -12.8267
2022-02-11 17:00 | 1 | 0.32417 | 0.08 | -3.1642
2022-02-11 18:00 | 0.95425 | 0.31278 | 0.06 | 27.8908
2022-02-11 19:00 | 0.4131 | 0.33227 | 0.06 | 77.6658
2022-02-11 20:00 | 0 | 0.40165 | 0.06 | 69.8225
2022-02-11 21:00 | 0 | 0.46877 | 0.07 | 54.6042
2022-02-11 22:00 | 0 | 0.49542 | 0.07 | 34.8258
2022-02-11 23:00 | 0 | 0.41208 | 0.07 | 43.1758
2022-02-12 | 0 | 0.35316 | 0.06 | 50.8167
2022-02-12 01:00 | 0 | 0.33369 | 0.06 | 32.3183
2022-02-12 02:00 | 0 | 0.28623 | 0.1 | 32.2508
2022-02-12 03:00 | 0 | 0.2537 | 0.08 | 31.1158
2022-02-12 04:00 | 0 | 0.22884 | 0.08 | 43.5225
2022-02-12 05:00 | 0 | 0.20003 | 0.04 | 57.0633
2022-02-12 06:00 | 0 | 0.16731 | 0.03 | 58.2675
2022-02-12 07:00 | 0.058854 | 0.16248 | 0.04 | 5.915
2022-02-12 08:00 | 0.47497 | 0.13378 | 0.06 | -29.0992
2022-02-12 09:00 | 0.9971 | 0.16595 | 0.03 | -44.7867
2022-02-12 10:00 | 1 | 0.34038 | 0.08 | -12.5925
2022-02-12 11:00 | 1 | 0.44734 | 0.1 | -10.8292
2022-02-12 12:00 | 1 | 0.49991 | 0.07 | 0.7275
2022-02-12 13:00 | 1 | 0.54704 | 0.06 | 6.1925
2022-02-12 14:00 | 1 | 0.63094 | 0.08 | 12.8733
2022-02-12 15:00 | 1 | 0.74282 | 0.14 | 29.8533
2022-02-12 16:00 | 1 | 0.80656 | 0.23 | 49.7792
2022-02-12 17:00 | 1 | 0.80208 | 0.24 | 72.3025
2022-02-12 18:00 | 0.95571 | 0.81088 | 0.23 | 137.79
2022-02-12 19:00 | 0.40494 | 0.7933 | 0.19 | 153.7467
2022-02-12 20:00 | 0 | 0.79972 | 0.17 | 91.205
2022-02-12 21:00 | 0 | 0.78869 | 0.18 | 78.7558
2022-02-12 22:00 | 0 | 0.76679 | 0.18 | 71.6675
2022-02-12 23:00 | 0 | 0.70957 | 0.13 | 76.0958
2022-02-13 | 0 | 0.64983 | 0.08 | 75.1417
2022-02-13 01:00 | 0 | 0.52219 | 0.09 | 57.915
2022-02-13 02:00 | 0 | 0.46129 | 0.08 | 77.4742
2022-02-13 03:00 | 0 | 0.38294 | 0.1 | 142.4167
2022-02-13 04:00 | 0 | 0.36624 | 0.07 | 69.5275
2022-02-13 05:00 | 0 | 0.36581 | 0.05 | 49.2917
2022-02-13 06:00 | 0 | 0.34976 | 0.05 | 37.8267
2022-02-13 07:00 | 0.055515 | 0.25079 | 0.05 | -26.575
2022-02-13 08:00 | 0.49098 | 0.19021 | 0.05 | -48.5183
2022-02-13 09:00 | 0.94812 | 0.26833 | 0.05 | -44.9033
2022-02-13 10:00 | 0.72586 | 0.31559 | 0.04 | -41.5492
2022-02-13 11:00 | 0.94218 | 0.36596 | 0.08 | -41.9458
2022-02-13 12:00 | 1 | 0.46085 | 0.17 | -9.9567
2022-02-13 13:00 | 1 | 0.56533 | 0.21 | 24.4717
2022-02-13 14:00 | 1 | 0.66702 | 0.22 | 38.2467
2022-02-13 15:00 | 1 | 0.73458 | 0.21 | 116.1275
2022-02-13 16:00 | 1 | 0.74191 | 0.21 | 82.4417
2022-02-13 17:00 | 0.98277 | 0.71917 | 0.2 | 98.2975
2022-02-13 18:00 | 0.49891 | 0.68486 | 0.22 | 163.3958
2022-02-13 19:00 | 0.077041 | 0.64565 | 0.21 | 92.195
2022-02-13 20:00 | 0 | 0.59559 | 0.19 | 102.3167
2022-02-13 21:00 | 0 | 0.60687 | 0.21 | 94.5683
2022-02-13 22:00 | 0 | 0.62656 | 0.24 | 88.8508
2022-02-13 23:00 | 0 | 0.5809 | 0.25 | 109.355
2022-02-14 | 0 | 0.50876 | 0.24 | 111.0442
2022-02-14 01:00 | 0 | 0.42389 | 0.21 | 98.8625
2022-02-14 02:00 | 0 | 0.30391 | 0.2 | 95.5333
2022-02-14 03:00 | 0 | 0.2275 | 0.2 | 84.0408
2022-02-14 04:00 | 0 | 0.19847 | 0.2 | 82.265
2022-02-14 05:00 | 0 | 0.15278 | 0.2 | 88.415
2022-02-14 06:00 | 0 | 0.12909 | 0.16 | 97.9117
2022-02-14 07:00 | 0.054752 | 0.094561 | 0.2 | 74.8217
2022-02-14 08:00 | 0.49378 | 0.038859 | 0.2 | 73.7275
2022-02-14 09:00 | 1 | 0.095786 | 0.13 | 74.5283
2022-02-14 10:00 | 1 | 0.10891 | 0.19 | 73.4608
2022-02-14 11:00 | 1 | 0.079583 | 0.2 | 68.3617
2022-02-14 12:00 | 1 | 0.081292 | 0.19 | 65.2458
2022-02-14 13:00 | 1 | 0.12585 | 0.2 | 80.4617
2022-02-14 14:00 | 1 | 0.19428 | 0.19 | 81.3925
2022-02-14 15:00 | 1 | 0.27095 | 0.2 | 99.435
2022-02-14 16:00 | 1 | 0.4009 | 0.19 | 109.6675
2022-02-14 17:00 | 1 | 0.58531 | 0.2 | 122.0008
2022-02-14 18:00 | 0.9861 | 0.77979 | 0.19 | 155.5975
2022-02-14 19:00 | 0.42071 | 0.85219 | 0.17 | 135.7067
2022-02-14 20:00 | 0 | 0.8515 | 0.16 | 94.19
2022-02-14 21:00 | 0 | 0.79633 | 0.16 | 87.0533
2022-02-14 22:00 | 0 | 0.70021 | 0.16 | 107.4258
2022-02-14 23:00 | 0 | 0.58308 | 0.15 | 97.6192
2022-02-15 | 0 | 0.43133 | 0.14 | 96.5475
2022-02-15 01:00 | 0 | 0.24893 | 0.12 | 80.5458
2022-02-15 02:00 | 0 | 0.13694 | 0.12 | 71.6517
2022-02-15 03:00 | 0 | 0.0866 | 0.14 | 62.9775
2022-02-15 04:00 | 0 | 0.077057 | 0.15 | 71.66
2022-02-15 05:00 | 0 | 0.097038 | 0.17 | 97.9125
2022-02-15 06:00 | 0 | 0.093552 | 0.17 | 116.265
2022-02-15 07:00 | 0.049844 | 0.096796 | 0.17 | 90.1942
2022-02-15 08:00 | 0.4797 | 0.06143 | 0.19 | 85.5167
2022-02-15 09:00 | 1 | 0.12049 | 0.15 | 85.2175
2022-02-15 10:00 | 1 | 0.14014 | 0.16 | 101.0583
2022-02-15 11:00 | 1 | 0.0493 | 0.18 | 145.7708
2022-02-15 12:00 | 0.99522 | 0.001092 | 0.12 | 203.1525
2022-02-15 13:00 | 1 | 0.001312 | 0.1 | 75.2533
2022-02-15 14:00 | 0.9796 | 0.001549 | 0.12 | 48.6742
2022-02-15 15:00 | 0.99525 | 0.002772 | 0.15 | -5.6908
2022-02-15 16:00 | 1 | 0.00218 | 0.17 | 54.7175
2022-02-15 17:00 | 0.98996 | 0.006303 | 0.17 | 111.3833
2022-02-15 18:00 | 0.94772 | 0.012943 | 0.17 | 127.3342
2022-02-15 19:00 | 0.40761 | 0.05857 | 0.16 | 119.245
2022-02-15 20:00 | 0 | 0.18556 | 0.15 | 102.3775
2022-02-15 21:00 | 0 | 0.19413 | 0.19 | 97.8175
2022-02-15 22:00 | 0 | 0.17278 | 0.21 | 97.7242
2022-02-15 23:00 | 0 | 0.12376 | 0.22 | 119.1275
2022-02-16 | 0 | 0.22565 | 0.24 | 124.8067
2022-02-16 01:00 | 0 | 0.37018 | 0.26 | 107.17
2022-02-16 02:00 | 0 | 0.43151 | 0.3 | 107.0892
2022-02-16 03:00 | 0 | 0.4857 | 0.3 | 111.7158
2022-02-16 04:00 | 0 | 0.44916 | 0.29 | 122.0567
2022-02-16 05:00 | 0 | 0.47676 | 0.3 | 137.6933
2022-02-16 06:00 | 0 | 0.50504 | 0.29 | 148.9275
2022-02-16 07:00 | 0.04612 | 0.49839 | 0.22 | 139.3858
2022-02-16 08:00 | 0.47252 | 0.37357 | 0.19 | 131.6292
2022-02-16 09:00 | 0.98264 | 0.21054 | 0.19 | 106.04
2022-02-16 10:00 | 1 | 0.25715 | 0.18 | 103.0175
2022-02-16 11:00 | 1 | 0.22677 | 0.18 | 91.2158
2022-02-16 12:00 | 1 | 0.10455 | 0.18 | 96.6883
2022-02-16 13:00 | 0.98756 | 0.035984 | 0.14 | -9.9083
2022-02-16 14:00 | 0.96277 | 0.005225 | 0.2 | -15.4392
2022-02-16 15:00 | 0.99238 | 0.001565 | 0.17 | 42.0933
2022-02-16 16:00 | 0.99918 | 0.001127 | 0.23 | 98.8558
2022-02-16 17:00 | 0.96209 | 0.001299 | 0.25 | 106.0225
2022-02-16 18:00 | 0.91973 | 0.001538 | 0.24 | 142.1958
2022-02-16 19:00 | 0.39088 | 0.001572 | 0.25 | 129.6867
2022-02-16 20:00 | 0 | 0.000412 | 0.22 | 121.9483
2022-02-16 21:00 | 0 | 0.000783 | 0.17 | 120.5017
2022-02-16 22:00 | 0 | 0.000691 | 0.18 | 108.4492
2022-02-16 23:00 | 0 | 0.003999 | 0.19 | 87.3667
2022-02-17 | 0 | 0.048414 | 0.2 | 91.7533
2022-02-17 01:00 | 0 | 0.15331 | 0.21 | 89.0733
2022-02-17 02:00 | 0 | 0.35359 | 0.25 | 88.485
2022-02-17 03:00 | 0 | 0.54134 | 0.23 | 87.0283
2022-02-17 04:00 | 0 | 0.6218 | 0.22 | 95.3475
2022-02-17 05:00 | 0 | 0.59992 | 0.25 | 104.6292
2022-02-17 06:00 | 0 | 0.57001 | 0.3 | 114.3983
2022-02-17 07:00 | 0.046472 | 0.59624 | 0.17 | 93.82
2022-02-17 08:00 | 0.45708 | 0.57082 | 0.14 | 34.3992
2022-02-17 09:00 | 0.94765 | 0.36876 | 0.08 | 69.6825
2022-02-17 10:00 | 1 | 0.32513 | 0.06 | 8.9167
2022-02-17 11:00 | 0.99586 | 0.53502 | 0.1 | 16.5675
2022-02-17 12:00 | 0.98985 | 0.43261 | 0.05 | 29.6717
2022-02-17 13:00 | 0.95446 | 0.37643 | 0 | 19.4875
2022-02-17 14:00 | 0.94429 | 0.24232 | 0.1 | -12.2317
2022-02-17 15:00 | 0.96286 | 0.12409 | 0.07 | -48.4567
2022-02-17 16:00 | 0.9407 | 0.064526 | 0.13 | -32.3442
2022-02-17 17:00 | 0.93345 | 0.036567 | 0.15 | -10.485
2022-02-17 18:00 | 0.8605 | 0.015906 | 0.16 | 124.8667
2022-02-17 19:00 | 0.35833 | 0.002532 | 0.14 | 102.4117
2022-02-17 20:00 | 0 | 0.004441 | 0.14 | 90.6633
2022-02-17 21:00 | 0 | 0.00513 | 0.15 | 66.9025
2022-02-17 22:00 | 0 | 0.033155 | 0.13 | 78.35
2022-02-17 23:00 | 0 | 0.2452 | 0.1 | 88.78
2022-02-18 | 0 | 0.44271 | 0.13 | 38.9317
2022-02-18 01:00 | 0 | 0.50707 | 0.14 | 59.2567
2022-02-18 02:00 | 0 | 0.5413 | 0.13 | 31.3767
2022-02-18 03:00 | 0 | 0.5409 | 0.15 | 57.3108
2022-02-18 04:00 | 0 | 0.47324 | 0.15 | 76.0658
2022-02-18 05:00 | 0 | 0.41462 | 0.13 | 98.8175
2022-02-18 06:00 | 0 | 0.44055 | 0.07 | 89.275
2022-02-18 07:00 | 0.032409 | 0.37704 | 0.04 | 32.565
2022-02-18 08:00 | 0.33269 | 0.14289 | 0.04 | 17.0508
2022-02-18 09:00 | 0.93497 | 0.08531 | 0 | 14.705
2022-02-18 10:00 | 0.93694 | 0.054084 | 0.03 | 9.73
2022-02-18 11:00 | 0.99987 | 0.18192 | 0.03 | 10.225
2022-02-18 12:00 | 1 | 0.29595 | 0 | -7.8225
2022-02-18 13:00 | 1 | 0.34081 | 0.04 | -44.3008
2022-02-18 14:00 | 1 | 0.45033 | 0.06 | 15.6533
2022-02-18 15:00 | 1 | 0.58539 | 0.07 | 43.1908
2022-02-18 16:00 | 1 | 0.66754 | 0.12 | -36.1592
2022-02-18 17:00 | 1 | 0.70068 | 0.15 | -7.2858
2022-02-18 18:00 | 0.94612 | 0.66153 | 0.14 | 83.7875
2022-02-18 19:00 | 0.38692 | 0.53436 | 0.1 | 100.4558
2022-02-18 20:00 | 0 | 0.46949 | 0.1 | 86.6717
2022-02-18 21:00 | 0 | 0.54142 | 0.1 | 78.0142
2022-02-18 22:00 | 0 | 0.57442 | 0.1 | 66.3617
2022-02-18 23:00 | 0 | 0.50548 | 0.1 | 70.1542
2022-02-19 | 0 | 0.50103 | 0.1 | 73.485
2022-02-19 01:00 | 0 | 0.51359 | 0.1 | 61.9
2022-02-19 02:00 | 0 | 0.56065 | 0.11 | 49.5358
2022-02-19 03:00 | 0 | 0.53697 | 0.11 | 49.7558
2022-02-19 04:00 | 0 | 0.51704 | 0.11 | 60.2075
2022-02-19 05:00 | 0 | 0.54145 | 0.1 | 73.7492
2022-02-19 06:00 | 0 | 0.59978 | 0.04 | 68.54
2022-02-19 07:00 | 0.043229 | 0.64095 | 0.04 | 42.1
2022-02-19 08:00 | 0.45019 | 0.30337 | 0.06 | 28.5583
2022-02-19 09:00 | 0.99003 | 0.11019 | 0.07 | 28.6633
2022-02-19 10:00 | 1 | 0.090904 | 0.1 | 31.1433
2022-02-19 11:00 | 1 | 0.26296 | 0.06 | 21.95
2022-02-19 12:00 | 1 | 0.33329 | 0.03 | 17.7858
2022-02-19 13:00 | 1 | 0.25902 | 0.05 | 18.665
2022-02-19 14:00 | 1 | 0.24624 | 0.08 | 3.5758
2022-02-19 15:00 | 1 | 0.38947 | 0.1 | 2.0275
2022-02-19 16:00 | 1 | 0.6607 | 0.16 | 21.7725
2022-02-19 17:00 | 1 | 0.77368 | 0.24 | 40.1483
2022-02-19 18:00 | 0.95885 | 0.6959 | 0.24 | 96.4408
2022-02-19 19:00 | 0.40282 | 0.56186 | 0.23 | 106.7417
2022-02-19 20:00 | 0 | 0.49224 | 0.25 | 103.4333
2022-02-19 21:00 | 0 | 0.60742 | 0.26 | 101.68
2022-02-19 22:00 | 0 | 0.64694 | 0.25 | 114.7125
2022-02-19 23:00 | 0 | 0.55325 | 0.28 | 123.5067
2022-02-20 | 0 | 0.40095 | 0.3 | 134.8583
2022-02-20 01:00 | 0 | 0.20211 | 0.32 | 114.4692
2022-02-20 02:00 | 0 | 0.094231 | 0.33 | 108.8408
2022-02-20 03:00 | 0 | 0.06394 | 0.33 | 111.89
2022-02-20 04:00 | 0 | 0.060358 | 0.33 | 123.5292
2022-02-20 05:00 | 0 | 0.055536 | 0.27 | 119.3358
2022-02-20 06:00 | 0 | 0.056728 | 0.21 | 116.715
2022-02-20 07:00 | 0.038357 | 0.054017 | 0.12 | 71.695
2022-02-20 08:00 | 0.47866 | 0.022135 | 0.1 | 27.4017
2022-02-20 09:00 | 0.99524 | 0.006785 | 0.03 | 68.5083
2022-02-20 10:00 | 1 | 0.003329 | 0.02 | -16.9175
2022-02-20 11:00 | 0.99299 | 0.001549 | 0 | -40.4892
2022-02-20 12:00 | 0.97201 | 0.001799 | 0.02 | -37.32
2022-02-20 13:00 | 0.97311 | 0.008701 | 0.02 | -50.125
2022-02-20 14:00 | 0.98185 | 0.050287 | 0.02 | -48.0758
2022-02-20 15:00 | 1 | 0.12808 | 0.06 | -32.6533
2022-02-20 16:00 | 1 | 0.23442 | 0.09 | 7.0242
2022-02-20 17:00 | 1 | 0.42445 | 0.13 | 63.4125
2022-02-20 18:00 | 0.94911 | 0.55971 | 0.15 | -7.3192
2022-02-20 19:00 | 0.40142 | 0.56768 | 0.1 | 68.92
2022-02-20 20:00 | 0 | 0.45853 | 0.16 | 72.2392
2022-02-20 21:00 | 0 | 0.48566 | 0.2 | 19.5492
2022-02-20 22:00 | 0 | 0.49108 | 0.2 | 40.5067
2022-02-20 23:00 | 0 | 0.47311 | 0.22 | 104.5125
2022-02-21 | 0 | 0.38534 | 0.23 | 106.3542
2022-02-21 01:00 | 0 | 0.30107 | 0.21 | 91.4917
2022-02-21 02:00 | 0 | 0.24061 | 0.19 | 88.1792
2022-02-21 03:00 | 0 | 0.22755 | 0.19 | 87.2708
2022-02-21 04:00 | 0 | 0.27603 | 0.2 | 84.7525
2022-02-21 05:00 | 0 | 0.27573 | 0.18 | 97.9308
2022-02-21 06:00 | 0 | 0.32392 | 0.12 | 108.47
2022-02-21 07:00 | 0.027369 | 0.31293 | 0.05 | 64.5642
2022-02-21 08:00 | 0.46438 | 0.25401 | 0.03 | 20.9458
2022-02-21 09:00 | 0.97795 | 0.20446 | 0.04 | -15.4433
2022-02-21 10:00 | 1 | 0.29692 | 0.05 | -5.0725
2022-02-21 11:00 | 0.98478 | 0.29883 | 0.05 | 8.1033
2022-02-21 12:00 | 0.96522 | 0.076423 | 0.1 | 7.4892
2022-02-21 13:00 | 0.93571 | 0.000837 | 0.06 | 2.3792
2022-02-21 14:00 | 0.9536 | 0.000579 | 0.09 | -55.0058
2022-02-21 15:00 | 0.96578 | 0.022697 | 0.13 | -6.0617
2022-02-21 16:00 | 1 | 0.08699 | 0.15 | 8.4967
2022-02-21 17:00 | 0.99822 | 0.16942 | 0.14 | 11.4233
2022-02-21 18:00 | 0.92039 | 0.27091 | 0.1 | 75.45
2022-02-21 19:00 | 0.37971 | 0.3971 | 0.12 | 44.7425
2022-02-21 20:00 | 0 | 0.3754 | 0.1 | 105.2942
2022-02-21 21:00 | 0 | 0.35869 | 0.1 | 87.44
2022-02-21 22:00 | 0 | 0.41048 | 0.09 | 70.3558
2022-02-21 23:00 | 0 | 0.41867 | 0.1 | 71.4733
2022-02-22 | 0 | 0.55635 | 0.06 | 67.1275
2022-02-22 01:00 | 0 | 0.68927 | 0.06 | 50.9367
2022-02-22 02:00 | 0 | 0.75022 | 0.06 | 49.1333
2022-02-22 03:00 | 0 | 0.79012 | 0.08 | 47.4933
2022-02-22 04:00 | 0 | 0.82079 | 0.08 | 58.0033
2022-02-22 05:00 | 0 | 0.81429 | 0.07 | 91.6358
2022-02-22 06:00 | 0 | 0.77014 | 0.03 | 103.97
2022-02-22 07:00 | 0.017268 | 0.69189 | 0.02 | 33.5467
2022-02-22 08:00 | 0.43646 | 0.32828 | 0.04 | -4.6325
2022-02-22 09:00 | 0.93615 | 0.15787 | 0.04 | -18.18
2022-02-22 10:00 | 0.97634 | 0.28307 | 0.02 | -6.1592
2022-02-22 11:00 | 0.9731 | 0.29831 | 0.06 | -30.7408
2022-02-22 12:00 | 0.94045 | 0.2013 | 0.05 | -21.0725
2022-02-22 13:00 | 0.9174 | 0.16313 | 0.02 | 1.3992
2022-02-22 14:00 | 0.9381 | 0.18861 | 0.1 | -11.4675
2022-02-22 15:00 | 0.89089 | 0.23171 | 0.13 | 4.32
2022-02-22 16:00 | 0.77352 | 0.3014 | 0.2 | 12.7992
2022-02-22 17:00 | 0.86171 | 0.32561 | 0.2 | 43.7825
2022-02-22 18:00 | 0.47843 | 0.47323 | 0.1 | 149.545
2022-02-22 19:00 | 0.22411 | 0.54349 | 0.12 | 116.93
2022-02-22 20:00 | 0 | 0.6376 | 0.11 | 99.5575
2022-02-22 21:00 | 0 | 0.732 | 0.1 | 98.2242
2022-02-22 22:00 | 0 | 0.87263 | 0.1 | 100.14
2022-02-22 23:00 | 0 | 0.91636 | 0.1 | 104.1942
2022-02-23 | 0 | 0.91298 | 0.09 | 89.7542
2022-02-23 01:00 | 0 | 0.92663 | 0.09 | 75.2067
2022-02-23 02:00 | 0 | 0.91163 | 0.09 | 60.6475
2022-02-23 03:00 | 0 | 0.89725 | 0.12 | 54.3075
2022-02-23 04:00 | 0 | 0.89696 | 0.13 | 73.49
2022-02-23 05:00 | 0 | 0.87701 | 0.1 | 100.185
2022-02-23 06:00 | 0 | 0.74071 | 0.07 | 141.7217
2022-02-23 07:00 | 0.015876 | 0.64032 | 0.07 | 79.04
2022-02-23 08:00 | 0.43451 | 0.63398 | 0.07 | 56.23
2022-02-23 09:00 | 0.91066 | 0.54209 | 0.1 | 17.3525
2022-02-23 10:00 | 0.96381 | 0.57267 | 0.14 | 19.0992
2022-02-23 11:00 | 0.94336 | 0.45814 | 0.14 | 53.8017
2022-02-23 12:00 | 0.92149 | 0.20611 | 0.09 | 90.7183
2022-02-23 13:00 | 0.91203 | 0.040206 | 0.19 | 113.1442
2022-02-23 14:00 | 0.90497 | 0.000412 | 0.15 | 444.8833
2022-02-23 15:00 | 0.91932 | 0.000412 | 0.22 | 126.4042
2022-02-23 16:00 | 0.94237 | 0.003976 | 0.22 | 115.14
2022-02-23 17:00 | 0.9321 | 0.049631 | 0.22 | 119.8117
2022-02-23 18:00 | 0.78229 | 0.14555 | 0.19 | 171.6592
2022-02-23 19:00 | 0.19532 | 0.31587 | 0.15 | 137.1708
2022-02-23 20:00 | 0 | 0.54352 | 0.11 | 113.32
2022-02-23 21:00 | 0 | 0.66257 | 0.09 | 101.22
2022-02-23 22:00 | 0 | 0.79973 | 0.08 | 86.4308
2022-02-23 23:00 | 0 | 0.87174 | 0.1 | 93.43
2022-02-24 | 0 | 0.90197 | 0.08 | 83.8608
2022-02-24 01:00 | 0 | 0.89801 | 0.08 | 83.3433
2022-02-24 02:00 | 0 | 0.86905 | 0.09 | 80.5583
2022-02-24 03:00 | 0 | 0.85621 | 0.1 | 83.4508
2022-02-24 04:00 | 0 | 0.83975 | 0.12 | 83.0492
2022-02-24 05:00 | 0 | 0.79901 | 0.11 | 104.3408
2022-02-24 06:00 | 0 | 0.70924 | 0.1 | 133.845
2022-02-24 07:00 | 0.0062929 | 0.58486 | 0.07 | 107.1883
2022-02-24 08:00 | 0.41874 | 0.41371 | 0.07 | 92.4942
2022-02-24 09:00 | 0.87573 | 0.35792 | 0.08 | 79.6167
2022-02-24 10:00 | 0.94474 | 0.45913 | 0.1 | -3.41
2022-02-24 11:00 | 0.96998 | 0.4708 | 0 | 57.9958
2022-02-24 12:00 | 0.95299 | 0.30385 | 0.09 | 69.5017
2022-02-24 13:00 | 0.93408 | 0.18658 | 0.06 | 86.9267
2022-02-24 14:00 | 0.90019 | 0.09521 | 0.06 | 60.2158
2022-02-24 15:00 | 0.91465 | 0.045672 | 0.07 | 53.785
2022-02-24 16:00 | 0.92703 | 0.012628 | 0.09 | 51.7208
2022-02-24 17:00 | 0.90389 | 0.006288 | 0.1 | 77.6225
2022-02-24 18:00 | 0.7697 | 0.022522 | 0.09 | 123.3517
2022-02-24 19:00 | 0.11758 | 0.060179 | 0.08 | 93.9158
2022-02-24 20:00 | 0 | 0.1181 | 0.08 | 83.1392
2022-02-24 21:00 | 0 | 0.38648 | 0.05 | 71.805
2022-02-24 22:00 | 0 | 0.78077 | 0.03 | 68.5033
2022-02-24 23:00 | 0 | 0.9102 | 0.02 | 48.405
2022-02-25 | 0 | 0.92478 | 0.02 | 21.4417
2022-02-25 01:00 | 0 | 0.92066 | 0.02 | 24.8567
2022-02-25 02:00 | 0 | 0.91532 | 0.02 | 19.4733
2022-02-25 03:00 | 0 | 0.91697 | 0.02 | 21.5667
2022-02-25 04:00 | 0 | 0.92731 | 0.03 | 48.2725
2022-02-25 05:00 | 0 | 0.92539 | 0.03 | 76.5358
2022-02-25 06:00 | 0 | 0.92609 | 0.02 | 132.7833
2022-02-25 07:00 | 0.005343 | 0.92166 | 0 | 74.0517
2022-02-25 08:00 | 0.29847 | 0.89873 | 0.03 | 1.9283
2022-02-25 09:00 | 0.62132 | 0.83793 | 0 | -42.2142
2022-02-25 10:00 | 0.92177 | 0.8817 | 0.03 | -36.6283
2022-02-25 11:00 | 0.97075 | 0.8952 | 0.02 | -21.5967
2022-02-25 12:00 | 0.92939 | 0.78326 | 0.02 | -32.3083
2022-02-25 13:00 | 0.76095 | 0.73935 | 0.02 | -41.6817
2022-02-25 14:00 | 0.76733 | 0.61387 | 0.02 | -21.8692
2022-02-25 15:00 | 0.71269 | 0.35855 | 0.02 | -18.4208
2022-02-25 16:00 | 0.45458 | 0.21759 | 0.02 | -2.53
2022-02-25 17:00 | 0.3512 | 0.30134 | 0 | 7.6908
2022-02-25 18:00 | 0.29232 | 0.83644 | 0.03 | 82.595
2022-02-25 19:00 | 0.047291 | 0.91492 | 0.03 | 97.1683
2022-02-25 20:00 | 0 | 0.86408 | 0.02 | 90.16
2022-02-25 21:00 | 0 | 0.87432 | 0.02 | 78.7933
2022-02-25 22:00 | 0 | 0.81327 | 0.02 | 62.44
2022-02-25 23:00 | 0 | 0.73664 | 0.02 | 62.495
2022-02-26 | 0 | 0.80041 | 0.02 | 59.9867
2022-02-26 01:00 | 0 | 0.76477 | 0 | 35.435
2022-02-26 02:00 | 0 | 0.7139 | 0.03 | 19.3942
2022-02-26 03:00 | 0 | 0.61848 | 0.03 | 21.0442
2022-02-26 04:00 | 0 | 0.47026 | 0.04 | 37.1692
2022-02-26 05:00 | 0 | 0.4358 | 0.03 | 63.5183
2022-02-26 06:00 | 0 | 0.57273 | 0 | 88.6308
2022-02-26 07:00 | 0.002255 | 0.57825 | 0.02 | 65.21
2022-02-26 08:00 | 0.053826 | 0.31577 | 0.02 | -18.6433
2022-02-26 09:00 | 0.099712 | 0.1111 | 0.02 | -17.0108
2022-02-26 10:00 | 0.16881 | 0.12616 | 0.02 | -24.7017
2022-02-26 11:00 | 0.28153 | 0.30398 | 0.02 | -27.2633
2022-02-26 12:00 | 0.38597 | 0.5603 | 0.02 | 7.9283
2022-02-26 13:00 | 0.40483 | 0.64811 | 0.01 | 16.6708
2022-02-26 14:00 | 0.44719 | 0.63888 | 0.03 | -8.4483
2022-02-26 15:00 | 0.45309 | 0.64068 | 0.06 | 31.0567
2022-02-26 16:00 | 0.45869 | 0.67324 | 0.1 | 42.83
2022-02-26 17:00 | 0.77403 | 0.722 | 0.11 | 75.5592
2022-02-26 18:00 | 0.70969 | 0.73545 | 0.12 | 82.2975
2022-02-26 19:00 | 0.11787 | 0.73765 | 0.11 | 78.5558
2022-02-26 20:00 | 0 | 0.71512 | 0.11 | 63.8758
2022-02-26 21:00 | 0 | 0.73651 | 0.12 | 59.7025
2022-02-26 22:00 | 0 | 0.73511 | 0.13 | 48.05
2022-02-26 23:00 | 0 | 0.72038 | 0.11 | 64.2808
2022-02-27 | 0 | 0.67013 | 0.11 | 69.7208
2022-02-27 01:00 | 0 | 0.66134 | 0.11 | 63.7317
2022-02-27 02:00 | 0 | 0.56049 | 0.1 | 84.32
2022-02-27 03:00 | 0 | 0.47264 | 0.11 | 85.43
2022-02-27 04:00 | 0 | 0.50688 | 0.12 | 82.0492
2022-02-27 05:00 | 0 | 0.44127 | 0.12 | 86.3158
2022-02-27 06:00 | 0 | 0.45799 | 0.08 | 80.7167
2022-02-27 07:00 | 0.0054234 | 0.42591 | 0.1 | 93.6858
2022-02-27 08:00 | 0.45615 | 0.2776 | 0.02 | 118.4508
2022-02-27 09:00 | 0.99646 | 0.31401 | 0.01 | 57.2992
2022-02-27 10:00 | 1 | 0.27078 | 0.02 | 109.895
2022-02-27 11:00 | 1 | 0.18527 | 0 | 47.73
2022-02-27 12:00 | 1 | 0.20576 | 0.03 | 28.9758
2022-02-27 13:00 | 0.9996 | 0.31652 | 0.04 | 35.8183
2022-02-27 14:00 | 1 | 0.37716 | 0.08 | 63.8033
2022-02-27 15:00 | 1 | 0.44708 | 0.11 | 68.6317
2022-02-27 16:00 | 1 | 0.51826 | 0.15 | 66.815
2022-02-27 17:00 | 1 | 0.6182 | 0.17 | 83.5617
2022-02-27 18:00 | 0.93419 | 0.71633 | 0.19 | 130.9575
2022-02-27 19:00 | 0.098821 | 0.77784 | 0.19 | 136.3783
2022-02-27 20:00 | 0 | 0.78582 | 0.21 | 104.3517
2022-02-27 21:00 | 0 | 0.75404 | 0.24 | 101.8683
2022-02-27 22:00 | 0 | 0.6986 | 0.24 | 105.5983
2022-02-27 23:00 | 0 | 0.52967 | 0.19 | 117.7767
2022-02-28 | 0 | 0.46803 | 0.19 | 105.3358
2022-02-28 01:00 | 0 | 0.41145 | 0.13 | 81.3158
2022-02-28 02:00 | 0 | 0.38204 | 0.11 | 75.365
2022-02-28 03:00 | 0 | 0.28296 | 0.15 | 57.1208
2022-02-28 04:00 | 0 | 0.17291 | 0.21 | 57.4583
2022-02-28 05:00 | 0 | 0.066521 | 0.23 | 95.8675
2022-02-28 06:00 | 0 | 0.037447 | 0.17 | 139.7125
2022-02-28 07:00 | 0.0052283 | 0.023818 | 0.15 | 115.9458
2022-02-28 08:00 | 0.45831 | 0.002139 | 0.18 | 53.1192
2022-02-28 09:00 | 0.98642 | 0.001879 | 0.19 | 30.01
2022-02-28 10:00 | 1 | 0.003107 | 0.16 | 77.155
2022-02-28 11:00 | 1 | 0.000854 | 0.12 | 104.425
2022-02-28 12:00 | 0.98025 | 0.000783 | 0.1 | 95.3175
2022-02-28 13:00 | 0.98251 | 0.007747 | 0.09 | 64.47
2022-02-28 14:00 | 0.99682 | 0.045896 | 0.07 | 47.925
2022-02-28 15:00 | 1 | 0.1163 | 0.07 | 43.5333
2022-02-28 16:00 | 1 | 0.24411 | 0.11 | 20.5033
2022-02-28 17:00 | 1 | 0.44383 | 0.15 | 27.8667
2022-02-28 18:00 | 0.90196 | 0.59206 | 0.15 | 77.27
2022-02-28 19:00 | 0.10257 | 0.61624 | 0.12 | 90.8558
2022-02-28 20:00 | 0 | 0.4065 | 0.12 | 83.0167
2022-02-28 21:00 | 0 | 0.37821 | 0.15 | 74.4133
2022-02-28 22:00 | 0 | 0.37723 | 0.16 | 77.6458
2022-02-28 23:00 | 0 | 0.39157 | 0.18 | 81.04
2022-03-01 | 0 | 0.37132 | 0.21 | 83.51
2022-03-01 01:00 | 0 | 0.26577 | 0.21 | 85.9725
2022-03-01 02:00 | 0 | 0.16979 | 0.23 | 88.1958
2022-03-01 03:00 | 0 | 0.17583 | 0.25 | 85.425
2022-03-01 04:00 | 0 | 0.17083 | 0.26 | 93.7975
2022-03-01 05:00 | 0 | 0.096528 | 0.26 | 107.9283
2022-03-01 06:00 | 0 | 0.05134 | 0.24 | 137.8808
2022-03-01 07:00 | 0.0040331 | 0.015626 | 0.2 | 178.3292
2022-03-01 08:00 | 0.35481 | 0.02424 | 0.11 | 135.8917
2022-03-01 09:00 | 0.75333 | 0.077101 | 0.11 | 113.4392
2022-03-01 10:00 | 0.94829 | 0.20621 | 0.09 | 88.0358
2022-03-01 11:00 | 0.97182 | 0.30207 | 0.17 | 82.3808
2022-03-01 12:00 | 0.93801 | 0.39468 | 0.16 | 76.4308
2022-03-01 13:00 | 0.908 | 0.53971 | 0.15 | 71.0533
2022-03-01 14:00 | 0.91751 | 0.67712 | 0.15 | 71.0658
2022-03-01 15:00 | 0.81655 | 0.81598 | 0.2 | 70.45
2022-03-01 16:00 | 0.87459 | 0.88128 | 0.18 | 82.0708
2022-03-01 17:00 | 0.72441 | 0.91004 | 0.2 | 120.1583
2022-03-01 18:00 | 0.34363 | 0.89982 | 0.21 | 145.0875
2022-03-01 19:00 | 0.042822 | 0.88697 | 0.23 | 141.8283
2022-03-01 20:00 | 0 | 0.85224 | 0.24 | 97.285
2022-03-01 21:00 | 0 | 0.85621 | 0.25 | 93.0092
2022-03-01 22:00 | 0 | 0.88915 | 0.3 | 106.9042
2022-03-01 23:00 | 0 | 0.89872 | 0.31 | 111.6725
2022-03-02 | 0 | 0.8779 | 0.31 | 122.8733
2022-03-02 01:00 | 0 | 0.85211 | 0.33 | 115.9667
2022-03-02 02:00 | 0 | 0.85221 | 0.32 | 119.5775
2022-03-02 03:00 | 0 | 0.83451 | 0.33 | 105.945
2022-03-02 04:00 | 0 | 0.8065 | 0.34 | 103.4925
2022-03-02 05:00 | 0 | 0.81733 | 0.31 | 144.2225
2022-03-02 06:00 | 0 | 0.79821 | 0.27 | 166.1
2022-03-02 07:00 | 0.0040207 | 0.75979 | 0.19 | 123.8225
2022-03-02 08:00 | 0.37097 | 0.6465 | 0.22 | 97.625
2022-03-02 09:00 | 0.8675 | 0.68836 | 0.11 | 66.9717
2022-03-02 10:00 | 0.94519 | 0.69681 | 0.19 | 5.34
2022-03-02 11:00 | 1 | 0.6972 | 0.19 | 41.6942
2022-03-02 12:00 | 1 | 0.65725 | 0.18 | 58.1058
2022-03-02 13:00 | 1 | 0.67053 | 0.18 | 59.245
2022-03-02 14:00 | 1 | 0.69488 | 0.19 | 54.545
2022-03-02 15:00 | 1 | 0.71032 | 0.2 | 80.4142
2022-03-02 16:00 | 1 | 0.72016 | 0.24 | 94.2567
2022-03-02 17:00 | 1 | 0.70392 | 0.24 | 96.2092
2022-03-02 18:00 | 0.79374 | 0.74954 | 0.24 | 119.6725
2022-03-02 19:00 | 0.10523 | 0.77353 | 0.2 | 117.065
2022-03-02 20:00 | 0 | 0.80338 | 0.2 | 105.8017
2022-03-02 21:00 | 0 | 0.81193 | 0.18 | 99.4225
2022-03-02 22:00 | 0 | 0.78137 | 0.18 | 96.2533
2022-03-02 23:00 | 0 | 0.74141 | 0.18 | 95.3675
2022-03-03 | 0 | 0.63395 | 0.16 | 86.4233
2022-03-03 01:00 | 0 | 0.57514 | 0.15 | 81.7483
2022-03-03 02:00 | 0 | 0.53374 | 0.14 | 74.16
2022-03-03 03:00 | 0 | 0.39136 | 0.16 | 67.3067
2022-03-03 04:00 | 0 | 0.26787 | 0.16 | 74.1475
2022-03-03 05:00 | 0 | 0.15658 | 0.14 | 88.3775
2022-03-03 06:00 | 0 | 0.12465 | 0.12 | 112.8183
2022-03-03 07:00 | 0.003623 | 0.080043 | 0.11 | 73.5358
2022-03-03 08:00 | 0.44397 | 0.013246 | 0.19 | 77.11
2022-03-03 09:00 | 0.98854 | 0.021859 | 0.23 | 66.4358
2022-03-03 10:00 | 1 | 0.048876 | 0.24 | 196.755
2022-03-03 11:00 | 1 | 0.057324 | 0.24 | 333.2283
2022-03-03 12:00 | 1 | 0.11089 | 0.24 | 238.555
2022-03-03 13:00 | 0.99944 | 0.16896 | 0.25 | 106.3958
2022-03-03 14:00 | 1 | 0.24417 | 0.29 | 118.27
2022-03-03 15:00 | 1 | 0.35301 | 0.29 | 146.5575
2022-03-03 16:00 | 1 | 0.52046 | 0.31 | 274.1517
2022-03-03 17:00 | 1 | 0.66532 | 0.32 | 175.9083
2022-03-03 18:00 | 0.66225 | 0.75399 | 0.32 | 268.2458
2022-03-03 19:00 | 0.092317 | 0.75287 | 0.31 | 319.5142
2022-03-03 20:00 | 0 | 0.76497 | 0.28 | 259.8708
2022-03-03 21:00 | 0 | 0.73693 | 0.25 | 121.5067
2022-03-03 22:00 | 0 | 0.70595 | 0.23 | 113.4483
2022-03-03 23:00 | 0 | 0.62325 | 0.21 | 106.52
2022-03-04 | 0 | 0.55337 | 0.18 | 109.5383
2022-03-04 01:00 | 0 | 0.45278 | 0.16 | 101.355
2022-03-04 02:00 | 0 | 0.39919 | 0.12 | 87.6875
2022-03-04 03:00 | 0 | 0.29842 | 0.15 | 80.695
2022-03-04 04:00 | 0 | 0.18648 | 0.19 | 68.3167
2022-03-04 05:00 | 0 | 0.13071 | 0.22 | 87.3092
2022-03-04 06:00 | 0 | 0.10398 | 0.23 | 104.7908
2022-03-04 07:00 | 0.0032103 | 0.065234 | 0.2 | 111.0358
2022-03-04 08:00 | 0.44124 | 0.028344 | 0.2 | 163.5333
2022-03-04 09:00 | 0.97219 | 0.031634 | 0.18 | 105.9767
2022-03-04 10:00 | 0.99633 | 0.043719 | 0.14 | 110.8292
2022-03-04 11:00 | 0.98569 | 0.01222 | 0.13 | 103.6158
2022-03-04 12:00 | 0.959 | 0.000783 | 0.12 | 112.0117
2022-03-04 13:00 | 0.93814 | 0.001092 | 0.1 | 102.1842
2022-03-04 14:00 | 0.94864 | 0.001983 | 0.12 | 93.1867
2022-03-04 15:00 | 0.95973 | 0.014093 | 0.13 | 62.185
2022-03-04 16:00 | 0.96397 | 0.061323 | 0.15 | 83.1033
2022-03-04 17:00 | 0.9951 | 0.15424 | 0.14 | 110.7817
2022-03-04 18:00 | 0.51995 | 0.31313 | 0.13 | 148.0758
2022-03-04 19:00 | 0.091607 | 0.52863 | 0.14 | 95.3267
2022-03-04 20:00 | 0 | 0.42505 | 0.11 | 79.93
2022-03-04 21:00 | 0 | 0.43262 | 0.1 | 73.8633
2022-03-04 22:00 | 0 | 0.39838 | 0.1 | 54.0775
2022-03-04 23:00 | 0 | 0.29409 | 0.1 | 75.3942
2022-03-05 | 0 | 0.1772 | 0.1 | 77.6675
2022-03-05 01:00 | 0 | 0.071058 | 0.1 | 71.4975
2022-03-05 02:00 | 0 | 0.024547 | 0.09 | 61.1058
2022-03-05 03:00 | 0 | 0.014882 | 0.08 | 57.9108
2022-03-05 04:00 | 0 | 0.010074 | 0.1 | 49.1742
2022-03-05 05:00 | 0 | 0.007313 | 0.08 | 55.545
2022-03-05 06:00 | 0 | 0.012933 | 0.06 | 70.0725
2022-03-05 07:00 | 0.0030892 | 0.023479 | 0.03 | 38.9442
2022-03-05 08:00 | 0.41109 | 0.019338 | 0.03 | 9.0025
2022-03-05 09:00 | 0.93748 | 0.018722 | 0.03 | 13.9367
2022-03-05 10:00 | 0.96931 | 0.046561 | 0.02 | -2.14
2022-03-05 11:00 | 0.98574 | 0.091194 | 0.02 | -7.6767
2022-03-05 12:00 | 0.96188 | 0.14722 | 0.04 | -89.1858
2022-03-05 13:00 | 0.93874 | 0.15283 | 0.02 | -106.6058
2022-03-05 14:00 | 0.93533 | 0.16695 | 0.03 | -104.9358
2022-03-05 15:00 | 0.96171 | 0.19962 | 0.02 | -90.4808
2022-03-05 16:00 | 0.98707 | 0.20436 | 0.02 | -54.3367
2022-03-05 17:00 | 0.94392 | 0.20549 | 0.03 | -50.5475
2022-03-05 18:00 | 0.47838 | 0.19351 | 0.03 | 11.7642
2022-03-05 19:00 | 0.087668 | 0.24993 | 0 | 55.855
2022-03-05 20:00 | 0 | 0.34832 | 0.03 | 60.6917
2022-03-05 21:00 | 0 | 0.37489 | 0.03 | 45.4967
2022-03-05 22:00 | 0 | 0.31028 | 0.03 | 7.0625
2022-03-05 23:00 | 0 | 0.19435 | 0.03 | 23.5725
2022-03-06 | 0 | 0.079074 | 0.03 | 12.5433
2022-03-06 01:00 | 0 | 0.033078 | 0.03 | -10.5883
2022-03-06 02:00 | 0 | 0.002311 | 0 | -35.5758
2022-03-06 03:00 | 0 | 0.006394 | 0.02 | -40.7842
2022-03-06 04:00 | 0 | 0.02099 | 0.02 | -40.7592
2022-03-06 05:00 | 0 | 0.094306 | 0.02 | -31.6542
2022-03-06 06:00 | 0 | 0.13017 | 0.02 | 8.2108
2022-03-06 07:00 | 0.0015456 | 0.22577 | 0.02 | -31.5717
2022-03-06 08:00 | 0.27807 | 0.40088 | 0.02 | -43.4558
2022-03-06 09:00 | 0.90262 | 0.22208 | 0.02 | -45.0967
2022-03-06 10:00 | 0.62826 | 0.25672 | 0.05 | -51.6658
2022-03-06 11:00 | 0.13916 | 0.26788 | 0.03 | -58.195
2022-03-06 12:00 | 0.11225 | 0.26744 | 0.02 | -48.4883
2022-03-06 13:00 | 0.26977 | 0.46184 | 0.02 | -90.3292
2022-03-06 14:00 | 0.099893 | 0.8654 | 0.03 | -55.4033
2022-03-06 15:00 | 0.11602 | 0.9118 | 0.02 | -44.4108
2022-03-06 16:00 | 0.1677 | 0.84098 | 0.02 | -42.1658
2022-03-06 17:00 | 0.57229 | 0.6814 | 0.03 | -23.825
2022-03-06 18:00 | 0.19131 | 0.85972 | 0.03 | 37.7783
2022-03-06 19:00 | 0.087562 | 0.90563 | 0.02 | 69.2075
2022-03-06 20:00 | 0 | 0.78506 | 0.02 | 69.8958
2022-03-06 21:00 | 0 | 0.83696 | 0.02 | 18.1492
2022-03-06 22:00 | 0 | 0.90059 | 0 | 1.285
2022-03-06 23:00 | 0 | 0.87834 | 0.1 | 29.1867
2022-03-07 | 0 | 0.8522 | 0.09 | 56.0025
2022-03-07 01:00 | 0 | 0.65868 | 0.09 | 24.7717
2022-03-07 02:00 | 0 | 0.46313 | 0.08 | 9.6125
2022-03-07 03:00 | 0 | 0.29813 | 0.1 | 9.8617
2022-03-07 04:00 | 0 | 0.20619 | 0.15 | 41.2258
2022-03-07 05:00 | 0 | 0.14991 | 0.13 | 73.085
2022-03-07 06:00 | 0 | 0.10991 | 0.09 | 118.9342
2022-03-07 07:00 | 0.00086334 | 0.087796 | 0.1 | 66.1225
2022-03-07 08:00 | 0.43115 | 0.080554 | 0.07 | 15.4042
2022-03-07 09:00 | 0.8727 | 0.061266 | 0.02 | 14.8067
2022-03-07 10:00 | 0.99441 | 0.057291 | 0.02 | 21.095
2022-03-07 11:00 | 0.97804 | 0.082794 | 0.01 | -9.1108
2022-03-07 12:00 | 0.97234 | 0.13387 | 0.03 | -15.0725
2022-03-07 13:00 | 0.92713 | 0.17273 | 0.02 | -30.455
2022-03-07 14:00 | 0.97148 | 0.28974 | 0.02 | -47.0375
2022-03-07 15:00 | 0.99072 | 0.40915 | 0.02 | -56.76
2022-03-07 16:00 | 0.99344 | 0.49252 | 0.03 | -57.7942
2022-03-07 17:00 | 0.97251 | 0.57849 | 0.03 | 31.6692
2022-03-07 18:00 | 0.47218 | 0.72178 | 0.03 | 54.2517
2022-03-07 19:00 | 0.10885 | 0.80647 | 0.02 | 19.5533
2022-03-07 20:00 | 0 | 0.91567 | 0.02 | 99.6658
2022-03-07 21:00 | 0 | 0.91454 | 0.02 | 51.04
2022-03-07 22:00 | 0 | 0.87371 | 0.02 | 4.0483
2022-03-07 23:00 | 0 | 0.77014 | 0.02 | 16.4317
2022-03-08 | 0 | 0.67254 | 0.02 | 0.17167
2022-03-08 01:00 | 0 | 0.59399 | 0.02 | -0.975
2022-03-08 02:00 | 0 | 0.5704 | 0.02 | -2.3658
2022-03-08 03:00 | 0 | 0.50929 | 0.02 | -26.7725
2022-03-08 04:00 | 0 | 0.43638 | 0.02 | -2.7483
2022-03-08 05:00 | 0 | 0.34241 | 0.02 | 3.7167
2022-03-08 06:00 | 0 | 0.29117 | 0.02 | 68.3492
2022-03-08 07:00 | 0.00054694 | 0.3022 | 0.02 | 11.4108
2022-03-08 08:00 | 0.38186 | 0.29436 | 0.02 | -67.1033
2022-03-08 09:00 | 0.94217 | 0.21594 | 0 | -78.555
2022-03-08 10:00 | 1 | 0.25454 | 0 | -86.9475
2022-03-08 11:00 | 1 | 0.23998 | 0 | -92.1258
2022-03-08 12:00 | 0.99351 | 0.21422 | 0.03 | -89.7483
2022-03-08 13:00 | 0.97691 | 0.24348 | 0.01 | -86.5183
2022-03-08 14:00 | 0.98503 | 0.28496 | 0.02 | -84.5692
2022-03-08 15:00 | 0.99614 | 0.27244 | 0.02 | -78.4892
2022-03-08 16:00 | 1 | 0.23662 | 0.02 | -46.4425
2022-03-08 17:00 | 0.99958 | 0.25199 | 0.02 | -49.4825
2022-03-08 18:00 | 0.4973 | 0.37029 | 0.02 | 0.42583
2022-03-08 19:00 | 0.10498 | 0.42601 | 0.02 | 44.7325
2022-03-08 20:00 | 0 | 0.5992 | 0.02 | 6.0217
2022-03-08 21:00 | 0 | 0.53354 | 0.02 | 6.8675
2022-03-08 22:00 | 0 | 0.54837 | 0.02 | 6.6608
2022-03-08 23:00 | 0 | 0.77179 | 0.02 | 7.3817
2022-03-09 | 0 | 0.70993 | 0.02 | 0.99917
2022-03-09 01:00 | 0 | 0.64183 | 0.02 | -31.1983
2022-03-09 02:00 | 0 | 0.62231 | 0.02 | -28.2
2022-03-09 03:00 | 0 | 0.47719 | 0.02 | -26.38
2022-03-09 04:00 | 0 | 0.37506 | 0.06 | -11.6792
2022-03-09 05:00 | 0 | 0.33298 | 0.05 | 7.8092
2022-03-09 06:00 | 0 | 0.29162 | 0.02 | 137.6117
2022-03-09 07:00 | 0 | 0.27202 | 0.02 | 4.0967
2022-03-09 08:00 | 0.36799 | 0.31937 | 0.02 | -29.9108
2022-03-09 09:00 | 0.77482 | 0.40392 | 0.02 | -49.3675
2022-03-09 10:00 | 0.75961 | 0.57774 | 0.02 | -47.3258
2022-03-09 11:00 | 0.56224 | 0.60284 | 0.02 | -50.2083
2022-03-09 12:00 | 0.46393 | 0.69446 | 0.02 | -54.735
2022-03-09 13:00 | 0.41031 | 0.72063 | 0.02 | -46.725
2022-03-09 14:00 | 0.45827 | 0.72974 | 0.02 | -43.1225
2022-03-09 15:00 | 0.54398 | 0.71991 | 0.02 | -43.5675
2022-03-09 16:00 | 0.73376 | 0.72945 | 0.04 | -29.7917
2022-03-09 17:00 | 0.88735 | 0.78253 | 0.07 | 2.2358
2022-03-09 18:00 | 0.48629 | 0.81432 | 0.1 | 138.3075
2022-03-09 19:00 | 0.091968 | 0.83577 | 0.06 | 138.7883
2022-03-09 20:00 | 0 | 0.73416 | 0.06 | 86.52
2022-03-09 21:00 | 0 | 0.71071 | 0.05 | 59.4383
2022-03-09 22:00 | 0 | 0.57645 | 0.05 | 13.0433
2022-03-09 23:00 | 0 | 0.36663 | 0.06 | 0.26083
2022-03-10 | 0 | 0.30315 | 0.05 | -1.0675
2022-03-10 01:00 | 0 | 0.2636 | 0.05 | -0.2575
2022-03-10 02:00 | 0 | 0.30748 | 0.06 | 0.5525
2022-03-10 03:00 | 0 | 0.30849 | 0.07 | 8.8783
2022-03-10 04:00 | 0 | 0.26573 | 0.11 | 31.195
2022-03-10 05:00 | 0 | 0.24401 | 0.12 | 76.5175
2022-03-10 06:00 | 0 | 0.17622 | 0.04 | 106.1775
2022-03-10 07:00 | 0 | 0.16525 | 0.03 | 58.5608
2022-03-10 08:00 | 0.26741 | 0.13914 | 0 | 10.1192
2022-03-10 09:00 | 0.77344 | 0.15657 | 0.03 | 4.09
2022-03-10 10:00 | 0.98074 | 0.16937 | 0.02 | -0.7125
2022-03-10 11:00 | 0.9892 | 0.21111 | 0.02 | -20.3283
2022-03-10 12:00 | 0.9954 | 0.25251 | 0.02 | -3.5467
2022-03-10 13:00 | 0.98101 | 0.33179 | 0.02 | -2.7383
2022-03-10 14:00 | 0.98501 | 0.35012 | 0.03 | 3.9392
2022-03-10 15:00 | 0.99736 | 0.37875 | 0.06 | 6.2692
2022-03-10 16:00 | 1 | 0.40446 | 0.11 | 6.2333
2022-03-10 17:00 | 0.99794 | 0.40133 | 0.12 | 57.5
2022-03-10 18:00 | 0.50937 | 0.40146 | 0.11 | 127.15
2022-03-10 19:00 | 0.098059 | 0.47894 | 0.09 | 87.6308
2022-03-10 20:00 | 0 | 0.42607 | 0.1 | 84.29
2022-03-10 21:00 | 0 | 0.4379 | 0.09 | 79.4842
2022-03-10 22:00 | 0 | 0.44966 | 0.1 | 71.8083
2022-03-10 23:00 | 0 | 0.44243 | 0.1 | 80.4233
2022-03-11 | 0 | 0.32722 | 0.09 | 88.9125
2022-03-11 01:00 | 0 | 0.18772 | 0.1 | 81.4933
2022-03-11 02:00 | 0 | 0.12112 | 0.11 | 68.2658
2022-03-11 03:00 | 0 | 0.070144 | 0.13 | 71.4217
2022-03-11 04:00 | 0 | 0.054642 | 0.17 | 78.9783
2022-03-11 05:00 | 0 | 0.054407 | 0.16 | 96.2767
2022-03-11 06:00 | 0 | 0.040588 | 0.1 | 118.8342
2022-03-11 07:00 | 0 | 0.063622 | 0.06 | 85.1583
2022-03-11 08:00 | 0.41569 | 0.071133 | 0.03 | 70.6008
2022-03-11 09:00 | 0.90221 | 0.085965 | 0.03 | 46.0942
2022-03-11 10:00 | 0.97827 | 0.28433 | 0.03 | 55.8225
2022-03-11 11:00 | 0.97701 | 0.1617 | 0 | 42.4417
2022-03-11 12:00 | 0.95154 | 0.050775 | 0 | 25.4833
2022-03-11 13:00 | 0.93176 | 0.008189 | 0.03 | 19.0083
2022-03-11 14:00 | 0.91476 | 0.002693 | 0.06 | 19.5958
2022-03-11 15:00 | 0.93755 | 0.001726 | 0.1 | 18.0467
2022-03-11 16:00 | 0.9602 | 0.002851 | 0.16 | 30.5125
2022-03-11 17:00 | 0.95667 | 0.004687 | 0.15 | 91.2808
2022-03-11 18:00 | 0.45823 | 0.01288 | 0.11 | 109.6142
2022-03-11 19:00 | 0.087266 | 0.063925 | 0.09 | 90.1983
2022-03-11 20:00 | 0 | 0.11052 | 0.1 | 76.3933
2022-03-11 21:00 | 0 | 0.11416 | 0.1 | 74.7033
2022-03-11 22:00 | 0 | 0.072446 | 0.1 | 77.5392
2022-03-11 23:00 | 0 | 0.038556 | 0.1 | 80.2225
2022-03-12 | 0 | 0.016211 | 0.1 | 84.3075
2022-03-12 01:00 | 0 | 0.004694 | 0.1 | 72.5325
2022-03-12 02:00 | 0 | 0.000918 | 0.1 | 63.2533
2022-03-12 03:00 | 0 | 0.002278 | 0.11 | 62.7242
2022-03-12 04:00 | 0 | 0.004439 | 0.12 | 69.6683
2022-03-12 05:00 | 0 | 0.005483 | 0.1 | 79.7858
2022-03-12 06:00 | 0 | 0.004098 | 0.04 | 84.0633
2022-03-12 07:00 | 0 | 0.006558 | 0.02 | 48.0392
2022-03-12 08:00 | 0.39403 | 0.022022 | 0.02 | 14.8033
2022-03-12 09:00 | 0.90759 | 0.005119 | 0 | -1.3108
2022-03-12 10:00 | 0.95128 | 0.012586 | 0.02 | -22.0458
2022-03-12 11:00 | 0.95557 | 0.062473 | 0.02 | -9.54
2022-03-12 12:00 | 0.93707 | 0.1467 | 0.02 | -34.7567
2022-03-12 13:00 | 0.92895 | 0.2287 | 0.03 | -29.8392
2022-03-12 14:00 | 0.94779 | 0.32193 | 0.04 | -17.265
2022-03-12 15:00 | 0.96308 | 0.40099 | 0.1 | 6.8058
2022-03-12 16:00 | 0.98124 | 0.45191 | 0.14 | 20.2767
2022-03-12 17:00 | 0.95329 | 0.54506 | 0.11 | 94.5992
2022-03-12 18:00 | 0.48341 | 0.57524 | 0.09 | 114.3192
2022-03-12 19:00 | 0.094727 | 0.52629 | 0.1 | 84.6183
2022-03-12 20:00 | 0 | 0.54641 | 0.1 | 65.9375
2022-03-12 21:00 | 0 | 0.56369 | 0.09 | 68.26
2022-03-12 22:00 | 0 | 0.54729 | 0.08 | 64.8225
2022-03-12 23:00 | 0 | 0.52161 | 0.08 | 61.3692
2022-03-13 | 0 | 0.51029 | 0.08 | 59.6767
2022-03-13 01:00 | 0 | 0.46769 | 0.09 | 52.03
2022-03-13 02:00 | 0 | 0.41274 | 0.11 | 52.6642
2022-03-13 03:00 | 0 | 0.37252 | 0.13 | 57.82
2022-03-13 04:00 | 0 | 0.4322 | 0.17 | 62.9942
2022-03-13 05:00 | 0 | 0.52952 | 0.17 | 70.4175
2022-03-13 06:00 | 0 | 0.52367 | 0.1 | 83.4192
2022-03-13 07:00 | 0 | 0.44117 | 0.08 | 43.45
2022-03-13 08:00 | 0.4261 | 0.26913 | 0.07 | -24.2392
2022-03-13 09:00 | 0.93572 | 0.28093 | 0.04 | -13.4683
2022-03-13 10:00 | 1 | 0.35884 | 0.04 | -28.4908
2022-03-13 11:00 | 0.99846 | 0.42719 | 0.07 | -25.2458
2022-03-13 12:00 | 0.9857 | 0.44364 | 0.05 | -26.6258
2022-03-13 13:00 | 0.95977 | 0.4363 | 0.04 | -7.29
2022-03-13 14:00 | 0.96249 | 0.49231 | 0.07 | 22.375
2022-03-13 15:00 | 0.98424 | 0.54503 | 0.15 | 61.025
2022-03-13 16:00 | 1 | 0.59264 | 0.19 | 77.1942
2022-03-13 17:00 | 0.99189 | 0.6133 | 0.17 | 102.7558
2022-03-13 18:00 | 0.50436 | 0.6271 | 0.11 | 104.9558
2022-03-13 19:00 | 0.085952 | 0.61894 | 0.1 | 86.2967
2022-03-13 20:00 | 0 | 0.57703 | 0.1 | 78.6108
2022-03-13 21:00 | 0 | 0.56033 | 0.1 | 78.1833
2022-03-13 22:00 | 0 | 0.51451 | 0.09 | 71.6675
2022-03-13 23:00 | 0 | 0.46582 | 0.1 | 74.51
2022-03-14 | 0 | 0.39155 | 0.09 | 73.4725
2022-03-14 01:00 | 0 | 0.19721 | 0.09 | 64.195
2022-03-14 02:00 | 0 | 0.096152 | 0.1 | 49.0392
2022-03-14 03:00 | 0 | 0.061416 | 0.11 | 49.1842
2022-03-14 04:00 | 0 | 0.040656 | 0.14 | 60.3375
2022-03-14 05:00 | 0 | 0.015808 | 0.12 | 70.5325
2022-03-14 06:00 | 0 | 0.01374 | 0.09 | 90.0633
2022-03-14 07:00 | 0 | 0.023045 | 0.05 | 64.535
2022-03-14 08:00 | 0.41649 | 0.028143 | 0.04 | 39.99
2022-03-14 09:00 | 0.94094 | 0.018653 | 0.04 | 20.84
2022-03-14 10:00 | 0.9678 | 0.024681 | 0.1 | 7.8667
2022-03-14 11:00 | 0.95577 | 0.015128 | 0.05 | 19.3058
2022-03-14 12:00 | 0.92834 | 0.000783 | 0.07 | 165.33
2022-03-14 13:00 | 0.90994 | 0.000948 | 0.05 | 105.7967
2022-03-14 14:00 | 0.8843 | 0.003916 | 0.06 | 88.0458
2022-03-14 15:00 | 0.76508 | 0.012751 | 0.1 | 66.9983
2022-03-14 16:00 | 0.88462 | 0.031158 | 0.13 | 93.0325
2022-03-14 17:00 | 0.94039 | 0.072566 | 0.14 | 117.3692
2022-03-14 18:00 | 0.4208 | 0.17763 | 0.18 | 117.7667
2022-03-14 19:00 | 0.081648 | 0.35518 | 0.13 | 105.1333
2022-03-14 20:00 | 0 | 0.32039 | 0.09 | 107.3808
2022-03-14 21:00 | 0 | 0.30264 | 0.09 | 83.045
2022-03-14 22:00 | 0 | 0.30229 | 0.09 | 59.9692
2022-03-14 23:00 | 0 | 0.22632 | 0.08 | 74.8342
2022-03-15 | 0 | 0.080911 | 0.1 | 70.6908
2022-03-15 01:00 | 0 | 0.031048 | 0.1 | 55.7108
2022-03-15 02:00 | 0 | 0.027503 | 0.1 | 33.335
2022-03-15 03:00 | 0 | 0.02765 | 0.11 | 32.55
2022-03-15 04:00 | 0 | 0.021379 | 0.17 | 56.6358
2022-03-15 05:00 | 0 | 0.01369 | 0.21 | 79.5433
2022-03-15 06:00 | 0 | 0.010273 | 0.22 | 108.2708
2022-03-15 07:00 | 0 | 0.004614 | 0.25 | 113.3533
2022-03-15 08:00 | 0.32016 | 0.012682 | 0.26 | 89.7142
2022-03-15 09:00 | 0.82196 | 0.005153 | 0.2 | 102.5083
2022-03-15 10:00 | 0.7422 | 0.009314 | 0.23 | 101.5892
2022-03-15 11:00 | 0.81108 | 0.037849 | 0.16 | 66.245
2022-03-15 12:00 | 0.91328 | 0.074998 | 0.2 | 108.035
2022-03-15 13:00 | 0.89809 | 0.11842 | 0.23 | 131.5708
2022-03-15 14:00 | 0.89658 | 0.14599 | 0.3 | 118.5967
2022-03-15 15:00 | 0.9219 | 0.17883 | 0.28 | 117.8758
2022-03-15 16:00 | 0.93497 | 0.13924 | 0.25 | 1475.1992
2022-03-15 17:00 | 0.87983 | 0.13158 | 0.24 | 185.8025
2022-03-15 18:00 | 0.44781 | 0.16428 | 0.2 | 183.3483
2022-03-15 19:00 | 0.06553 | 0.30613 | 0.12 | 118.8575
2022-03-15 20:00 | 0 | 0.32862 | 0.09 | 107.0808
2022-03-15 21:00 | 0 | 0.44053 | 0.07 | 78.5775
2022-03-15 22:00 | 0 | 0.35272 | 0.06 | 27.2842
2022-03-15 23:00 | 0 | 0.2441 | 0.05 | 69.01
2022-03-16 | 0 | 0.12446 | 0.04 | 67.965
2022-03-16 01:00 | 0 | 0.053952 | 0.04 | 22.2583
2022-03-16 02:00 | 0 | 0.026314 | 0.05 | 10.21
2022-03-16 03:00 | 0 | 0.009654 | 0.09 | 11.03
2022-03-16 04:00 | 0 | 0.002427 | 0.1 | 10.5933
2022-03-16 05:00 | 0 | 0.000559 | 0.1 | 33.8467
2022-03-16 06:00 | 0 | 0.001261 | 0.11 | 91.005
2022-03-16 07:00 | 0 | 0.002563 | 0.08 | 76.2117
2022-03-16 08:00 | 0.35904 | 0.035196 | 0.1 | 33.9467
2022-03-16 09:00 | 0.8593 | 0.033588 | 0.1 | 4.4917
2022-03-16 10:00 | 0.91675 | 0.03439 | 0.14 | 10.5092
2022-03-16 11:00 | 0.89207 | 0.12777 | 0.14 | 15.115
2022-03-16 12:00 | 0.87589 | 0.25485 | 0.17 | 36.6683
2022-03-16 13:00 | 0.87872 | 0.35938 | 0.25 | 96.19
2022-03-16 14:00 | 0.88261 | 0.43318 | 0.25 | 99.6417
2022-03-16 15:00 | 0.89671 | 0.48798 | 0.26 | 145.81
2022-03-16 16:00 | 0.91749 | 0.52926 | 0.3 | 117.6417
2022-03-16 17:00 | 0.89831 | 0.57808 | 0.24 | 119.9492
2022-03-16 18:00 | 0.45331 | 0.48708 | 0.1 | 136.9033
2022-03-16 19:00 | 0.059695 | 0.37919 | 0.1 | 116.7692
2022-03-16 20:00 | 0 | 0.46368 | 0.1 | 90.0492
2022-03-16 21:00 | 0 | 0.65296 | 0.09 | 88.6367
2022-03-16 22:00 | 0 | 0.79702 | 0.1 | 26.7133
2022-03-16 23:00 | 0 | 0.66421 | 0.1 | 51.3217
2022-03-17 | 0 | 0.53035 | 0.11 | 71.885
2022-03-17 01:00 | 0 | 0.36743 | 0.12 | 50.4192
2022-03-17 02:00 | 0 | 0.22135 | 0.14 | 83.0675
2022-03-17 03:00 | 0 | 0.15496 | 0.18 | 89.1567
2022-03-17 04:00 | 0 | 0.15797 | 0.3 | 92.1225
2022-03-17 05:00 | 0 | 0.18175 | 0.28 | 101.1375
2022-03-17 06:00 | 0 | 0.16673 | 0.25 | 130.2675
2022-03-17 07:00 | 0 | 0.13106 | 0.24 | 117.3892
2022-03-17 08:00 | 0.40416 | 0.076309 | 0.25 | 113.195
2022-03-17 09:00 | 0.93209 | 0.021705 | 0.21 | 112.5717
2022-03-17 10:00 | 0.98216 | 0.031098 | 0.12 | 103.9142
2022-03-17 11:00 | 0.96895 | 0.05578 | 0.13 | 96.1292
2022-03-17 12:00 | 0.94367 | 0.09911 | 0.13 | 92.5417
2022-03-17 13:00 | 0.92685 | 0.12317 | 0.14 | 100.3983
2022-03-17 14:00 | 0.93825 | 0.14339 | 0.15 | 108.0567
2022-03-17 15:00 | 0.96608 | 0.17539 | 0.22 | 142.8967
2022-03-17 16:00 | 0.99256 | 0.21468 | 0.2 | 103.3283
2022-03-17 17:00 | 0.97762 | 0.25286 | 0.19 | 160.3175
2022-03-17 18:00 | 0.48639 | 0.36105 | 0.18 | 119.9525
2022-03-17 19:00 | 0.050123 | 0.46807 | 0.17 | 110.9583
2022-03-17 20:00 | 0 | 0.49617 | 0.14 | 109.8733
2022-03-17 21:00 | 0 | 0.51023 | 0.12 | 100.3725
2022-03-17 22:00 | 0 | 0.52554 | 0.11 | 102.1467
2022-03-17 23:00 | 0 | 0.44357 | 0.1 | 104.6458
2022-03-18 | 0 | 0.35536 | 0.11 | 98.63
2022-03-18 01:00 | 0 | 0.25001 | 0.1 | 94.8558
2022-03-18 02:00 | 0 | 0.17567 | 0.1 | 91.5792
2022-03-18 03:00 | 0 | 0.13267 | 0.13 | 83.5333
2022-03-18 04:00 | 0 | 0.079925 | 0.13 | 88.9592
2022-03-18 05:00 | 0 | 0.050781 | 0.12 | 102.4875
2022-03-18 06:00 | 0 | 0.033384 | 0.09 | 106.7675
2022-03-18 07:00 | 0 | 0.02326 | 0 | 87.4692
2022-03-18 08:00 | 0.40809 | 0.007825 | 0.01 | 57.2217
2022-03-18 09:00 | 0.92845 | 0.011894 | 0.02 | 45.2075
2022-03-18 10:00 | 0.95244 | 0.007767 | 0 | 13.7758
2022-03-18 11:00 | 0.9265 | 0.041159 | 0.05 | 0.66083
2022-03-18 12:00 | 0.89096 | 0.07827 | 0.02 | 8.1992
2022-03-18 13:00 | 0.88551 | 0.060772 | 0 | 6.5383
2022-03-18 14:00 | 0.89563 | 0.062125 | 0.05 | 17.1808
2022-03-18 15:00 | 0.91607 | 0.099911 | 0.09 | 39.2033
2022-03-18 16:00 | 0.92414 | 0.14105 | 0.13 | 42.1192
2022-03-18 17:00 | 0.91589 | 0.16321 | 0.12 | 77.6417
2022-03-18 18:00 | 0.45821 | 0.15326 | 0.1 | 105.3575
2022-03-18 19:00 | 0.044854 | 0.22455 | 0.1 | 89.8867
2022-03-18 20:00 | 0 | 0.4017 | 0.1 | 73.4417
2022-03-18 21:00 | 0 | 0.40499 | 0.11 | 70.8767
2022-03-18 22:00 | 0 | 0.34341 | 0.11 | 64.0633
2022-03-18 23:00 | 0 | 0.3481 | 0.08 | 73.5092
2022-03-19 | 0 | 0.56449 | 0.07 | 71.3275
2022-03-19 01:00 | 0 | 0.79538 | 0.08 | 60.4817
2022-03-19 02:00 | 0 | 0.87303 | 0.08 | 14.505
2022-03-19 03:00 | 0 | 0.8774 | 0.09 | 15.7433
2022-03-19 04:00 | 0 | 0.85382 | 0.1 | 67.8867
2022-03-19 05:00 | 0 | 0.79562 | 0.1 | 93.36
2022-03-19 06:00 | 0 | 0.59218 | 0 | 103.0717
2022-03-19 07:00 | 0 | 0.33499 | 0.03 | 69.6575
2022-03-19 08:00 | 0.36429 | 0.23054 | 0.03 | -8.9075
2022-03-19 09:00 | 0.84127 | 0.019564 | 0.03 | -45.5792
2022-03-19 10:00 | 0.89101 | 0.013287 | 0.03 | -19.6
2022-03-19 11:00 | 0.93987 | 0.036584 | 0.03 | -13.1767
2022-03-19 12:00 | 0.91471 | 0.060722 | 0.04 | -12.5875
2022-03-19 13:00 | 0.89928 | 0.064067 | 0.16 | 26.1533
2022-03-19 14:00 | 0.9041 | 0.062288 | 0.1 | 116.2517
2022-03-19 15:00 | 0.91955 | 0.062428 | 0.22 | 133.4717
2022-03-19 16:00 | 0.9327 | 0.085146 | 0.3 | 133.0317
2022-03-19 17:00 | 0.88786 | 0.18356 | 0.3 | 255.8217
2022-03-19 18:00 | 0.35419 | 0.42839 | 0.34 | 2408.8192
2022-03-19 19:00 | 0.022397 | 0.6169 | 0.29 | 234.6383
2022-03-19 20:00 | 0 | 0.62339 | 0.24 | 220.7742
2022-03-19 21:00 | 0 | 0.56683 | 0.25 | 156.3275
2022-03-19 22:00 | 0 | 0.53214 | 0.24 | 117.5758
2022-03-19 23:00 | 0 | 0.52491 | 0.22 | 132.1525
2022-03-20 | 0 | 0.51657 | 0.19 | 127.715
2022-03-20 01:00 | 0 | 0.45462 | 0.16 | 109.1283
2022-03-20 02:00 | 0 | 0.35994 | 0.18 | 102.1208
2022-03-20 03:00 | 0 | 0.23994 | 0.24 | 97.8125
2022-03-20 04:00 | 0 | 0.27549 | 0.26 | 97.8767
2022-03-20 05:00 | 0 | 0.31708 | 0.26 | 101.095
2022-03-20 06:00 | 0 | 0.25976 | 0.18 | 107.7542
2022-03-20 07:00 | 0 | 0.15346 | 0.08 | 99.5167
2022-03-20 08:00 | 0.070409 | 0.069962 | 0.02 | 51.9808
2022-03-20 09:00 | 0.28466 | 0.047785 | 0.02 | 41.5575
2022-03-20 10:00 | 0.42442 | 0.067056 | 0 | 10.8883
2022-03-20 11:00 | 0.33332 | 0.070187 | 0.03 | 9.9767
2022-03-20 12:00 | 0.2814 | 0.15926 | 0.02 | 19.83
2022-03-20 13:00 | 0.48894 | 0.35575 | 0.03 | 22.2025
2022-03-20 14:00 | 0.60777 | 0.63503 | 0.07 | 65.9667
2022-03-20 15:00 | 0.37163 | 0.75883 | 0.19 | 73.9042
2022-03-20 16:00 | 0.41351 | 0.81526 | 0.25 | 91.1292
2022-03-20 17:00 | 0.347 | 0.8822 | 0.27 | 125.2567
2022-03-20 18:00 | 0.090936 | 0.87534 | 0.24 | 170.14
2022-03-20 19:00 | 0.0023857 | 0.78977 | 0.21 | 119.1983
2022-03-20 20:00 | 0 | 0.68842 | 0.21 | 112.9542
2022-03-20 21:00 | 0 | 0.66186 | 0.2 | 104.1492
2022-03-20 22:00 | 0 | 0.56184 | 0.25 | 106.8425
2022-03-20 23:00 | 0 | 0.44357 | 0.26 | 124.925
2022-03-21 | 0 | 0.37795 | 0.29 | 123.4775
2022-03-21 01:00 | 0 | 0.38503 | 0.32 | 122.9108
2022-03-21 02:00 | 0 | 0.31641 | 0.31 | 138.2333
2022-03-21 03:00 | 0 | 0.28965 | 0.3 | 132.6933
2022-03-21 04:00 | 0 | 0.25214 | 0.33 | 138.69
2022-03-21 05:00 | 0 | 0.15786 | 0.32 | 139.2225
2022-03-21 06:00 | 0 | 0.13656 | 0.24 | 165.4275
2022-03-21 07:00 | 0 | 0.11868 | 0.23 | 121.565
2022-03-21 08:00 | 0.046829 | 0.11673 | 0.19 | 105.4483
2022-03-21 09:00 | 0.12938 | 0.30749 | 0.15 | 100.9158
2022-03-21 10:00 | 0.14652 | 0.3898 | 0.16 | 61.8483
2022-03-21 11:00 | 0.14923 | 0.29002 | 0.15 | 75.1975
2022-03-21 12:00 | 0.1661 | 0.11542 | 0.16 | 88.4442
2022-03-21 13:00 | 0.12711 | 0.094862 | 0.18 | 85.5183
2022-03-21 14:00 | 0.17058 | 0.13414 | 0.23 | 93.27
2022-03-21 15:00 | 0.11716 | 0.11703 | 0.26 | 109.8608
2022-03-21 16:00 | 0.078178 | 0.067996 | 0.31 | 125.7467
2022-03-21 17:00 | 0.063532 | 0.03103 | 0.33 | 158.4467
2022-03-21 18:00 | 0.022156 | 0.073229 | 0.33 | 181.3883
2022-03-21 19:00 | 0.00098186 | 0.17055 | 0.32 | 191.9692
2022-03-21 20:00 | 0 | 0.16705 | 0.32 | 144.4058
2022-03-21 21:00 | 0 | 0.12507 | 0.3 | 135.3308
2022-03-21 22:00 | 0 | 0.11573 | 0.28 | 133.2625
2022-03-21 23:00 | 0 | 0.21787 | 0.28 | 119.2017
2022-03-22 | 0 | 0.3678 | 0.29 | 113.5292
2022-03-22 01:00 | 0 | 0.24963 | 0.3 | 112.0242
2022-03-22 02:00 | 0 | 0.11304 | 0.29 | 111.4158
2022-03-22 03:00 | 0 | 0.11322 | 0.26 | 115.5717
2022-03-22 04:00 | 0 | 0.060751 | 0.23 | 114.535
2022-03-22 05:00 | 0 | 0.008986 | 0.15 | 121.3975
2022-03-22 06:00 | 0 | 0.019635 | 0.12 | 154.1183
2022-03-22 07:00 | 0 | 0.047579 | 0.12 | 75.1983
2022-03-22 08:00 | 0.24812 | 0.003297 | 0.1 | 41.365
2022-03-22 09:00 | 0.4698 | 0.002047 | 0.07 | 116.3325
2022-03-22 10:00 | 0.70731 | 0.003029 | 0.1 | 149.6258
2022-03-22 11:00 | 0.85616 | 0.001102 | 0.09 | 45.9625
2022-03-22 12:00 | 0.48109 | 0.001703 | 0.15 | 85.9058
2022-03-22 13:00 | 0.60725 | 0.000805 | 0.2 | 113.5783
2022-03-22 14:00 | 0.66391 | 0.001092 | 0.3 | 125.1733
2022-03-22 15:00 | 0.48196 | 0.0009 | 0.25 | 118.1917
2022-03-22 16:00 | 0.79757 | 0.038901 | 0.26 | 98.14
2022-03-22 17:00 | 0.71942 | 0.23967 | 0.25 | 122.5983
2022-03-22 18:00 | 0.40832 | 0.34746 | 0.24 | 150.7525
2022-03-22 19:00 | 0.027275 | 0.34505 | 0.22 | 100.3167
2022-03-22 20:00 | 0 | 0.057422 | 0.2 | 101.9925
2022-03-22 21:00 | 0 | 0.15479 | 0.19 | 101.3875
2022-03-22 22:00 | 0 | 0.21888 | 0.16 | 102.1717
2022-03-22 23:00 | 0 | 0.15661 | 0.1 | 113.5975
2022-03-23 | 0 | 0.086216 | 0.08 | 50.6167
2022-03-23 01:00 | 0 | 0.042452 | 0.07 | 8.0633
2022-03-23 02:00 | 0 | 0.045761 | 0.06 | 7.2008
2022-03-23 03:00 | 0 | 0.031188 | 0.07 | 8.7258
2022-03-23 04:00 | 0 | 0.046518 | 0.07 | 8.1733
2022-03-23 05:00 | 0 | 0.044768 | 0.06 | 53.2667
2022-03-23 06:00 | 0 | 0.049413 | 0.03 | 77.9325
2022-03-23 07:00 | 0 | 0.033727 | 0.02 | 10.7592
2022-03-23 08:00 | 0.36377 | 0.007234 | 0.02 | -10.1292
2022-03-23 09:00 | 0.8564 | 0.010191 | 0.03 | -31.3808
2022-03-23 10:00 | 0.90601 | 0.010434 | 0.03 | -45.0167
2022-03-23 11:00 | 0.9026 | 0.002269 | 0.03 | -37.275
2022-03-23 12:00 | 0.87818 | 0.002403 | 0.03 | -24.4267
2022-03-23 13:00 | 0.8644 | 0.003441 | 0.13 | 1.5533
2022-03-23 14:00 | 0.88504 | 0.03954 | 0.1 | 8.1217
2022-03-23 15:00 | 0.91298 | 0.13365 | 0.23 | 21.3325
2022-03-23 16:00 | 0.9366 | 0.29307 | 0.2 | 67.1875
2022-03-23 17:00 | 0.90935 | 0.38862 | 0.2 | 154.7358
2022-03-23 18:00 | 0.28716 | 0.42949 | 0.16 | 135.3192
2022-03-23 19:00 | 0.0060381 | 0.53566 | 0.12 | 121.44
2022-03-23 20:00 | 0 | 0.49135 | 0.1 | 104.9525
2022-03-23 21:00 | 0 | 0.45865 | 0.13 | 81.0458
2022-03-23 22:00 | 0 | 0.43248 | 0.15 | 80.4933
2022-03-23 23:00 | 0 | 0.39963 | 0.13 | 82.2342
2022-03-24 | 0 | 0.41335 | 0.11 | 97.1825
2022-03-24 01:00 | 0 | 0.39226 | 0.11 | 88.57
2022-03-24 02:00 | 0 | 0.36058 | 0.12 | 69.2392
2022-03-24 03:00 | 0 | 0.33935 | 0.15 | 78.4717
2022-03-24 04:00 | 0 | 0.37955 | 0.18 | 88.17
2022-03-24 05:00 | 0 | 0.41619 | 0.19 | 97.7158
2022-03-24 06:00 | 0 | 0.37641 | 0.13 | 134.9833
2022-03-24 07:00 | 0 | 0.3086 | 0.1 | 110.8983
2022-03-24 08:00 | 0.28344 | 0.22749 | 0.02 | 94.9625
2022-03-24 09:00 | 0.65632 | 0.22584 | 0.07 | 40.3358
2022-03-24 10:00 | 0.70887 | 0.26152 | 0.02 | 2.6017
2022-03-24 11:00 | 0.78144 | 0.36711 | 0.07 | 6.8958
2022-03-24 12:00 | 0.89613 | 0.43818 | 0 | -2.1925
2022-03-24 13:00 | 0.91465 | 0.44231 | 0.05 | -11.2217
2022-03-24 14:00 | 0.92576 | 0.43816 | 0.03 | -21.81
2022-03-24 15:00 | 0.94855 | 0.47501 | 0.1 | -29.6117
2022-03-24 16:00 | 0.97074 | 0.48336 | 0.14 | 1.6742
2022-03-24 17:00 | 0.9513 | 0.493 | 0.16 | 103.6133
2022-03-24 18:00 | 0.45951 | 0.46343 | 0.12 | 127.485
2022-03-24 19:00 | 0.0073348 | 0.45033 | 0.11 | 102.6233
2022-03-24 20:00 | 0 | 0.32151 | 0.1 | 88.7883
2022-03-24 21:00 | 0 | 0.36579 | 0.09 | 51.7633
2022-03-24 22:00 | 0 | 0.34248 | 0.09 | 10.34
2022-03-24 23:00 | 0 | 0.31401 | 0.07 | 35.8667
2022-03-25 | 0 | 0.28691 | 0.08 | 16.3675
2022-03-25 01:00 | 0 | 0.27022 | 0.08 | 12.2558
2022-03-25 02:00 | 0 | 0.17853 | 0.08 | 41.285
2022-03-25 03:00 | 0 | 0.1524 | 0.12 | 49.2225
2022-03-25 04:00 | 0 | 0.14107 | 0.16 | 36.7783
2022-03-25 05:00 | 0 | 0.16212 | 0.14 | 88.7183
2022-03-25 06:00 | 0 | 0.24303 | 0.07 | 114.09
2022-03-25 07:00 | 0 | 0.3045 | 0.04 | 89.2108
2022-03-25 08:00 | 0.31975 | 0.23512 | 0.02 | 29.9558
2022-03-25 09:00 | 0.79645 | 0.28597 | 0.03 | -0.57667
2022-03-25 10:00 | 0.77668 | 0.30135 | 0 | 9.9658
2022-03-25 11:00 | 0.71132 | 0.45463 | 0.02 | -11.3792
2022-03-25 12:00 | 0.55731 | 0.75223 | 0.02 | -19.1525
2022-03-25 13:00 | 0.76998 | 0.78786 | 0.02 | -3.1383
2022-03-25 14:00 | 0.74138 | 0.65933 | 0.04 | 0.80333
2022-03-25 15:00 | 0.55211 | 0.53004 | 0.09 | 2.8483
2022-03-25 16:00 | 0.20712 | 0.22423 | 0.14 | 17.4142
2022-03-25 17:00 | 0.33398 | 0.12481 | 0.14 | 69.4767
2022-03-25 18:00 | 0.37627 | 0.089592 | 0.11 | 94.7333
2022-03-25 19:00 | 0.0057199 | 0.10479 | 0.1 | 92.3025
2022-03-25 20:00 | 0 | 0.16699 | 0.1 | 82.3192
2022-03-25 21:00 | 0 | 0.24868 | 0.1 | 87.5975
2022-03-25 22:00 | 0 | 0.26961 | 0.11 | 35.115
2022-03-25 23:00 | 0 | 0.28103 | 0.09 | 81.6325
2022-03-26 | 0 | 0.26831 | 0.08 | 77.0892
2022-03-26 01:00 | 0 | 0.18692 | 0.08 | 57.7992
2022-03-26 02:00 | 0 | 0.11215 | 0.08 | 60.1692
2022-03-26 03:00 | 0 | 0.083365 | 0.08 | 67.43
2022-03-26 04:00 | 0 | 0.098749 | 0.09 | 73.6783
2022-03-26 05:00 | 0 | 0.055294 | 0.1 | 88.4025
2022-03-26 06:00 | 0 | 0.031745 | 0.05 | 108.2425
2022-03-26 07:00 | 0 | 0.032855 | 0.04 | 87.9033
2022-03-26 08:00 | 0.35129 | 0.007524 | 0.02 | 51.1267
2022-03-26 09:00 | 0.71855 | 0.00625 | 0.02 | 7.7125
2022-03-26 10:00 | 0.91549 | 0.026222 | 0 | -30.5733
2022-03-26 11:00 | 0.91067 | 0.018194 | 0.02 | -41.8658
2022-03-26 12:00 | 0.87591 | 0.007999 | 0.02 | -38.6033
2022-03-26 13:00 | 0.83827 | 0.016071 | 0.02 | -3.4942
2022-03-26 14:00 | 0.84732 | 0.012656 | 0.1 | 10.1933
2022-03-26 15:00 | 0.74486 | 0.006271 | 0.19 | 26.4917
2022-03-26 16:00 | 0.61291 | 0.038593 | 0.2 | 65.8767
2022-03-26 17:00 | 0.36545 | 0.067236 | 0.2 | 102.3092
2022-03-26 18:00 | 0.13603 | 0.083704 | 0.2 | 120.4117
2022-03-26 19:00 | 0.0021665 | 0.095334 | 0.2 | 112.2967
2022-03-26 20:00 | 0 | 0.062772 | 0.17 | 120.8733
2022-03-26 21:00 | 0 | 0.13901 | 0.15 | 100.9575
2022-03-26 22:00 | 0 | 0.065178 | 0.16 | 96.1433
2022-03-26 23:00 | 0 | 0.0509 | 0.17 | 100.4358
2022-03-27 | 0 | 0.042424 | 0.16 | 104.0167
2022-03-27 01:00 | 0 | 0.042943 | 0.2 | 101.4117
2022-03-27 02:00 | 0 | 0.038025 | 0.18 | 100.7483
2022-03-27 03:00 | 0 | 0.057315 | 0.22 | 103.6383
2022-03-27 04:00 | 0 | 0.15593 | 0.23 | 97.635
2022-03-27 05:00 | 0 | 0.1956 | 0.21 | 99.235
2022-03-27 06:00 | 0 | 0.15344 | 0.09 | 98.7242
2022-03-27 07:00 | 0 | 0.10609 | 0.03 | 57.24
2022-03-27 08:00 | 0.10973 | 0.094293 | 0.05 | -22.4675
2022-03-27 09:00 | 0.33074 | 0.050587 | 0.03 | -11.88
2022-03-27 10:00 | 0.43598 | 0.041969 | 0.02 | -23.72
2022-03-27 11:00 | 0.25444 | 0.060591 | 0.02 | -32.1458
2022-03-27 12:00 | 0.45858 | 0.097075 | 0 | -15.8667
2022-03-27 13:00 | 0.74678 | 0.12495 | 0.03 | -7.2025
2022-03-27 14:00 | 0.65435 | 0.23755 | 0.12 | 39.3233
2022-03-27 15:00 | 0.76683 | 0.37199 | 0.18 | 50.3583
2022-03-27 16:00 | 0.7948 | 0.46432 | 0.22 | 123.8967
2022-03-27 17:00 | 0.23872 | 0.55749 | 0.28 | 139.6725
2022-03-27 18:00 | 0.051866 | 0.43311 | 0.26 | 120.7875
2022-03-27 19:00 | 0.00024549 | 0.4504 | 0.21 | 115.6975
2022-03-27 20:00 | 0 | 0.79901 | 0.18 | 101.2367
2022-03-27 21:00 | 0 | 0.35752 | 0.17 | 99.6592
2022-03-27 22:00 | 0 | 0.086032 | 0.19 | 79.6392
2022-03-27 23:00 | 0 | 0.26865 | 0.2 | 81.9817
2022-03-28 | 0 | 0.6679 | 0.22 | 83.8692
2022-03-28 01:00 | 0 | 0.17557 | 0.23 | 80.7367
2022-03-28 02:00 | 0 | 0.061176 | 0.26 | 82.8175
2022-03-28 03:00 | 0 | 0.05988 | 0.29 | 68.6033
2022-03-28 04:00 | 0 | 0.060618 | 0.3 | 93.4458
2022-03-28 05:00 | 0 | 0.063761 | 0.31 | 122.1733
2022-03-28 06:00 | 0 | 0.069915 | 0.28 | 195.8733
2022-03-28 07:00 | 0 | 0.093059 | 0.16 | 154.1583
2022-03-28 08:00 | 0.04064 | 0.27023 | 0.11 | 134.8675
2022-03-28 09:00 | 0.069518 | 0.18454 | 0.19 | 123.1192
2022-03-28 10:00 | 0.13189 | 0.11349 | 0.11 | 99.2342
2022-03-28 11:00 | 0.13507 | 0.16776 | 0.1 | 85.2367
2022-03-28 12:00 | 0.086232 | 0.24316 | 0.07 | 35.5925
2022-03-28 13:00 | 0.13454 | 0.14894 | 0.1 | 20.8642
2022-03-28 14:00 | 0.22546 | 0.09208 | 0.11 | 32.0325
2022-03-28 15:00 | 0.30048 | 0.084649 | 0.17 | 84.505
2022-03-28 16:00 | 0.33265 | 0.10852 | 0.2 | 47.6942
2022-03-28 17:00 | 0.24636 | 0.076951 | 0.2 | 136.5367
2022-03-28 18:00 | 0.22616 | 0.041998 | 0.2 | 127.3817
2022-03-28 19:00 | 0.0030927 | 0.039962 | 0.18 | 116.1133
2022-03-28 20:00 | 0 | 8.7e-05 | 0.16 | 118.9225
2022-03-28 21:00 | 0 | 6.4e-05 | 0.17 | 126.2908
2022-03-28 22:00 | 0 | 0.000724 | 0.22 | 121.7892
2022-03-28 23:00 | 0 | 0.001725 | 0.24 | 123.2833
2022-03-29 | 0 | 0.000929 | 0.27 | 135.9858
2022-03-29 01:00 | 0 | 0.001207 | 0.29 | 131.47
2022-03-29 02:00 | 0 | 0.019886 | 0.31 | 111.9583
2022-03-29 03:00 | 0 | 0.061095 | 0.32 | 119.6725
2022-03-29 04:00 | 0 | 0.015064 | 0.34 | 132.9
2022-03-29 05:00 | 0 | 0.013632 | 0.33 | 136.7175
2022-03-29 06:00 | 0 | 0.012126 | 0.22 | 175.6708
2022-03-29 07:00 | 0 | 0.003762 | 0.16 | 213.8933
2022-03-29 08:00 | 0.10028 | 0.000575 | 0.12 | 116.1767
2022-03-29 09:00 | 0.35739 | 0.000646 | 0.08 | 99.0442
2022-03-29 10:00 | 0.35001 | 0.002873 | 0.07 | 83.6408
2022-03-29 11:00 | 0.55215 | 0.022449 | 0.04 | 80.5975
2022-03-29 12:00 | 0.67084 | 0.079248 | 0.05 | 52.0342
2022-03-29 13:00 | 0.59205 | 0.18222 | 0.04 | 21.125
2022-03-29 14:00 | 0.65324 | 0.25854 | 0.08 | -12.5042
2022-03-29 15:00 | 0.66203 | 0.33752 | 0.08 | 11.695
2022-03-29 16:00 | 0.56742 | 0.33691 | 0.15 | 23.7742
2022-03-29 17:00 | 0.32873 | 0.29057 | 0.16 | 126.9158
2022-03-29 18:00 | 0.14417 | 0.28551 | 0.16 | 126.3483
2022-03-29 19:00 | 0.0023916 | 0.26393 | 0.15 | 114.1917
2022-03-29 20:00 | 0 | 0.2993 | 0.14 | 105.5958
2022-03-29 21:00 | 0 | 0.35352 | 0.16 | 98.1917
2022-03-29 22:00 | 0 | 0.65004 | 0.16 | 93.8083
2022-03-29 23:00 | 0 | 0.45589 | 0.12 | 114.8283
2022-03-30 | 0 | 0.33997 | 0.09 | 114.3617
2022-03-30 01:00 | 0 | 0.48796 | 0.09 | 91.5458
2022-03-30 02:00 | 0 | 0.48823 | 0.09 | 28.1433
2022-03-30 03:00 | 0 | 0.4624 | 0.08 | 19.555
2022-03-30 04:00 | 0 | 0.37614 | 0.09 | 70.275
2022-03-30 05:00 | 0 | 0.26519 | 0.1 | 98.73
2022-03-30 06:00 | 0 | 0.2798 | 0.07 | 161.0692
2022-03-30 07:00 | 0 | 0.23745 | 0.02 | 122.2983
2022-03-30 08:00 | 0.10861 | 0.16362 | 0.02 | 76.1483
2022-03-30 09:00 | 0.56474 | 0.25548 | 0.02 | 7.4117
2022-03-30 10:00 | 0.82021 | 0.4002 | 0.02 | -47.955
2022-03-30 11:00 | 0.75836 | 0.49865 | 0.02 | -58.1275
2022-03-30 12:00 | 0.83958 | 0.43935 | 0.02 | -73.0958
2022-03-30 13:00 | 0.78727 | 0.41211 | 0.02 | -71.335
2022-03-30 14:00 | 0.85342 | 0.39594 | 0.02 | -42.165
2022-03-30 15:00 | 0.91391 | 0.49885 | 0 | -19.8958
2022-03-30 16:00 | 0.91686 | 0.63807 | 0.03 | -15.18
2022-03-30 17:00 | 0.73047 | 0.68677 | 0.03 | 10.6167
2022-03-30 18:00 | 0.42563 | 0.67694 | 0.02 | 135.165
2022-03-30 19:00 | 0.001693 | 0.60799 | 0.02 | 97.8958
2022-03-30 20:00 | 0 | 0.43605 | 0.02 | 95.9942
2022-03-30 21:00 | 0 | 0.37593 | 0.02 | 60.2092
2022-03-30 22:00 | 0 | 0.3451 | 0.02 | 14.8425
2022-03-30 23:00 | 0 | 0.26832 | 0.02 | 20.0542
2022-03-31 | 0 | 0.25213 | 0.02 | 19.8317
2022-03-31 01:00 | 0 | 0.2195 | 0.02 | 10.2075
2022-03-31 02:00 | 0 | 0.19139 | 0.02 | -13.7
2022-03-31 03:00 | 0 | 0.16703 | 0.02 | -15.3517
2022-03-31 04:00 | 0 | 0.17573 | 0.02 | 2.2975
2022-03-31 05:00 | 0 | 0.17514 | 0.03 | 38.3208
2022-03-31 06:00 | 0 | 0.1649 | 0.02 | 137.275
2022-03-31 07:00 | 0 | 0.10529 | 0.02 | 62.0992
2022-03-31 08:00 | 0.09386 | 0.007697 | 0.02 | -12.4208
2022-03-31 09:00 | 0.57139 | 0.001084 | 0.02 | -153.7917
2022-03-31 10:00 | 0.50783 | 0.000596 | 0.02 | -173.6833
2022-03-31 11:00 | 0.66487 | 0.041906 | 0.01 | -131.725
2022-03-31 12:00 | 0.68519 | 0.066829 | 0.01 | -101.1717
2022-03-31 13:00 | 0.66522 | 0.080564 | 0.02 | -93.2925
2022-03-31 14:00 | 0.84154 | 0.083947 | 0.02 | -85.615
2022-03-31 15:00 | 0.77977 | 0.10898 | 0.02 | -68.5833
2022-03-31 16:00 | 0.72711 | 0.14786 | 0.03 | -52.335
2022-03-31 17:00 | 0.61788 | 0.21593 | 0.04 | -19.035
2022-03-31 18:00 | 0.26949 | 0.28104 | 0.03 | 128.36
2022-03-31 19:00 | 0.00013972 | 0.35113 | 0.02 | 104.8783
2022-03-31 20:00 | 0 | 0.3295 | 0.02 | 88.71
2022-03-31 21:00 | 0 | 0.34725 | 0.02 | 35.3275
2022-03-31 22:00 | 0 | 0.29936 | 0.02 | 13.8558
2022-03-31 23:00 | 0 | 0.22053 | 0.02 | 5.1317
2022-04-01 | 0 | 0.22856 | 0.02 | 16.69
2022-04-01 01:00 | 0 | 0.24404 | 0.02 | -11.3033
2022-04-01 02:00 | 0 | 0.20109 | 0.02 | -11.8992
2022-04-01 03:00 | 0 | 0.16636 | 0.02 | -23.1467
2022-04-01 04:00 | 0 | 0.10645 | 0 | -6.775
2022-04-01 05:00 | 0 | 0.075272 | 0.04 | 12.8917
2022-04-01 06:00 | 0 | 0.084646 | 0.02 | 142.0475
2022-04-01 07:00 | 0 | 0.082946 | 0.02 | 82.2525
2022-04-01 08:00 | 0.11964 | 0.037628 | 0.02 | -36.4308
2022-04-01 09:00 | 0.60858 | 0.009237 | 0.01 | -140.9942
2022-04-01 10:00 | 0.80484 | 0.07715 | 0.01 | -62.985
2022-04-01 11:00 | 0.72495 | 0.083676 | 0 | -89.5892
2022-04-01 12:00 | 0.6709 | 0.10051 | 0.01 | -121.33
2022-04-01 13:00 | 0.79455 | 0.14508 | 0.02 | -97.1267
2022-04-01 14:00 | 0.84344 | 0.17639 | 0.02 | -90.9733
2022-04-01 15:00 | 0.71812 | 0.24919 | 0.05 | -74.6558
2022-04-01 16:00 | 0.80495 | 0.35906 | 0.07 | -62.5942
2022-04-01 17:00 | 0.72296 | 0.35145 | 0.11 | -34.2967
2022-04-01 18:00 | 0.29555 | 0.33882 | 0.1 | 216.4125
2022-04-01 19:00 | 0 | 0.36554 | 0.08 | 173.9075
2022-04-01 20:00 | 0 | 0.38149 | 0.07 | 77.1375
2022-04-01 21:00 | 0 | 0.5155 | 0.06 | 21.9642
2022-04-01 22:00 | 0 | 0.50142 | 0.04 | 7.1567
2022-04-01 23:00 | 0 | 0.50796 | 0.01 | 54.9642
2022-04-02 | 0 | 0.47954 | 0 | 10.2642
2022-04-02 01:00 | 0 | 0.42887 | 0 | 30.5008
2022-04-02 02:00 | 0 | 0.38346 | 0 | 10.7417
2022-04-02 03:00 | 0 | 0.33466 | 0.02 | 8.94
2022-04-02 04:00 | 0 | 0.29284 | 0.04 | 11.8142
2022-04-02 05:00 | 0 | 0.36507 | 0.06 | 47.5317
2022-04-02 06:00 | 0 | 0.43321 | 0.04 | 195.51
2022-04-02 07:00 | 0 | 0.30409 | 0.02 | 109.035
2022-04-02 08:00 | 0.1216 | 0.082077 | 0 | 123.1725
2022-04-02 09:00 | 0.88244 | 0.056515 | 0 | 57.0417
2022-04-02 10:00 | 0.96073 | 0.087109 | 0 | 12.7217
2022-04-02 11:00 | 0.95022 | 0.044693 | 0 | -15.1917
2022-04-02 12:00 | 0.91149 | 0.074527 | 0 | -51.7575
2022-04-02 13:00 | 0.78368 | 0.099195 | 0 | -33.1617
2022-04-02 14:00 | 0.89775 | 0.14847 | 0.04 | -15.7883
2022-04-02 15:00 | 0.92913 | 0.16577 | 0.13 | 138.8425
2022-04-02 16:00 | 0.955 | 0.18462 | 0.17 | 159.2317
2022-04-02 17:00 | 0.94084 | 0.2032 | 0.19 | 190.5992
2022-04-02 18:00 | 0.43443 | 0.25034 | 0.2 | 244.3092
2022-04-02 19:00 | 0 | 0.33128 | 0.18 | 207.7092
2022-04-02 20:00 | 0 | 0.40999 | 0.2 | 192.9967
2022-04-02 21:00 | 0 | 0.3369 | 0.21 | 170.9325
2022-04-02 22:00 | 0 | 0.27431 | 0.23 | 202.4433
2022-04-02 23:00 | 0 | 0.21767 | 0.24 | 228.8892
2022-04-03 | 0 | 0.1176 | 0.2 | 243.865
2022-04-03 01:00 | 0 | 0.073504 | 0.23 | 219.095
2022-04-03 02:00 | 0 | 0.052888 | 0.22 | 147.486
2022-04-03 03:00 | 0 | 0.040935 | 0.25 | 153.575
2022-04-03 04:00 | 0 | 0.045826 | 0.26 | 175.1033
2022-04-03 05:00 | 0 | 0.067989 | 0.25 | 253.2217
2022-04-03 06:00 | 0 | 0.047274 | 0.22 | 216.0517
2022-04-03 07:00 | 0 | 0.014531 | 0.09 | 261.5267
2022-04-03 08:00 | 0.10509 | 0.002861 | 0.08 | 154.2033
2022-04-03 09:00 | 0.8095 | 0.000502 | 0.07 | 163.8917
2022-04-03 10:00 | 0.84547 | 0.000638 | 0.07 | 110.1883
2022-04-03 11:00 | 0.92092 | 0.000192 | 0.1 | 86.1892
2022-04-03 12:00 | 0.88399 | 0.003692 | 0.07 | 66.0667
2022-04-03 13:00 | 0.77161 | 0.010008 | 0.06 | 67.25
2022-04-03 14:00 | 0.7724 | 0.029431 | 0.1 | 106.5767
2022-04-03 15:00 | 0.50652 | 0.068847 | 0.16 | 116.9725
2022-04-03 16:00 | 0.57066 | 0.12072 | 0.2 | 151.1525
2022-04-03 17:00 | 0.56778 | 0.18387 | 0.23 | 183.655
2022-04-03 18:00 | 0.30342 | 0.28443 | 0.24 | 231.8467
2022-04-03 19:00 | 0 | 0.4051 | 0.3 | 293.28
2022-04-03 20:00 | 0 | 0.30471 | 0.29 | 287.3217
2022-04-03 21:00 | 0 | 0.31813 | 0.32 | 261.2367
2022-04-03 22:00 | 0 | 0.31746 | 0.34 | 268.8192
2022-04-03 23:00 | 0 | 0.26427 | 0.3 | 251.8192
2022-04-04 | 0 | 0.099149 | 0.36 | 303.2667
2022-04-04 01:00 | 0 | 0.007063 | 0.36 | 334.1425
2022-04-04 02:00 | 0 | 0.002438 | 0.36 | 344.7167
2022-04-04 03:00 | 0 | 0.000393 | 0.36 | 319.03
2022-04-04 04:00 | 0 | 0.002563 | 0.36 | 313.9008
2022-04-04 05:00 | 0 | 0.003558 | 0.35 | 297.7683
2022-04-04 06:00 | 0 | 0.00339 | 0.29 | 331.0933
2022-04-04 07:00 | 0 | 0.002649 | 0.22 | 350.3783
2022-04-04 08:00 | 0.11026 | 0.00262 | 0.16 | 341.6325
2022-04-04 09:00 | 0.85278 | 0.00077 | 0.14 | 206.4392
2022-04-04 10:00 | 0.8547 | 0.000198 | 0.1 | 133.1275
2022-04-04 11:00 | 0.87355 | 0.002071 | 0.13 | 130.3333
2022-04-04 12:00 | 0.8372 | 0.037376 | 0.13 | 142.3183
2022-04-04 13:00 | 0.6807 | 0.061462 | 0.1 | 148.2875
2022-04-04 14:00 | 0.85406 | 0.050426 | 0.2 | 126.7392
2022-04-04 15:00 | 0.87579 | 0.044013 | 0.28 | 121.9542
2022-04-04 16:00 | 0.90744 | 0.021384 | 0.32 | 169.1483
2022-04-04 17:00 | 0.89394 | 0.004304 | 0.32 | 236.9083
2022-04-04 18:00 | 0.40911 | 0.008316 | 0.3 | 421.3725
2022-04-04 19:00 | 0 | 0.045121 | 0.31 | 702.7333
2022-04-04 20:00 | 0 | 0.040055 | 0.31 | 249.0908
2022-04-04 21:00 | 0 | 0.019151 | 0.29 | 263.555
2022-04-04 22:00 | 0 | 0.013858 | 0.24 | 242.5183
2022-04-04 23:00 | 0 | 0.026033 | 0.2 | 277.8558
2022-04-05 | 0 | 0.053359 | 0.2 | 291.9017
2022-04-05 01:00 | 0 | 0.059739 | 0.21 | 297.045
2022-04-05 02:00 | 0 | 0.032976 | 0.21 | 300.0842
2022-04-05 03:00 | 0 | 0.03213 | 0.2 | 310.7108
2022-04-05 04:00 | 0 | 0.046551 | 0.23 | 311.9583
2022-04-05 05:00 | 0 | 0.063434 | 0.26 | 315.5575
2022-04-05 06:00 | 0 | 0.067738 | 0.22 | 311.8342
2022-04-05 07:00 | 0 | 0.07206 | 0.17 | 319.1
2022-04-05 08:00 | 0.093503 | 0.0671 | 0.15 | 274.9142
2022-04-05 09:00 | 0.83954 | 0.061816 | 0.09 | 210.3825
2022-04-05 10:00 | 0.9029 | 0.029475 | 0.11 | 160.8608
2022-04-05 11:00 | 0.87906 | 0.096642 | 0.12 | 215.8208
2022-04-05 12:00 | 0.85559 | 0.12687 | 0.1 | 183.6783
2022-04-05 13:00 | 0.72075 | 0.096175 | 0.14 | 170.0267
2022-04-05 14:00 | 0.83118 | 0.062892 | 0.15 | 233.5458
2022-04-05 15:00 | 0.87105 | 0.07675 | 0.18 | 284.4233
2022-04-05 16:00 | 0.88407 | 0.23467 | 0.2 | 193.3142
2022-04-05 17:00 | 0.87491 | 0.523 | 0.22 | 206.9883
2022-04-05 18:00 | 0.39131 | 0.69832 | 0.26 | 268.4683
2022-04-05 19:00 | 0 | 0.76565 | 0.27 | 314.0608
2022-04-05 20:00 | 0 | 0.4582 | 0.24 | 271.9692
2022-04-05 21:00 | 0 | 0.28428 | 0.21 | 266.9717
2022-04-05 22:00 | 0 | 0.31217 | 0.2 | 255.9142
2022-04-05 23:00 | 0 | 0.31596 | 0.14 | 239.3475
2022-04-06 | 0 | 0.18572 | 0.12 | 248.2267
2022-04-06 01:00 | 0 | 0.21683 | 0.12 | 265.1425
2022-04-06 02:00 | 0 | 0.22964 | 0.13 | 217.5125
2022-04-06 03:00 | 0 | 0.064956 | 0.14 | 165.4958
2022-04-06 04:00 | 0 | 0.008324 | 0.19 | 144.8525
2022-04-06 05:00 | 0 | 0.00679 | 0.22 | 176.6092
2022-04-06 06:00 | 0 | 0.006976 | 0.2 | 185.3358
2022-04-06 07:00 | 0 | 0.010938 | 0.1 | 253.2267
2022-04-06 08:00 | 0.097525 | 0.020634 | 0.06 | 279.7608
2022-04-06 09:00 | 0.86723 | 0.054035 | 0.06 | 277.255
2022-04-06 10:00 | 0.91305 | 0.092874 | 0.06 | 241.405
2022-04-06 11:00 | 0.82707 | 0.08313 | 0.13 | 204.2692
2022-04-06 12:00 | 0.81771 | 0.043448 | 0.13 | 239.1367
2022-04-06 13:00 | 0.64748 | 0.047088 | 0.17 | 200.6383
2022-04-06 14:00 | 0.79909 | 0.14087 | 0.14 | 121.9258
2022-04-06 15:00 | 0.75612 | 0.33544 | 0.16 | 150.0442
2022-04-06 16:00 | 0.73453 | 0.58032 | 0.16 | 157.5108
2022-04-06 17:00 | 0.29539 | 0.7887 | 0.16 | 199.065
2022-04-06 18:00 | 0.035399 | 0.85272 | 0.15 | 232.4708
2022-04-06 19:00 | 0 | 0.86786 | 0.12 | 250.7667
2022-04-06 20:00 | 0 | 0.85967 | 0.12 | 242.79
2022-04-06 21:00 | 0 | 0.80895 | 0.1 | 233.1875
2022-04-06 22:00 | 0 | 0.70552 | 0.1 | 159.7967
2022-04-06 23:00 | 0 | 0.56829 | 0.1 | 161.38
2022-04-07 | 0 | 0.57249 | 0.06 | 147.5233
2022-04-07 01:00 | 0 | 0.60131 | 0.06 | 151.345
2022-04-07 02:00 | 0 | 0.58654 | 0.06 | 119.4875
2022-04-07 03:00 | 0 | 0.49489 | 0.07 | 120.7133
2022-04-07 04:00 | 0 | 0.41378 | 0.11 | 113.3767
2022-04-07 05:00 | 0 | 0.36336 | 0.15 | 102.435
2022-04-07 06:00 | 0 | 0.30114 | 0.15 | 113.0608
2022-04-07 07:00 | 0 | 0.26788 | 0.09 | 210.5458
2022-04-07 08:00 | 0.12717 | 0.184 | 0.04 | 249.4425
2022-04-07 09:00 | 0.77762 | 0.153 | 0.04 | 159.0383
2022-04-07 10:00 | 0.89948 | 0.18618 | 0.04 | 48.47
2022-04-07 11:00 | 0.87895 | 0.15827 | 0.04 | -12.7133
2022-04-07 12:00 | 0.82817 | 0.093638 | 0.03 | -12.6867
2022-04-07 13:00 | 0.73716 | 0.083692 | 0.02 | -3.5633
2022-04-07 14:00 | 0.8061 | 0.15091 | 0.08 | -22.5308
2022-04-07 15:00 | 0.8734 | 0.30987 | 0.13 | -19.7267
2022-04-07 16:00 | 0.90515 | 0.47081 | 0.18 | 61.2417
2022-04-07 17:00 | 0.85966 | 0.56876 | 0.12 | 54.1492
2022-04-07 18:00 | 0.36922 | 0.56233 | 0.12 | 189.95
2022-04-07 19:00 | 0 | 0.65217 | 0.1 | 256.535
2022-04-07 20:00 | 0 | 0.66317 | 0.14 | 192.7425
2022-04-07 21:00 | 0 | 0.56306 | 0.1 | 143.875
2022-04-07 22:00 | 0 | 0.43861 | 0.14 | 151.3367
2022-04-07 23:00 | 0 | 0.32313 | 0.13 | 158.5617
2022-04-08 | 0 | 0.21519 | 0.12 | 151.275
2022-04-08 01:00 | 0 | 0.13632 | 0.12 | 143.3158
2022-04-08 02:00 | 0 | 0.085814 | 0.11 | 156.7325
2022-04-08 03:00 | 0 | 0.043524 | 0.13 | 134.3692
2022-04-08 04:00 | 0 | 0.052312 | 0.15 | 132.8925
2022-04-08 05:00 | 0 | 0.084007 | 0.16 | 164.445
2022-04-08 06:00 | 0 | 0.075534 | 0.14 | 156.285
2022-04-08 07:00 | 0 | 0.063084 | 0.1 | 199.8392
2022-04-08 08:00 | 0.058031 | 0.031563 | 0.04 | 222.7408
2022-04-08 09:00 | 0.15057 | 0.013296 | 0.04 | 203.04
2022-04-08 10:00 | 0.38992 | 0.004614 | 0.04 | 162.525
2022-04-08 11:00 | 0.50426 | 0.027662 | 0.05 | 64.385
2022-04-08 12:00 | 0.43101 | 0.043337 | 0.09 | 16.1042
2022-04-08 13:00 | 0.28068 | 0.045125 | 0.11 | 70.2842
2022-04-08 14:00 | 0.1388 | 0.059416 | 0.16 | 175.735
2022-04-08 15:00 | 0.089584 | 0.06475 | 0.2 | 195.7733
2022-04-08 16:00 | 0.041526 | 0.082678 | 0.25 | 233.1383
2022-04-08 17:00 | 0.071056 | 0.092248 | 0.21 | 251.5892
2022-04-08 18:00 | 0.043332 | 0.16196 | 0.18 | 263.1683
2022-04-08 19:00 | 0 | 0.25806 | 0.13 | 281.3633
2022-04-08 20:00 | 0 | 0.24037 | 0.12 | 207.3642
2022-04-08 21:00 | 0 | 0.23634 | 0.1 | 186.4892
2022-04-08 22:00 | 0 | 0.27731 | 0.08 | 128.465
2022-04-08 23:00 | 0 | 0.25683 | 0.06 | 237.18
2022-04-09 | 0 | 0.25912 | 0.05 | 220.6783
2022-04-09 01:00 | 0 | 0.30894 | 0.05 | 122.5667
2022-04-09 02:00 | 0 | 0.29776 | 0.1 | 121.5383
2022-04-09 03:00 | 0 | 0.26118 | 0.1 | 90.2875
2022-04-09 04:00 | 0 | 0.2341 | 0.12 | 110.405
2022-04-09 05:00 | 0 | 0.18316 | 0.12 | 109.25
2022-04-09 06:00 | 0 | 0.2155 | 0.06 | 125.5617
2022-04-09 07:00 | 0 | 0.22076 | 0.05 | 140.6558
2022-04-09 08:00 | 0.097818 | 0.15638 | 0.05 | 114.0133
2022-04-09 09:00 | 0.398 | 0.13709 | 0.03 | 76.7225
2022-04-09 10:00 | 0.7761 | 0.11438 | 0.03 | 0.10917
2022-04-09 11:00 | 0.79169 | 0.17855 | 0.03 | -20.8
2022-04-09 12:00 | 0.76722 | 0.17719 | 0.1 | -14.1708
2022-04-09 13:00 | 0.72222 | 0.13054 | 0.05 | 6.4192
2022-04-09 14:00 | 0.79034 | 0.11741 | 0.12 | 13.8233
2022-04-09 15:00 | 0.82597 | 0.1159 | 0.2 | 12.19
2022-04-09 16:00 | 0.85282 | 0.10381 | 0.34 | 27.0967
2022-04-09 17:00 | 0.8012 | 0.095389 | 0.35 | 39.1267
2022-04-09 18:00 | 0.10894 | 0.064189 | 0.34 | 229.5925
2022-04-09 19:00 | 0 | 0.079277 | 0.32 | 277.2908
2022-04-09 20:00 | 0 | 0.12494 | 0.27 | 250.0658
2022-04-09 21:00 | 0 | 0.17258 | 0.19 | 239.9192
2022-04-09 22:00 | 0 | 0.16745 | 0.16 | 219.1217
2022-04-09 23:00 | 0 | 0.18177 | 0.08 | 236.8717
2022-04-10 | 0 | 0.21104 | 0.04 | 188.5933
2022-04-10 01:00 | 0 | 0.27516 | 0.03 | 149.5792
2022-04-10 02:00 | 0 | 0.35344 | 0 | 106.715
2022-04-10 03:00 | 0 | 0.44928 | 0.03 | 82.0825
2022-04-10 04:00 | 0 | 0.54082 | 0.03 | 2.1258
2022-04-10 05:00 | 0 | 0.49344 | 0 | -25.8825
2022-04-10 06:00 | 0 | 0.42892 | 0.03 | -10.2825
2022-04-10 07:00 | 0 | 0.38315 | 0.03 | 7.1042
2022-04-10 08:00 | 0.098619 | 0.2901 | 0 | -9.5867
2022-04-10 09:00 | 0.44836 | 0.26225 | 0.03 | -40.6683
2022-04-10 10:00 | 0.80196 | 0.14569 | 0.02 | -34.5642
2022-04-10 11:00 | 0.80716 | 0.18158 | 0.05 | -42.4567
2022-04-10 12:00 | 0.77227 | 0.14144 | 0.04 | -46.5308
2022-04-10 13:00 | 0.71996 | 0.071817 | 0.1 | -45.495
2022-04-10 14:00 | 0.76282 | 0.044278 | 0.12 | -39.9875
2022-04-10 15:00 | 0.79144 | 0.021384 | 0.23 | 911.4983
2022-04-10 16:00 | 0.81503 | 0.018716 | 0.23 | 17.3
2022-04-10 17:00 | 0.74889 | 0.025878 | 0.23 | 132.9308
2022-04-10 18:00 | 0.10325 | 0.052826 | 0.2 | 273.2458
2022-04-10 19:00 | 0 | 0.15029 | 0.24 | 243.6017
2022-04-10 20:00 | 0 | 0.15552 | 0.21 | 177.6825
2022-04-10 21:00 | 0 | 0.35204 | 0.21 | 253.3958
2022-04-10 22:00 | 0 | 0.41099 | 0.19 | 225.915
2022-04-10 23:00 | 0 | 0.5225 | 0.17 | 194.9342
2022-04-11 | 0 | 0.47769 | 0.2 | 241.0192
2022-04-11 01:00 | 0 | 0.41494 | 0.15 | 241.7067
2022-04-11 02:00 | 0 | 0.35371 | 0.11 | 147.5992
2022-04-11 03:00 | 0 | 0.29879 | 0.1 | 193.9017
2022-04-11 04:00 | 0 | 0.19575 | 0.12 | 177.5217
2022-04-11 05:00 | 0 | 0.14388 | 0.13 | 164.6267
2022-04-11 06:00 | 0 | 0.091275 | 0.1 | 178.76
2022-04-11 07:00 | 0 | 0.069994 | 0.07 | 175.5925
2022-04-11 08:00 | 0.06712 | 0.054958 | 0.05 | 192.3092
2022-04-11 09:00 | 0.34818 | 0.11158 | 0.06 | 185.8567
2022-04-11 10:00 | 0.28847 | 0.063275 | 0.05 | 141.6192
2022-04-11 11:00 | 0.12612 | 0.041398 | 0.08 | 90.705
2022-04-11 12:00 | 0.089917 | 0.016944 | 0.07 | 67.395
2022-04-11 13:00 | 0.081978 | 0.00179 | 0.07 | 108.6575
2022-04-11 14:00 | 0.37287 | 0.00226 | 0.09 | 142.2033
2022-04-11 15:00 | 0.30394 | 0.040047 | 0.13 | 68.6508
2022-04-11 16:00 | 0.20759 | 0.15665 | 0.12 | 122.7242
2022-04-11 17:00 | 0.13713 | 0.4207 | 0.1 | 145.7133
2022-04-11 18:00 | 0.039631 | 0.65031 | 0.11 | 246.7183
2022-04-11 19:00 | 0 | 0.73581 | 0.13 | 225.8267
2022-04-11 20:00 | 0 | 0.72152 | 0.13 | 204.52
2022-04-11 21:00 | 0 | 0.54306 | 0.12 | 248.17
2022-04-11 22:00 | 0 | 0.47737 | 0.11 | 180.8642
2022-04-11 23:00 | 0 | 0.38732 | 0.08 | 156.4017
2022-04-12 | 0 | 0.3265 | 0.06 | 203.4092
2022-04-12 01:00 | 0 | 0.26993 | 0.1 | 174.0225
2022-04-12 02:00 | 0 | 0.22354 | 0.07 | 122.3975
2022-04-12 03:00 | 0 | 0.18625 | 0.09 | 26.0875
2022-04-12 04:00 | 0 | 0.12272 | 0.12 | 56.0733
2022-04-12 05:00 | 0 | 0.11578 | 0.13 | 42.9683
2022-04-12 06:00 | 0 | 0.13756 | 0.11 | 52.8742
2022-04-12 07:00 | 0 | 0.15197 | 0.1 | 175.9008
2022-04-12 08:00 | 0.10852 | 0.11668 | 0.09 | 167.8775
2022-04-12 09:00 | 0.69878 | 0.11329 | 0.09 | 136.9867
2022-04-12 10:00 | 0.8168 | 0.070367 | 0.07 | 101.4233
2022-04-12 11:00 | 0.83582 | 0.11051 | 0.08 | 105.3925
2022-04-12 12:00 | 0.76327 | 0.13351 | 0.08 | 98.5592
2022-04-12 13:00 | 0.73114 | 0.10591 | 0.07 | 118.8508
2022-04-12 14:00 | 0.79083 | 0.13229 | 0.11 | 104.72
2022-04-12 15:00 | 0.83963 | 0.23408 | 0.15 | 76.4225
2022-04-12 16:00 | 0.85799 | 0.45403 | 0.2 | 159.62
2022-04-12 17:00 | 0.81829 | 0.69974 | 0.21 | 174.045
2022-04-12 18:00 | 0.18851 | 0.75855 | 0.2 | 97.1492
2022-04-12 19:00 | 0 | 0.71692 | 0.15 | 279.57
2022-04-12 20:00 | 0 | 0.68929 | 0.1 | 235.1317
2022-04-12 21:00 | 0 | 0.53965 | 0.08 | 198.8717
2022-04-12 22:00 | 0 | 0.37685 | 0.08 | 151.1883
2022-04-12 23:00 | 0 | 0.24724 | 0.06 | 106.8467
2022-04-13 | 0 | 0.16887 | 0.1 | 147.7225
2022-04-13 01:00 | 0 | 0.22587 | 0.06 | 120.0908
2022-04-13 02:00 | 0 | 0.20972 | 0.06 | 113.9617
2022-04-13 03:00 | 0 | 0.19623 | 0.06 | 64.7608
2022-04-13 04:00 | 0 | 0.15458 | 0.06 | 66.2842
2022-04-13 05:00 | 0 | 0.17339 | 0.08 | 84.3758
2022-04-13 06:00 | 0 | 0.19339 | 0.06 | 108.7
2022-04-13 07:00 | 0 | 0.22202 | 0.03 | 122.0433
2022-04-13 08:00 | 0.10549 | 0.22075 | 0 | 112.1233
2022-04-13 09:00 | 0.608 | 0.14858 | 0.02 | 33.6217
2022-04-13 10:00 | 0.84224 | 0.086772 | 0.02 | 19.4
2022-04-13 11:00 | 0.726 | 0.11367 | 0.08 | -1.2058
2022-04-13 12:00 | 0.73288 | 0.10986 | 0.04 | 26.5083
2022-04-13 13:00 | 0.65824 | 0.076216 | 0.07 | 70.9467
2022-04-13 14:00 | 0.77437 | 0.015632 | 0.08 | 75.4633
2022-04-13 15:00 | 0.70566 | 0.002006 | 0.17 | 94.6125
2022-04-13 16:00 | 0.72496 | 0.002489 | 0.21 | 87.4483
2022-04-13 17:00 | 0.47296 | 0.019818 | 0.17 | 194.42
2022-04-13 18:00 | 0.099623 | 0.098031 | 0.2 | 308.9275
2022-04-13 19:00 | 0 | 0.29555 | 0.13 | 206.4383
2022-04-13 20:00 | 0 | 0.26525 | 0.12 | 158.4217
2022-04-13 21:00 | 0 | 0.33379 | 0.1 | 151.2008
2022-04-13 22:00 | 0 | 0.41209 | 0.08 | 146.2692
2022-04-13 23:00 | 0 | 0.49134 | 0.05 | 180.8617
2022-04-14 | 0 | 0.58774 | 0 | 142.145
2022-04-14 01:00 | 0 | 0.46713 | 0.05 | 148.4942
2022-04-14 02:00 | 0 | 0.43024 | 0.05 | 135.9742
2022-04-14 03:00 | 0 | 0.45176 | 0.06 | 113.79
2022-04-14 04:00 | 0 | 0.40003 | 0.08 | 94.1675
2022-04-14 05:00 | 0 | 0.36034 | 0.09 | 90.0042
2022-04-14 06:00 | 0 | 0.27523 | 0.08 | 111.8658
2022-04-14 07:00 | 0 | 0.068496 | 0.06 | 140.9242
2022-04-14 08:00 | 0.10684 | 0.033347 | 0.08 | 99.5675
2022-04-14 09:00 | 0.65957 | 0.02724 | 0.13 | 66.8742
2022-04-14 10:00 | 0.61896 | 0.017741 | 0.15 | 18.785
2022-04-14 11:00 | 0.51134 | 0.000921 | 0.16 | 868.1
2022-04-14 12:00 | 0.62899 | 0.001664 | 0.16 | 50.9483
2022-04-14 13:00 | 0.65526 | 0.081024 | 0.2 | 206.2692
2022-04-14 14:00 | 0.76691 | 0.19221 | 0.2 | 124.7167
2022-04-14 15:00 | 0.79199 | 0.44444 | 0.25 | 172.485
2022-04-14 16:00 | 0.79754 | 0.55513 | 0.25 | 269.6175
2022-04-14 17:00 | 0.76845 | 0.38344 | 0.3 | 266.93
2022-04-14 18:00 | 0.11083 | 0.25138 | 0.23 | 314.6658
2022-04-14 19:00 | 0 | 0.23641 | 0.18 | 275.2808
2022-04-14 20:00 | 0 | 0.33301 | 0.2 | 181.7558
2022-04-14 21:00 | 0 | 0.287 | 0.23 | 157.4542
2022-04-14 22:00 | 0 | 0.20101 | 0.27 | 175.1142
2022-04-14 23:00 | 0 | 0.13844 | 0.3 | 171.4008
2022-04-15 | 0 | 0.0813 | 0.3 | 1815.8642
2022-04-15 01:00 | 0 | 0.047651 | 0.28 | 216.1983
2022-04-15 02:00 | 0 | 0.039543 | 0.3 | 257.1067
2022-04-15 03:00 | 0 | 0.03956 | 0.28 | 362.5433
2022-04-15 04:00 | 0 | 0.076964 | 0.31 | 175.5133
2022-04-15 05:00 | 0 | 0.0181 | 0.3 | 122.8292
2022-04-15 06:00 | 0 | 0.00291 | 0.27 | 144.1025
2022-04-15 07:00 | 0 | 0.006467 | 0.2 | 260.0508
2022-04-15 08:00 | 0.11568 | 0.003353 | 0.08 | 128.3233
2022-04-15 09:00 | 0.84881 | 0 | 0.05 | 135.375
2022-04-15 10:00 | 0.91998 | 0 | 0.04 | 109.5267
2022-04-15 11:00 | 0.89373 | 0.001166 | 0.07 | 90.4825
2022-04-15 12:00 | 0.84135 | 0.012742 | 0.04 | 27.2708
2022-04-15 13:00 | 0.74147 | 0.10723 | 0 | 8.3617
2022-04-15 14:00 | 0.81172 | 0.20812 | 0.11 | 22.9233
2022-04-15 15:00 | 0.80601 | 0.27096 | 0.19 | 71.7125
2022-04-15 16:00 | 0.72251 | 0.29585 | 0.26 | 145.4075
2022-04-15 17:00 | 0.76209 | 0.30654 | 0.3 | 168.7383
2022-04-15 18:00 | 0.35773 | 0.32756 | 0.24 | 270.9475
2022-04-15 19:00 | 0 | 0.44015 | 0.19 | 221.6358
2022-04-15 20:00 | 0 | 0.52424 | 0.17 | 198.9617
2022-04-15 21:00 | 0 | 0.45489 | 0.17 | 201.8417
2022-04-15 22:00 | 0 | 0.37625 | 0.17 | 185.56
2022-04-15 23:00 | 0 | 0.24054 | 0.17 | 145.6433
2022-04-16 | 0 | 0.1132 | 0.2 | 172.445
2022-04-16 01:00 | 0 | 0.055037 | 0.16 | 152.0983
2022-04-16 02:00 | 0 | 0.034983 | 0.16 | 157.0425
2022-04-16 03:00 | 0 | 0.062104 | 0.16 | 163.5033
2022-04-16 04:00 | 0 | 0.097992 | 0.16 | 146.8117
2022-04-16 05:00 | 0 | 0.12571 | 0.17 | 150.2408
2022-04-16 06:00 | 0 | 0.096113 | 0.1 | 171.9692
2022-04-16 07:00 | 0 | 0.075012 | 0.05 | 178.8825
2022-04-16 08:00 | 0.11109 | 0.050737 | 0.04 | 130.9067
2022-04-16 09:00 | 0.81757 | 0.054942 | 0.03 | 47.0717
2022-04-16 10:00 | 0.8867 | 0.034864 | 0.08 | 37.7717
2022-04-16 11:00 | 0.84806 | 0.037906 | 0.07 | 19.5942
2022-04-16 12:00 | 0.82027 | 0.053132 | 0.04 | 10.9417
2022-04-16 13:00 | 0.70089 | 0.055969 | 0.16 | 9.435
2022-04-16 14:00 | 0.71142 | 0.047666 | 0.14 | 23.5058
2022-04-16 15:00 | 0.77938 | 0.015031 | 0.31 | 30.0008
2022-04-16 16:00 | 0.71754 | 0.003403 | 0.33 | 54.6858
2022-04-16 17:00 | 0.83812 | 0.002552 | 0.34 | 176.7067
2022-04-16 18:00 | 0.32822 | 0.000805 | 0.32 | 223.195
2022-04-16 19:00 | 0 | 0.00059 | 0.25 | 225.535
2022-04-16 20:00 | 0 | 0.001005 | 0.13 | 156.8008
2022-04-16 21:00 | 0 | 0.021281 | 0.06 | 150.185
2022-04-16 22:00 | 0 | 0.084043 | 0.02 | 142.8808
2022-04-16 23:00 | 0 | 0.35607 | 0.02 | 107.2892
2022-04-17 | 0 | 0.7736 | 0.02 | 78.8392
2022-04-17 01:00 | 0 | 0.89424 | 0.02 | 24.3358
2022-04-17 02:00 | 0 | 0.90252 | 0.02 | -17.1633
2022-04-17 03:00 | 0 | 0.9112 | 0.02 | -31.8533
2022-04-17 04:00 | 0 | 0.90694 | 0.02 | -41.745
2022-04-17 05:00 | 0 | 0.89482 | 0.02 | -42.4767
2022-04-17 06:00 | 0 | 0.83399 | 0.02 | -42.04
2022-04-17 07:00 | 0 | 0.69682 | 0.02 | -32.8542
2022-04-17 08:00 | 0.10834 | 0.56682 | 0.02 | -13.5767
2022-04-17 09:00 | 0.81874 | 0.38892 | 0.02 | -41.5325
2022-04-17 10:00 | 0.87396 | 0.28042 | 0.02 | -35.4
2022-04-17 11:00 | 0.85058 | 0.35582 | 0.03 | -47.4775
2022-04-17 12:00 | 0.80609 | 0.43809 | 0.05 | -51.7642
2022-04-17 13:00 | 0.7312 | 0.36778 | 0.07 | -44.875
2022-04-17 14:00 | 0.8094 | 0.15491 | 0.18 | -26.7933
2022-04-17 15:00 | 0.84124 | 0.11598 | 0.31 | 81.7858
2022-04-17 16:00 | 0.87445 | 0.06856 | 0.32 | 67.6242
2022-04-17 17:00 | 0.83449 | 0.007086 | 0.3 | 185.74
2022-04-17 18:00 | 0.36444 | 0.000421 | 0.27 | 188.3283
2022-04-17 19:00 | 0 | 0.036271 | 0.27 | 158.895
2022-04-17 20:00 | 0 | 0.32529 | 0.25 | 139.9858
2022-04-17 21:00 | 0 | 0.54096 | 0.22 | 142.7617
2022-04-17 22:00 | 0 | 0.59037 | 0.22 | 155.295
2022-04-17 23:00 | 0 | 0.69095 | 0.18 | 140.3167
2022-04-18 | 0 | 0.63558 | 0.17 | 144.4575
2022-04-18 01:00 | 0 | 0.60396 | 0.15 | 150.8125
2022-04-18 02:00 | 0 | 0.60375 | 0.15 | 145.67
2022-04-18 03:00 | 0 | 0.53888 | 0.17 | 137.9142
2022-04-18 04:00 | 0 | 0.53724 | 0.22 | 127.0042
2022-04-18 05:00 | 0 | 0.51262 | 0.26 | 121.1383
2022-04-18 06:00 | 0 | 0.54378 | 0.26 | 139.4283
2022-04-18 07:00 | 0 | 0.5547 | 0.23 | 216.59
2022-04-18 08:00 | 0.09023 | 0.38578 | 0.22 | 195.6075
2022-04-18 09:00 | 0.82055 | 0.33852 | 0.22 | 278.8617
2022-04-18 10:00 | 0.87574 | 0.2717 | 0.16 | 233.4025
2022-04-18 11:00 | 0.85873 | 0.33534 | 0.2 | 250.0308
2022-04-18 12:00 | 0.80583 | 0.38993 | 0.18 | 196.4517
2022-04-18 13:00 | 0.71998 | 0.47863 | 0.2 | 159.4992
2022-04-18 14:00 | 0.78572 | 0.54714 | 0.2 | 198.7542
2022-04-18 15:00 | 0.81685 | 0.35911 | 0.23 | 151.9775
2022-04-18 16:00 | 0.83315 | 0.24281 | 0.26 | 185.0558
2022-04-18 17:00 | 0.80435 | 0.2908 | 0.25 | 183.8775
2022-04-18 18:00 | 0.26635 | 0.53475 | 0.27 | 244.8233
2022-04-18 19:00 | 0 | 0.50349 | 0.27 | 245.8942
2022-04-18 20:00 | 0 | 0.1576 | 0.28 | 212.0567
2022-04-18 21:00 | 0 | 0.27289 | 0.28 | 218.4892
2022-04-18 22:00 | 0 | 0.28175 | 0.26 | 227.6975
2022-04-18 23:00 | 0 | 0.33464 | 0.22 | 272.7442
2022-04-19 | 0 | 0.40774 | 0.15 | 252.9842
2022-04-19 01:00 | 0 | 0.48418 | 0.1 | 263.0342
2022-04-19 02:00 | 0 | 0.51674 | 0.14 | 193.615
2022-04-19 03:00 | 0 | 0.59446 | 0.17 | 140.8917
2022-04-19 04:00 | 0 | 0.43196 | 0.2 | 133.39
2022-04-19 05:00 | 0 | 0.26209 | 0.2 | 138.6717
2022-04-19 06:00 | 0 | 0.34001 | 0.14 | 171.7008
2022-04-19 07:00 | 0 | 0.44207 | 0.13 | 208.21
2022-04-19 08:00 | 0.018197 | 0.35424 | 0.06 | 178.8533
2022-04-19 09:00 | 0.057463 | 0.42591 | 0.05 | 268.0475
2022-04-19 10:00 | 0.12331 | 0.68266 | 0.03 | 203.97
2022-04-19 11:00 | 0.2027 | 0.61928 | 0.02 | 228.56
2022-04-19 12:00 | 0.15944 | 0.57288 | 0 | 190.5275
2022-04-19 13:00 | 0.13488 | 0.60356 | 0 | 181.4225
2022-04-19 14:00 | 0.12446 | 0.59577 | 0.05 | 135.7017
2022-04-19 15:00 | 0.1078 | 0.60721 | 0.12 | -6.2642
2022-04-19 16:00 | 0.06334 | 0.63697 | 0.18 | -70.7608
2022-04-19 17:00 | 0.038955 | 0.58983 | 0.2 | -6.5633
2022-04-19 18:00 | 0.024789 | 0.3714 | 0.21 | 201.5417
2022-04-19 19:00 | 0 | 0.24908 | 0.3 | 253.4683
2022-04-19 20:00 | 0 | 0.13644 | 0.3 | 236.5
2022-04-19 21:00 | 0 | 0.058655 | 0.22 | 178.0508
2022-04-19 22:00 | 0 | 0.00174 | 0.18 | 235.5375
2022-04-19 23:00 | 0 | 0.002453 | 0.15 | 175.1575
2022-04-20 | 0 | 0.00223 | 0.12 | 143.1933
2022-04-20 01:00 | 0 | 0.0124 | 0.12 | 137.8092
2022-04-20 02:00 | 0 | 0.014697 | 0.13 | 115.1667
2022-04-20 03:00 | 0 | 0.011385 | 0.14 | 74.995
2022-04-20 04:00 | 0 | 0.00753 | 0.18 | 70.2808
2022-04-20 05:00 | 0 | 0.016513 | 0.2 | 107.8067
2022-04-20 06:00 | 0 | 0.012169 | 0.2 | 135.7367
2022-04-20 07:00 | 0 | 0.018045 | 0.17 | 196.5608
2022-04-20 08:00 | 0.081874 | 0.050709 | 0.1 | 162.545
2022-04-20 09:00 | 0.19653 | 0.059793 | 0.08 | 208.5375
2022-04-20 10:00 | 0.35665 | 0.065914 | 0.06 | 194.1825
2022-04-20 11:00 | 0.53357 | 0.10914 | 0.07 | 156.625
2022-04-20 12:00 | 0.55918 | 0.15442 | 0.08 | 141.2592
2022-04-20 13:00 | 0.71597 | 0.14615 | 0.07 | 113.395
2022-04-20 14:00 | 0.80204 | 0.16167 | 0.1 | 116.43
2022-04-20 15:00 | 0.84431 | 0.11884 | 0.22 | 122.5617
2022-04-20 16:00 | 0.87101 | 0.065505 | 0.31 | 135.405
2022-04-20 17:00 | 0.83449 | 0.045527 | 0.32 | 201.3208
2022-04-20 18:00 | 0.099265 | 0.044142 | 0.33 | 285.9833
2022-04-20 19:00 | 0 | 0.051871 | 0.32 | 332.8225
2022-04-20 20:00 | 0 | 0.007668 | 0.3 | 287.4
2022-04-20 21:00 | 0 | 0.007988 | 0.32 | 304.8667
2022-04-20 22:00 | 0 | 0.00948 | 0.32 | 290.4
2022-04-20 23:00 | 0 | 0.010689 | 0.33 | 279.9775
2022-04-21 | 0 | 0.049078 | 0.34 | 270.7125
2022-04-21 01:00 | 0 | 0.082018 | 0.31 | 255.6242
2022-04-21 02:00 | 0 | 0.15104 | 0.31 | 265.535
2022-04-21 03:00 | 0 | 0.14769 | 0.32 | 268.965
2022-04-21 04:00 | 0 | 0.17183 | 0.31 | 229.2925
2022-04-21 05:00 | 0 | 0.15728 | 0.3 | 218.6025
2022-04-21 06:00 | 0 | 0.16343 | 0.25 | 249.4183
2022-04-21 07:00 | 0 | 0.10251 | 0.2 | 282.2625
2022-04-21 08:00 | 0.092362 | 0.016319 | 0.1 | 237.0775
2022-04-21 09:00 | 0.43126 | 0.008668 | 0.1 | 203.7517
2022-04-21 10:00 | 0.59071 | 0.009845 | 0.14 | 180.4175
2022-04-21 11:00 | 0.52993 | 0.017336 | 0.15 | 157.0875
2022-04-21 12:00 | 0.63074 | 0.007693 | 0.15 | 193.9292
2022-04-21 13:00 | 0.4526 | 0.000724 | 0.18 | 235.2633
2022-04-21 14:00 | 0.40142 | 0.003523 | 0.22 | 221.4925
2022-04-21 15:00 | 0.26554 | 0.030305 | 0.22 | 261.4642
2022-04-21 16:00 | 0.17369 | 0.099007 | 0.2 | 293.7025
2022-04-21 17:00 | 0.20524 | 0.24285 | 0.19 | 285.7642
2022-04-21 18:00 | 0.069142 | 0.35693 | 0.17 | 316.3967
2022-04-21 19:00 | 0 | 0.37596 | 0.15 | 298.54
2022-04-21 20:00 | 0 | 0.39905 | 0.14 | 209.6225
2022-04-21 21:00 | 0 | 0.31655 | 0.12 | 177.3
2022-04-21 22:00 | 0 | 0.30389 | 0.1 | 149.0608
2022-04-21 23:00 | 0 | 0.29402 | 0.09 | 140.045
2022-04-22 | 0 | 0.33223 | 0.08 | 140.3808
2022-04-22 01:00 | 0 | 0.40169 | 0.09 | 141.595
2022-04-22 02:00 | 0 | 0.37732 | 0.09 | 132.2017
2022-04-22 03:00 | 0 | 0.39863 | 0.1 | 97.4175
2022-04-22 04:00 | 0 | 0.38327 | 0.1 | 116.03
2022-04-22 05:00 | 0 | 0.31136 | 0.12 | 117.4517
2022-04-22 06:00 | 0 | 0.28268 | 0.11 | 104.85
2022-04-22 07:00 | 0 | 0.29695 | 0.07 | 157.1142
2022-04-22 08:00 | 0.08794 | 0.18888 | 0.07 | 148.8358
2022-04-22 09:00 | 0.45804 | 0.11664 | 0.08 | 113.9142
2022-04-22 10:00 | 0.75907 | 0.22838 | 0.08 | 57.0442
2022-04-22 11:00 | 0.76818 | 0.1311 | 0.09 | 19.7092
2022-04-22 12:00 | 0.7502 | 0.03344 | 0.1 | -10.3625
2022-04-22 13:00 | 0.73445 | 0.00093 | 0.07 | 55.7167
2022-04-22 14:00 | 0.73108 | 0.004724 | 0.12 | 79.0425
2022-04-22 15:00 | 0.56326 | 0.027907 | 0.19 | 77.0092
2022-04-22 16:00 | 0.50953 | 0.056742 | 0.19 | 26.0983
2022-04-22 17:00 | 0.44212 | 0.09955 | 0.16 | 158.5258
2022-04-22 18:00 | 0.10945 | 0.15395 | 0.1 | 234.9967
2022-04-22 19:00 | 0 | 0.25846 | 0.1 | 229.6042
2022-04-22 20:00 | 0 | 0.30678 | 0.09 | 156.9283
2022-04-22 21:00 | 0 | 0.39857 | 0.1 | 130.7758
2022-04-22 22:00 | 0 | 0.36273 | 0.12 | 132.5283
2022-04-22 23:00 | 0 | 0.26354 | 0.13 | 122.52
2022-04-23 | 0 | 0.23589 | 0.12 | 137.4925
2022-04-23 01:00 | 0 | 0.19256 | 0.1 | 142.1658
2022-04-23 02:00 | 0 | 0.12429 | 0.1 | 139.3192
2022-04-23 03:00 | 0 | 0.10781 | 0.1 | 148.3333
2022-04-23 04:00 | 0 | 0.093533 | 0.1 | 150.7892
2022-04-23 05:00 | 0 | 0.092183 | 0.13 | 153.1958
2022-04-23 06:00 | 0 | 0.083968 | 0.06 | 143.3258
2022-04-23 07:00 | 0 | 0.068471 | 0.05 | 177.1425
2022-04-23 08:00 | 0.093708 | 0.087475 | 0.04 | 181.0333
2022-04-23 09:00 | 0.45637 | 0.078706 | 0.08 | 82.9125
2022-04-23 10:00 | 0.85664 | 0.11382 | 0.09 | -64.5783
2022-04-23 11:00 | 0.82747 | 0.14817 | 0.05 | -92.6742
2022-04-23 12:00 | 0.75027 | 0.11599 | 0.1 | -104.1592
2022-04-23 13:00 | 0.73441 | 0.078084 | 0.05 | -85.5
2022-04-23 14:00 | 0.76412 | 0.055395 | 0.1 | -75.4217
2022-04-23 15:00 | 0.80512 | 0.04401 | 0.13 | -51.2792
2022-04-23 16:00 | 0.83617 | 0.088344 | 0.14 | -43.2492
2022-04-23 17:00 | 0.45919 | 0.13133 | 0.1 | 41.2933
2022-04-23 18:00 | 0.10286 | 0.16144 | 0.09 | 212.0892
2022-04-23 19:00 | 0 | 0.26294 | 0.07 | 179.4475
2022-04-23 20:00 | 0 | 0.23822 | 0.07 | 129.0892
2022-04-23 21:00 | 0 | 0.20885 | 0.07 | 141.4167
2022-04-23 22:00 | 0 | 0.17779 | 0.06 | 124.1117
2022-04-23 23:00 | 0 | 0.20056 | 0.05 | 134.21
2022-04-24 | 0 | 0.3596 | 0.05 | 126.0342
2022-04-24 01:00 | 0 | 0.44173 | 0.05 | 127.635
2022-04-24 02:00 | 0 | 0.46097 | 0.05 | 114.5433
2022-04-24 03:00 | 0 | 0.50944 | 0.05 | 109.3883
2022-04-24 04:00 | 0 | 0.62205 | 0.05 | 112.4992
2022-04-24 05:00 | 0 | 0.73467 | 0.05 | 134.3067
2022-04-24 06:00 | 0 | 0.86601 | 0.05 | 119.06
2022-04-24 07:00 | 0 | 0.84432 | 0.03 | 120.9475
2022-04-24 08:00 | 0.090648 | 0.86485 | 0.03 | 81.1292
2022-04-24 09:00 | 0.42573 | 0.89392 | 0.02 | -37.1967
2022-04-24 10:00 | 0.87009 | 0.84867 | 0.02 | -50.8358
2022-04-24 11:00 | 0.83328 | 0.83112 | 0.02 | -73.6692
2022-04-24 12:00 | 0.77978 | 0.71946 | 0.02 | -90.8033
2022-04-24 13:00 | 0.72932 | 0.45461 | 0.04 | -103.6583
2022-04-24 14:00 | 0.7613 | 0.31165 | 0.05 | -71.2358
2022-04-24 15:00 | 0.80834 | 0.15067 | 0.11 | -77.9125
2022-04-24 16:00 | 0.83632 | 0.4334 | 0.16 | -54.44
2022-04-24 17:00 | 0.45757 | 0.26391 | 0.2 | 61.7592
2022-04-24 18:00 | 0.10138 | 0.1689 | 0.15 | 222.665
2022-04-24 19:00 | 0 | 0.14844 | 0.1 | 280.7725
2022-04-24 20:00 | 0 | 0.043752 | 0.08 | 194.8133
2022-04-24 21:00 | 0 | 0.20369 | 0.08 | 180.2
2022-04-24 22:00 | 0 | 0.31547 | 0.07 | 146.7458
2022-04-24 23:00 | 0 | 0.43075 | 0.06 | 151.7267
2022-04-25 | 0 | 0.52471 | 0.06 | 164.7717
2022-04-25 01:00 | 0 | 0.5901 | 0.06 | 140.8317
2022-04-25 02:00 | 0 | 0.63521 | 0.06 | 135.0775
2022-04-25 03:00 | 0 | 0.65667 | 0.1 | 122.67
2022-04-25 04:00 | 0 | 0.63959 | 0.09 | 113.4892
2022-04-25 05:00 | 0 | 0.588 | 0.1 | 116.7642
2022-04-25 06:00 | 0 | 0.53311 | 0.1 | 131.1083
2022-04-25 07:00 | 0 | 0.34492 | 0.07 | 147.0075
2022-04-25 08:00 | 0.049897 | 0.32604 | 0 | 141.4592
2022-04-25 09:00 | 0.13781 | 0.34199 | 0.02 | 137.4017
2022-04-25 10:00 | 0.068766 | 0.47991 | 0.02 | 160.5733
2022-04-25 11:00 | 0.19993 | 0.43912 | 0.02 | 77.6692
2022-04-25 12:00 | 0.51046 | 0.36958 | 0.02 | 60.9
2022-04-25 13:00 | 0.53526 | 0.41201 | 0.06 | 49.5275
2022-04-25 14:00 | 0.53081 | 0.39959 | 0.06 | 53.9658
2022-04-25 15:00 | 0.52668 | 0.40437 | 0.1 | 104.1975
2022-04-25 16:00 | 0.17937 | 0.42275 | 0.12 | 64.9667
2022-04-25 17:00 | 0.062927 | 0.42078 | 0.09 | 133.0025
2022-04-25 18:00 | 0.031923 | 0.42671 | 0.09 | 243.1692
2022-04-25 19:00 | 0 | 0.32339 | 0.08 | 220.0217
2022-04-25 20:00 | 0 | 0.14411 | 0.09 | 159.605
2022-04-25 21:00 | 0 | 0.24248 | 0.09 | 129.2617
2022-04-25 22:00 | 0 | 0.37387 | 0.06 | 115.1425
2022-04-25 23:00 | 0 | 0.40744 | 0.06 | 144.0983
2022-04-26 | 0 | 0.41555 | 0 | 137.5225
2022-04-26 01:00 | 0 | 0.38352 | 0.05 | 128.6708
2022-04-26 02:00 | 0 | 0.32614 | 0 | 100.3792
2022-04-26 03:00 | 0 | 0.29708 | 0.06 | 87.2075
2022-04-26 04:00 | 0 | 0.26212 | 0.08 | 81.4225
2022-04-26 05:00 | 0 | 0.30948 | 0.1 | 83.7642
2022-04-26 06:00 | 0 | 0.32075 | 0.09 | 96.8533
2022-04-26 07:00 | 0 | 0.25927 | 0.06 | 150.8908
2022-04-26 08:00 | 0.049934 | 0.28948 | 0 | 206.5725
2022-04-26 09:00 | 0.40673 | 0.25254 | 0.04 | 155.2483
2022-04-26 10:00 | 0.77494 | 0.16452 | 0.06 | 165.1675
2022-04-26 11:00 | 0.77276 | 0.18763 | 0.08 | 80.0717
2022-04-26 12:00 | 0.73295 | 0.25709 | 0.12 | 96.935
2022-04-26 13:00 | 0.7075 | 0.29673 | 0.16 | 176.9108
2022-04-26 14:00 | 0.72355 | 0.2888 | 0.19 | 273.7958
2022-04-26 15:00 | 0.76402 | 0.22604 | 0.2 | 285.0475
2022-04-26 16:00 | 0.77796 | 0.16281 | 0.2 | 290.2858
2022-04-26 17:00 | 0.41732 | 0.12904 | 0.25 | 287.1675
2022-04-26 18:00 | 0.05719 | 0.16143 | 0.26 | 267.1725
2022-04-26 19:00 | 0 | 0.30754 | 0.3 | 309.2758
2022-04-26 20:00 | 0 | 0.46669 | 0.27 | 302.4675
2022-04-26 21:00 | 0 | 0.4455 | 0.23 | 256.4775
2022-04-26 22:00 | 0 | 0.29649 | 0.22 | 274.8625
2022-04-26 23:00 | 0 | 0.19368 | 0.25 | 238.2667
2022-04-27 | 0 | 0.10467 | 0.27 | 286.6492
2022-04-27 01:00 | 0 | 0.050474 | 0.29 | 259.6875
2022-04-27 02:00 | 0 | 0.018423 | 0.3 | 269.5842
2022-04-27 03:00 | 0 | 0.006108 | 0.32 | 234.9458
2022-04-27 04:00 | 0 | 0.006588 | 0.33 | 257.63
2022-04-27 05:00 | 0 | 0.004509 | 0.33 | 374.9442
2022-04-27 06:00 | 0 | 0.004379 | 0.3 | 315.3717
2022-04-27 07:00 | 0 | 0.007923 | 0.22 | 354.0808
2022-04-27 08:00 | 0.0068603 | 0.027934 | 0.18 | 349.5783
2022-04-27 09:00 | 0.026686 | 0.011906 | 0.17 | 236.4283
2022-04-27 10:00 | 0.14569 | 0.010178 | 0.13 | 220.2083
2022-04-27 11:00 | 0.27186 | 0.01417 | 0.14 | 220.7742
2022-04-27 12:00 | 0.35592 | 0.014473 | 0.21 | 229.7925
2022-04-27 13:00 | 0.2855 | 0.005574 | 0.22 | 204.5225
2022-04-27 14:00 | 0.13911 | 0.000326 | 0.28 | 177.7583
2022-04-27 15:00 | 0.18456 | 0.000421 | 0.33 | 210.2117
2022-04-27 16:00 | 0.36709 | 0.000619 | 0.32 | 276.2425
2022-04-27 17:00 | 0.40544 | 0.000836 | 0.31 | 291.8667
2022-04-27 18:00 | 0.079826 | 0.02893 | 0.29 | 280.5392
2022-04-27 19:00 | 0 | 0.11828 | 0.26 | 309.9258
2022-04-27 20:00 | 0 | 0.21476 | 0.25 | 284.3517
2022-04-27 21:00 | 0 | 0.4136 | 0.2 | 283.2608
2022-04-27 22:00 | 0 | 0.49001 | 0.23 | 249.0733
2022-04-27 23:00 | 0 | 0.45325 | 0.2 | 245.6608
2022-04-28 | 0 | 0.47421 | 0.16 | 215.7833
2022-04-28 01:00 | 0 | 0.46315 | 0.15 | 232.7467
2022-04-28 02:00 | 0 | 0.51971 | 0.11 | 199.3158
2022-04-28 03:00 | 0 | 0.5284 | 0.1 | 199.1275
2022-04-28 04:00 | 0 | 0.55557 | 0.15 | 159.545
2022-04-28 05:00 | 0 | 0.62485 | 0.15 | 168.5483
2022-04-28 06:00 | 0 | 0.738 | 0.14 | 203.6483
2022-04-28 07:00 | 0 | 0.82324 | 0.09 | 221.9975
2022-04-28 08:00 | 0.074929 | 0.81025 | 0.04 | 195.7342
2022-04-28 09:00 | 0.40073 | 0.79929 | 0.04 | 202.7342
2022-04-28 10:00 | 0.79241 | 0.71176 | 0.04 | 110.6142
2022-04-28 11:00 | 0.75675 | 0.79788 | 0.05 | 14.5375
2022-04-28 12:00 | 0.72269 | 0.86694 | 0.05 | -35.0717
2022-04-28 13:00 | 0.64875 | 0.85074 | 0.05 | -33.5733
2022-04-28 14:00 | 0.7031 | 0.83329 | 0.07 | -45.2083
2022-04-28 15:00 | 0.70146 | 0.84008 | 0.13 | -22.0242
2022-04-28 16:00 | 0.72586 | 0.8052 | 0.17 | -30.605
2022-04-28 17:00 | 0.30841 | 0.73736 | 0.14 | 76.1192
2022-04-28 18:00 | 0.062443 | 0.80652 | 0.1 | 233.5725
2022-04-28 19:00 | 0 | 0.85628 | 0.1 | 236.3242
2022-04-28 20:00 | 0 | 0.88031 | 0.09 | 198.9475
2022-04-28 21:00 | 0 | 0.86583 | 0.1 | 165.3675
2022-04-28 22:00 | 0 | 0.80293 | 0.09 | 110.0967
2022-04-28 23:00 | 0 | 0.77991 | 0.09 | 118.995
2022-04-29 | 0 | 0.78411 | 0.12 | 125.5592
2022-04-29 01:00 | 0 | 0.67405 | 0.16 | 147.1733
2022-04-29 02:00 | 0 | 0.3954 | 0.2 | 148.8525
2022-04-29 03:00 | 0 | 0.20661 | 0.2 | 168.675
2022-04-29 04:00 | 0 | 0.12357 | 0.24 | 193.6392
2022-04-29 05:00 | 0 | 0.060484 | 0.27 | 206.22
2022-04-29 06:00 | 0 | 0.02134 | 0.27 | 211.6425
2022-04-29 07:00 | 0 | 0.008088 | 0.26 | 251.9433
2022-04-29 08:00 | 0.059132 | 0.003539 | 0.21 | 246.9483
2022-04-29 09:00 | 0.4012 | 0.003939 | 0.19 | 199.6242
2022-04-29 10:00 | 0.52215 | 0.007884 | 0.09 | 212.7108
2022-04-29 11:00 | 0.69751 | 0.064502 | 0.16 | 197.5875
2022-04-29 12:00 | 0.73243 | 0.1048 | 0.17 | 182.9067
2022-04-29 13:00 | 0.71622 | 0.059847 | 0.18 | 143.0642
2022-04-29 14:00 | 0.73317 | 0.03471 | 0.19 | 209.3717
2022-04-29 15:00 | 0.76959 | 0.027184 | 0.2 | 220.6633
2022-04-29 16:00 | 0.79599 | 0.01842 | 0.18 | 262.8775
2022-04-29 17:00 | 0.42596 | 0.071789 | 0.18 | 270.6925
2022-04-29 18:00 | 0.080958 | 0.14986 | 0.18 | 272.1808
2022-04-29 19:00 | 0 | 0.1705 | 0.14 | 229.96
2022-04-29 20:00 | 0 | 0.34072 | 0.11 | 230.7908
2022-04-29 21:00 | 0 | 0.3263 | 0.12 | 229.9742
2022-04-29 22:00 | 0 | 0.38728 | 0.09 | 171.2183
2022-04-29 23:00 | 0 | 0.33592 | 0.07 | 169.7975
2022-04-30 | 0 | 0.20981 | 0.06 | 188.9392
2022-04-30 01:00 | 0 | 0.19398 | 0.06 | 127.7708
2022-04-30 02:00 | 0 | 0.22498 | 0.06 | 108.8933
2022-04-30 03:00 | 0 | 0.21078 | 0.07 | 59.0675
2022-04-30 04:00 | 0 | 0.22291 | 0.08 | 29.8192
2022-04-30 05:00 | 0 | 0.22908 | 0.08 | -13.3875
2022-04-30 06:00 | 0 | 0.20237 | 0.07 | 98.3292
2022-04-30 07:00 | 0 | 0.17302 | 0.1 | 140.2025
2022-04-30 08:00 | 0.0083733 | 0.14075 | 0.02 | 129.2767
2022-04-30 09:00 | 0.085711 | 0.21073 | 0.02 | 29.0883
2022-04-30 10:00 | 0.21335 | 0.28375 | 0.02 | -21.0858
2022-04-30 11:00 | 0.22334 | 0.32566 | 0.03 | -37.4592
2022-04-30 12:00 | 0.21969 | 0.25436 | 0.02 | -42.6725
2022-04-30 13:00 | 0.26552 | 0.20716 | 0.05 | -59.6475
2022-04-30 14:00 | 0.18996 | 0.13524 | 0.1 | -50.9992
2022-04-30 15:00 | 0.080566 | 0.097351 | 0.2 | -12.3867
2022-04-30 16:00 | 0.046468 | 0.081982 | 0.23 | 71.085
2022-04-30 17:00 | 0.027344 | 0.07386 | 0.27 | 165.4675
2022-04-30 18:00 | 0.007719 | 0.086631 | 0.3 | 274.095
2022-04-30 19:00 | 0 | 0.1263 | 0.32 | 279.3692
2022-04-30 20:00 | 0 | 0.13529 | 0.32 | 281.6583
2022-04-30 21:00 | 0 | 0.10879 | 0.3 | 259.3475
2022-04-30 22:00 | 0 | 0.068888 | 0.31 | 256.7467
2022-04-30 23:00 | 0 | 0.020901 | 0.31 | 220.0583
2022-05-01 | 0 | 0.001917 | 0.29 | 218.0717
2022-05-01 01:00 | 0 | 0.002814 | 0.25 | 200.97
2022-05-01 02:00 | 0 | 0.004906 | 0.26 | 206.975
2022-05-01 03:00 | 0 | 0.00334 | 0.29 | 203.4525
2022-05-01 04:00 | 0 | 0.000337 | 0.3 | 192.1217
2022-05-01 05:00 | 0 | 0.000914 | 0.29 | 201.8708
2022-05-01 06:00 | 0 | 0.003059 | 0.2 | 202.7542
2022-05-01 07:00 | 0 | 0.00222 | 0.08 | 201.4025
2022-05-01 08:00 | 0.060842 | 0.001268 | 0.03 | 164.2742
2022-05-01 09:00 | 0.42734 | 0.003558 | 0.02 | 111.1575
2022-05-01 10:00 | 0.82789 | 0.000853 | 0.03 | 64.0167
2022-05-01 11:00 | 0.6074 | 0.000712 | 0.03 | 22.0117
2022-05-01 12:00 | 0.60072 | 0.00091 | 0.04 | 13.7367
2022-05-01 13:00 | 0.557 | 0.003434 | 0.09 | 9.8467
2022-05-01 14:00 | 0.7081 | 0.005994 | 0.15 | 17.5625
2022-05-01 15:00 | 0.80315 | 0.009081 | 0.22 | 55.2683
2022-05-01 16:00 | 0.82898 | 0.016713 | 0.29 | 128.2017
2022-05-01 17:00 | 0.43908 | 0.038595 | 0.3 | 223.3833
2022-05-01 18:00 | 0.071609 | 0.1042 | 0.31 | 271.9958
2022-05-01 19:00 | 0 | 0.13125 | 0.32 | 292.3508
2022-05-01 20:00 | 0 | 0.069259 | 0.32 | 278.375
2022-05-01 21:00 | 0 | 0.04525 | 0.31 | 272.2642
2022-05-01 22:00 | 0 | 0.03604 | 0.31 | 255.7108
2022-05-01 23:00 | 0 | 0.036133 | 0.29 | 225.0242
2022-05-02 | 0 | 0.035556 | 0.25 | 215.4817
2022-05-02 01:00 | 0 | 0.006969 | 0.25 | 207.52
2022-05-02 02:00 | 0 | 0.000347 | 0.27 | 199.865
2022-05-02 03:00 | 0 | 0.002434 | 0.29 | 180.0917
2022-05-02 04:00 | 0 | 0.001091 | 0.31 | 155.5
2022-05-02 05:00 | 0 | 0.0024 | 0.31 | 163.4167
2022-05-02 06:00 | 0 | 0.005115 | 0.2 | 207.2367
2022-05-02 07:00 | 0 | 0.006076 | 0.17 | 249.1542
2022-05-02 08:00 | 0.055743 | 0.002675 | 0.1 | 237.56
2022-05-02 09:00 | 0.40696 | 0.013667 | 0.06 | 166.1875
2022-05-02 10:00 | 0.8012 | 0.016636 | 0.07 | 179.7625
2022-05-02 11:00 | 0.77574 | 0.049644 | 0.05 | 92.01
2022-05-02 12:00 | 0.72232 | 0.057704 | 0.06 | 24.705
2022-05-02 13:00 | 0.70674 | 0.042732 | 0.14 | 16.6975
2022-05-02 14:00 | 0.72332 | 0.018166 | 0.18 | 56.9175
2022-05-02 15:00 | 0.76256 | 0.006426 | 0.29 | 113.5125
2022-05-02 16:00 | 0.78231 | 0.002163 | 0.31 | 167.22
2022-05-02 17:00 | 0.42516 | 0.000813 | 0.34 | 240.7192
2022-05-02 18:00 | 0.066019 | 0.005179 | 0.34 | 307.4008
2022-05-02 19:00 | 0 | 0.003042 | 0.34 | 258.9208
2022-05-02 20:00 | 0 | 0.005744 | 0.31 | 223.5067
2022-05-02 21:00 | 0 | 0.010841 | 0.28 | 255.2092
2022-05-02 22:00 | 0 | 0.051038 | 0.25 | 237.3458
2022-05-02 23:00 | 0 | 0.14325 | 0.18 | 190.7208
2022-05-03 | 0 | 0.2672 | 0.13 | 171.45
2022-05-03 01:00 | 0 | 0.34751 | 0.09 | 178.2992
2022-05-03 02:00 | 0 | 0.32744 | 0.1 | 132.245
2022-05-03 03:00 | 0 | 0.29708 | 0.09 | 69.4067
2022-05-03 04:00 | 0 | 0.26212 | 0.14 | -5.99
2022-05-03 05:00 | 0 | 0.30948 | 0.15 | -23.755
2022-05-03 06:00 | 0 | 0.32075 | 0.08 | 8.03
2022-05-03 07:00 | 0 | 0.25927 | 0.02 | 146.6525
2022-05-03 08:00 | 0.049934 | 0.28948 | 0.02 | 143.5942
2022-05-03 09:00 | 0.40673 | 0.25254 | 0.03 | 78.8433
2022-05-03 10:00 | 0.77494 | 0.16452 | 0.02 | -7.0683
2022-05-03 11:00 | 0.77276 | 0.18763 | 0.02 | -39.135
2022-05-03 12:00 | 0.73295 | 0.25709 | 0 | -51.0958
2022-05-03 13:00 | 0.7075 | 0.29673 | 0.03 | -45.5067
2022-05-03 14:00 | 0.72355 | 0.2888 | 0.06 | -44.9833
2022-05-03 15:00 | 0.76402 | 0.22604 | 0.1 | -43.6083
2022-05-03 16:00 | 0.77796 | 0.16281 | 0.2 | -41.0383
2022-05-03 17:00 | 0.41732 | 0.12904 | 0.2 | 38.5808
2022-05-03 18:00 | 0.05719 | 0.16143 | 0.18 | 124.7642
2022-05-03 19:00 | 0 | 0.30754 | 0.15 | 137.4133
2022-05-03 20:00 | 0 | 0.46669 | 0.17 | 200.2575
2022-05-03 21:00 | 0 | 0.4455 | 0.15 | 177.9758
2022-05-03 22:00 | 0 | 0.2969 | 0.18 | 154.6067
2022-05-03 23:00 | 0 | 0.16047 | 0.16 | 198.5742
2022-05-04 | 0 | 0.11809 | 0.1 | 218.9383
2022-05-04 01:00 | 0 | 0.15293 | 0.11 | 202.7467
2022-05-04 02:00 | 0 | 0.12939 | 0.11 | 198.4008
2022-05-04 03:00 | 0 | 0.06825 | 0.1 | 169.8333
2022-05-04 04:00 | 0 | 0.043839 | 0.15 | 153.1117
2022-05-04 05:00 | 0 | 0.042249 | 0.17 | 170.7708
2022-05-04 06:00 | 0 | 0.11656 | 0.17 | 170.2308
2022-05-04 07:00 | 0 | 0.29755 | 0.12 | 216.0492
2022-05-04 08:00 | 0.048636 | 0.28965 | 0.12 | 255.1767
2022-05-04 09:00 | 0.43046 | 0.17849 | 0.12 | 196.5525
2022-05-04 10:00 | 0.80683 | 0.21722 | 0.07 | 164.085
2022-05-04 11:00 | 0.77685 | 0.35787 | 0.04 | 170.9467
2022-05-04 12:00 | 0.73344 | 0.37348 | 0.07 | 144.0475
2022-05-04 13:00 | 0.70334 | 0.49646 | 0.09 | 118.6733
2022-05-04 14:00 | 0.72237 | 0.67963 | 0.11 | 31.9433
2022-05-04 15:00 | 0.74989 | 0.76368 | 0.22 | 121.1558
2022-05-04 16:00 | 0.78054 | 0.83543 | 0.23 | 146.375
2022-05-04 17:00 | 0.41311 | 0.80466 | 0.23 | 157.825
2022-05-04 18:00 | 0.052746 | 0.69534 | 0.21 | 251.7475
2022-05-04 19:00 | 0 | 0.60733 | 0.22 | 275.4133
2022-05-04 20:00 | 0 | 0.6194 | 0.25 | 294.2167
2022-05-04 21:00 | 0 | 0.56535 | 0.3 | 209.4842
2022-05-04 22:00 | 0 | 0.61489 | 0.2 | 199.2
2022-05-04 23:00 | 0 | 0.66762 | 0.23 | 272.125
2022-05-05 | 0 | 0.51877 | 0.2 | 267.29
2022-05-05 01:00 | 0 | 0.46681 | 0.22 | 266.1075
2022-05-05 02:00 | 0 | 0.48356 | 0.2 | 263.3392
2022-05-05 03:00 | 0 | 0.37017 | 0.23 | 256.4283
2022-05-05 04:00 | 0 | 0.36117 | 0.23 | 237.1608
2022-05-05 05:00 | 0 | 0.3655 | 0.2 | 251.355
2022-05-05 06:00 | 0 | 0.29259 | 0.22 | 265.2067
2022-05-05 07:00 | 0 | 0.30563 | 0.16 | 264.4258
2022-05-05 08:00 | 0.035165 | 0.3225 | 0.09 | 311.7958
2022-05-05 09:00 | 0.26308 | 0.33182 | 0.06 | 246.6475
2022-05-05 10:00 | 0.36704 | 0.46842 | 0.05 | 158.7142
2022-05-05 11:00 | 0.46141 | 0.44674 | 0.06 | 160.3217
2022-05-05 12:00 | 0.3714 | 0.56242 | 0.1 | 160.0633
2022-05-05 13:00 | 0.37266 | 0.6322 | 0.1 | 158.6583
2022-05-05 14:00 | 0.47456 | 0.68607 | 0.17 | 197.5042
2022-05-05 15:00 | 0.53901 | 0.72033 | 0.21 | 95.8283
2022-05-05 16:00 | 0.25781 | 0.71526 | 0.3 | 231.3858
2022-05-05 17:00 | 0.31769 | 0.68836 | 0.26 | 253.7667
2022-05-05 18:00 | 0.025331 | 0.63824 | 0.24 | 436.3583
2022-05-05 19:00 | 0 | 0.57072 | 0.24 | 347.8717
2022-05-05 20:00 | 0 | 0.4842 | 0.24 | 345.055
2022-05-05 21:00 | 0 | 0.39535 | 0.23 | 284.9117
2022-05-05 22:00 | 0 | 0.34547 | 0.2 | 323.1542
2022-05-05 23:00 | 0 | 0.27386 | 0.27 | 328.2258
2022-05-06 | 0 | 0.21958 | 0.27 | 323.365
2022-05-06 01:00 | 0 | 0.12496 | 0.27 | 329.4275
2022-05-06 02:00 | 0 | 0.088764 | 0.28 | 334.8392
2022-05-06 03:00 | 0 | 0.05036 | 0.29 | 318.6033
2022-05-06 04:00 | 0 | 0.067544 | 0.27 | 306.11
2022-05-06 05:00 | 0 | 0.078475 | 0.28 | 308.5908
2022-05-06 06:00 | 0 | 0.0828 | 0.25 | 321.2058
2022-05-06 07:00 | 0 | 0.055086 | 0.2 | 328.5475
2022-05-06 08:00 | 0.017631 | 0.021825 | 0.2 | 405.8217
2022-05-06 09:00 | 0.28477 | 0.033176 | 0.13 | 298.9992
2022-05-06 10:00 | 0.17999 | 0.080347 | 0.17 | 249.53
2022-05-06 11:00 | 0.39928 | 0.16502 | 0.09 | 166.4767
2022-05-06 12:00 | 0.41658 | 0.24315 | 0.11 | 132.4267
2022-05-06 13:00 | 0.4757 | 0.28364 | 0.08 | 185.0108
2022-05-06 14:00 | 0.59012 | 0.31507 | 0.17 | 179.3025
2022-05-06 15:00 | 0.75691 | 0.2837 | 0.22 | 196.83
2022-05-06 16:00 | 0.59791 | 0.24111 | 0.27 | 201.465
2022-05-06 17:00 | 0.42152 | 0.25826 | 0.26 | 208.9425
2022-05-06 18:00 | 0.047636 | 0.23525 | 0.28 | 253.4308
2022-05-06 19:00 | 0 | 0.21336 | 0.3 | 295.2833
2022-05-06 20:00 | 0 | 0.22829 | 0.3 | 258.1892
2022-05-06 21:00 | 0 | 0.12972 | 0.28 | 308.5658
2022-05-06 22:00 | 0 | 0.072014 | 0.28 | 339.6833
2022-05-06 23:00 | 0 | 0.034721 | 0.29 | 303.2067
2022-05-07 | 0 | 0.002966 | 0.25 | 249.5158
2022-05-07 01:00 | 0 | 0.002084 | 0.23 | 257.8842
2022-05-07 02:00 | 0 | 0.004888 | 0.24 | 251.2892
2022-05-07 03:00 | 0 | 0.004383 | 0.25 | 228.9175
2022-05-07 04:00 | 0 | 0.004242 | 0.27 | 223.5958
2022-05-07 05:00 | 0 | 0.005043 | 0.25 | 222.6508
2022-05-07 06:00 | 0 | 0.004534 | 0.2 | 231.4017
2022-05-07 07:00 | 0 | 0.012539 | 0.14 | 230.0692
2022-05-07 08:00 | 0.027729 | 0.021529 | 0.07 | 235.345
2022-05-07 09:00 | 0.2175 | 0.012526 | 0.06 | 181.5608
2022-05-07 10:00 | 0.46957 | 0.011091 | 0.07 | 88.965
2022-05-07 11:00 | 0.57948 | 0.039411 | 0.07 | 17.2425
2022-05-07 12:00 | 0.33163 | 0.052923 | 0.06 | -1.6075
2022-05-07 13:00 | 0.38391 | 0.054477 | 0.08 | 40.205
2022-05-07 14:00 | 0.38623 | 0.044326 | 0.14 | 135.8258
2022-05-07 15:00 | 0.49325 | 0.043538 | 0.21 | 94.5558
2022-05-07 16:00 | 0.3429 | 0.05358 | 0.25 | 170.5783
2022-05-07 17:00 | 0.25364 | 0.046794 | 0.27 | 189.3233
2022-05-07 18:00 | 0.025376 | 0.046442 | 0.3 | 214.785
2022-05-07 19:00 | 0 | 0.046933 | 0.31 | 257.8592
2022-05-07 20:00 | 0 | 0.020462 | 0.32 | 311.5967
2022-05-07 21:00 | 0 | 0.006077 | 0.32 | 343.4025
2022-05-07 22:00 | 0 | 0.001875 | 0.32 | 264.0283
2022-05-07 23:00 | 0 | 0.001048 | 0.3 | 225.8475
2022-05-08 | 0 | 0.00394 | 0.33 | 307.1025
2022-05-08 01:00 | 0 | 0.005927 | 0.32 | 278.6083
2022-05-08 02:00 | 0 | 0.00604 | 0.35 | 248.7642
2022-05-08 03:00 | 0 | 0.004074 | 0.36 | 254.04
2022-05-08 04:00 | 0 | 0.005719 | 0.36 | 257.3842
2022-05-08 05:00 | 0 | 0.005719 | 0.35 | 247.0833
2022-05-08 06:00 | 0 | 0.002199 | 0.32 | 246.7875
2022-05-08 07:00 | 0 | 0.006329 | 0.24 | 266.1067
2022-05-08 08:00 | 0.044051 | 0.000337 | 0.19 | 237.0308
2022-05-08 09:00 | 0.3863 | 0.000175 | 0.12 | 269.9817
2022-05-08 10:00 | 0.80477 | 0.004366 | 0.11 | 217.9025
2022-05-08 11:00 | 0.77171 | 0.001775 | 0.13 | 190.7158
2022-05-08 12:00 | 0.72259 | 0.003499 | 0.13 | 150.0417
2022-05-08 13:00 | 0.6905 | 0.001931 | 0.14 | 139.8983
2022-05-08 14:00 | 0.71556 | 0.00538 | 0.25 | 212.8025
2022-05-08 15:00 | 0.76016 | 0.002143 | 0.28 | 211.4467
2022-05-08 16:00 | 0.79128 | 0.002739 | 0.27 | 231.9067
2022-05-08 17:00 | 0.41951 | 0.017288 | 0.25 | 285.9742
2022-05-08 18:00 | 0.042457 | 0.10029 | 0.24 | 327.42
2022-05-08 19:00 | 0 | 0.19762 | 0.24 | 332.4425
2022-05-08 20:00 | 0 | 0.14476 | 0.22 | 269.87
2022-05-08 21:00 | 0 | 0.11883 | 0.21 | 276.9775
2022-05-08 22:00 | 0 | 0.088086 | 0.2 | 270.1783
2022-05-08 23:00 | 0 | 0.089278 | 0.21 | 254.7575
2022-05-09 | 0 | 0.13515 | 0.16 | 264.6317
2022-05-09 01:00 | 0 | 0.18117 | 0.12 | 276.2708
2022-05-09 02:00 | 0 | 0.20999 | 0.14 | 257.105
2022-05-09 03:00 | 0 | 0.21966 | 0.16 | 236.7825
2022-05-09 04:00 | 0 | 0.19556 | 0.19 | 214.0008
2022-05-09 05:00 | 0 | 0.15838 | 0.2 | 244.3658
2022-05-09 06:00 | 0 | 0.16953 | 0.18 | 247.315
2022-05-09 07:00 | 0 | 0.14627 | 0.15 | 250.71
2022-05-09 08:00 | 0.041878 | 0.07967 | 0.1 | 298.305
2022-05-09 09:00 | 0.413 | 0.057475 | 0.09 | 278.7817
2022-05-09 10:00 | 0.79116 | 0.014685 | 0.13 | 256.1092
2022-05-09 11:00 | 0.76155 | 0.025417 | 0.1 | 184.4467
2022-05-09 12:00 | 0.61253 | 0.008472 | 0.08 | 238.6283
2022-05-09 13:00 | 0.62854 | 0.002089 | 0.1 | 223.4975
2022-05-09 14:00 | 0.69462 | 0.002584 | 0.19 | 195.0667
2022-05-09 15:00 | 0.74636 | 0.004548 | 0.3 | 200.2233
2022-05-09 16:00 | 0.76564 | 0.022072 | 0.29 | 276.4908
2022-05-09 17:00 | 0.40373 | 0.047852 | 0.25 | 344.9525
2022-05-09 18:00 | 0.039793 | 0.1255 | 0.2 | 4616.2558
2022-05-09 19:00 | 0 | 0.18598 | 0.23 | 7742.705
2022-05-09 20:00 | 0 | 0.19024 | 0.16 | 307.7175
2022-05-09 21:00 | 0 | 0.14823 | 0.13 | 295.5567
2022-05-09 22:00 | 0 | 0.12972 | 0.12 | 278.5908
2022-05-09 23:00 | 0 | 0.11215 | 0.13 | 233.1108
2022-05-10 | 0 | 0.1718 | 0.13 | 224.7
2022-05-10 01:00 | 0 | 0.20578 | 0.13 | 217.2558
2022-05-10 02:00 | 0 | 0.22621 | 0.11 | 235.6408
2022-05-10 03:00 | 0 | 0.22147 | 0.15 | 225.8017
2022-05-10 04:00 | 0 | 0.16783 | 0.2 | 214.4375
2022-05-10 05:00 | 0 | 0.079294 | 0.22 | 209.755
2022-05-10 06:00 | 0 | 0.048797 | 0.2 | 236.1167
2022-05-10 07:00 | 0 | 0.044272 | 0.14 | 361.7467
2022-05-10 08:00 | 0.038613 | 0.043879 | 0.06 | 1220.4583
2022-05-10 09:00 | 0.41074 | 0.07556 | 0.06 | 397.0642
2022-05-10 10:00 | 0.76599 | 0.044762 | 0.05 | 86.305
2022-05-10 11:00 | 0.7266 | 0.18361 | 0.05 | -65.8042
2022-05-10 12:00 | 0.69666 | 0.20095 | 0.07 | -79.03
2022-05-10 13:00 | 0.66173 | 0.17528 | 0.1 | -62.05
2022-05-10 14:00 | 0.66979 | 0.14313 | 0.14 | -33.8608
2022-05-10 15:00 | 0.70822 | 0.15098 | 0.19 | 86.2158
2022-05-10 16:00 | 0.74006 | 0.18615 | 0.21 | 229.3792
2022-05-10 17:00 | 0.39734 | 0.21354 | 0.18 | 294.6042
2022-05-10 18:00 | 0.038894 | 0.30629 | 0.1 | 2973.6567
2022-05-10 19:00 | 0 | 0.35525 | 0.1 | 2215.0725
2022-05-10 20:00 | 0 | 0.33577 | 0.12 | 289.8775
2022-05-10 21:00 | 0 | 0.25401 | 0.1 | 279.0967
2022-05-10 22:00 | 0 | 0.25511 | 0.1 | 263.1917
2022-05-10 23:00 | 0 | 0.26005 | 0.08 | 244.1558
2022-05-11 | 0 | 0.22148 | 0.07 | 248.8675
2022-05-11 01:00 | 0 | 0.16029 | 0.08 | 237.015
2022-05-11 02:00 | 0 | 0.13927 | 0.09 | 245.0875
2022-05-11 03:00 | 0 | 0.085754 | 0.14 | 250.3433
2022-05-11 04:00 | 0 | 0.056816 | 0.21 | 252.0083
2022-05-11 05:00 | 0 | 0.040054 | 0.21 | 260.3483
2022-05-11 06:00 | 0 | 0.014775 | 0.22 | 234.3442
2022-05-11 07:00 | 0 | 0.012546 | 0.19 | 537.6517
2022-05-11 08:00 | 0.036135 | 0.000769 | 0.18 | 4755.7758
2022-05-11 09:00 | 0.4059 | 0.018771 | 0.13 | 5139.4475
2022-05-11 10:00 | 0.79729 | 0.00527 | 0.13 | 319.5242
2022-05-11 11:00 | 0.75726 | 0.013133 | 0.08 | 311.9942
2022-05-11 12:00 | 0.72011 | 0.047753 | 0.07 | 301.5367
2022-05-11 13:00 | 0.69125 | 0.14323 | 0.1 | 255.1283
2022-05-11 14:00 | 0.7136 | 0.24264 | 0.11 | 222.7667
2022-05-11 15:00 | 0.75826 | 0.36862 | 0.15 | 62.0817
2022-05-11 16:00 | 0.79319 | 0.37663 | 0.17 | 94.1842
2022-05-11 17:00 | 0.41201 | 0.36632 | 0.1 | 245.5167
2022-05-11 18:00 | 0.025455 | 0.37024 | 0.14 | 346.4617
2022-05-11 19:00 | 0 | 0.44561 | 0.11 | 336.7225
2022-05-11 20:00 | 0 | 0.47108 | 0.11 | 267.8975
2022-05-11 21:00 | 0 | 0.41583 | 0.14 | 287.4275
2022-05-11 22:00 | 0 | 0.27159 | 0.2 | 297.4492
2022-05-11 23:00 | 0 | 0.21619 | 0.21 | 280.9958
2022-05-12 | 0 | 0.15884 | 0.23 | 293.415
2022-05-12 01:00 | 0 | 0.12041 | 0.27 | 359.2542
2022-05-12 02:00 | 0 | 0.1162 | 0.3 | 366.66
2022-05-12 03:00 | 0 | 0.10684 | 0.3 | 420.0992
2022-05-12 04:00 | 0 | 0.088171 | 0.34 | 380.2575
2022-05-12 05:00 | 0 | 0.096624 | 0.34 | 354.37
2022-05-12 06:00 | 0 | 0.10792 | 0.3 | 693.6583
2022-05-12 07:00 | 0 | 0.085029 | 0.22 | 409.9158
2022-05-12 08:00 | 0.027736 | 0.078763 | 0.21 | 596.2417
2022-05-12 09:00 | 0.31522 | 0.0469 | 0.2 | 390.9533
2022-05-12 10:00 | 0.67876 | 0.05977 | 0.23 | 420.0725
2022-05-12 11:00 | 0.7199 | 0.037557 | 0.25 | 392.3833
2022-05-12 12:00 | 0.67433 | 0.061778 | 0.23 | 382.6467
2022-05-12 13:00 | 0.65094 | 0.083841 | 0.25 | 393.0375
2022-05-12 14:00 | 0.67144 | 0.16145 | 0.25 | 412.11
2022-05-12 15:00 | 0.71783 | 0.21369 | 0.32 | 356.1983
2022-05-12 16:00 | 0.73526 | 0.17441 | 0.35 | 366.9175
2022-05-12 17:00 | 0.36872 | 0.15866 | 0.33 | 373.8342
2022-05-12 18:00 | 0.014068 | 0.15122 | 0.34 | 487.0717
2022-05-12 19:00 | 0 | 0.14801 | 0.3 | 522.6875
2022-05-12 20:00 | 0 | 0.18918 | 0.32 | 696.2608
2022-05-12 21:00 | 0 | 0.11873 | 0.32 | 412.8817
2022-05-12 22:00 | 0 | 0.09055 | 0.32 | 379.4342
2022-05-12 23:00 | 0 | 0.022445 | 0.31 | 363.6583
2022-05-13 | 0 | 0.002162 | 0.29 | 394.2033
2022-05-13 01:00 | 0 | 0.0018 | 0.3 | 358.6508
2022-05-13 02:00 | 0 | 0.023047 | 0.33 | 348.5208
2022-05-13 03:00 | 0 | 0.033781 | 0.34 | 340.2033
2022-05-13 04:00 | 0 | 0.025989 | 0.33 | 330.7492
2022-05-13 05:00 | 0 | 0.026926 | 0.33 | 346.0825
2022-05-13 06:00 | 0 | 0.02454 | 0.3 | 349
2022-05-13 07:00 | 0 | 0.040853 | 0.22 | 370.5358
2022-05-13 08:00 | 0.018506 | 0.10766 | 0.12 | 427.9308
2022-05-13 09:00 | 0.18611 | 0.13277 | 0.14 | 412
2022-05-13 10:00 | 0.32306 | 0.15428 | 0.13 | 376.9683
2022-05-13 11:00 | 0.28234 | 0.31587 | 0.09 | 333.6275
2022-05-13 12:00 | 0.36887 | 0.51527 | 0.12 | 369.0242
2022-05-13 13:00 | 0.45287 | 0.51309 | 0.17 | 334.1017
2022-05-13 14:00 | 0.57993 | 0.42066 | 0.21 | 295.9342
2022-05-13 15:00 | 0.53354 | 0.38092 | 0.24 | 312.545
2022-05-13 16:00 | 0.7367 | 0.43464 | 0.21 | 334.2958
2022-05-13 17:00 | 0.28497 | 0.36395 | 0.15 | 322.8792
2022-05-13 18:00 | 0.025294 | 0.52022 | 0.12 | 345.9233
2022-05-13 19:00 | 0 | 0.79201 | 0.09 | 324.0525
2022-05-13 20:00 | 0 | 0.7922 | 0.05 | 298.2242
2022-05-13 21:00 | 0 | 0.85059 | 0.04 | 295.8508
2022-05-13 22:00 | 0 | 0.86211 | 0.04 | 298.2708
2022-05-13 23:00 | 0 | 0.9037 | 0.03 | 296.2458
2022-05-14 | 0 | 0.87842 | 0.02 | 274.1767
2022-05-14 01:00 | 0 | 0.89112 | 0.02 | 246.4417
2022-05-14 02:00 | 0 | 0.8873 | 0.02 | 223.6025
2022-05-14 03:00 | 0 | 0.91614 | 0.02 | 119.3933
2022-05-14 04:00 | 0 | 0.91452 | 0 | 98.2642
2022-05-14 05:00 | 0 | 0.91519 | 0.03 | 64.9967
2022-05-14 06:00 | 0 | 0.8915 | 0 | -10.9692
2022-05-14 07:00 | 0 | 0.88567 | 0.03 | 90.38
2022-05-14 08:00 | 0.0061011 | 0.83981 | 0.03 | 22.1583
2022-05-14 09:00 | 0.35463 | 0.74668 | 0.02 | 213.9708
2022-05-14 10:00 | 0.63864 | 0.60566 | 0.02 | 295.9433
2022-05-14 11:00 | 0.7144 | 0.69941 | 0.02 | -55.0325
2022-05-14 12:00 | 0.67333 | 0.61744 | 0.02 | -115.7717
2022-05-14 13:00 | 0.57491 | 0.4851 | 0.03 | -79.6217
2022-05-14 14:00 | 0.52333 | 0.42693 | 0.1 | -55.4092
2022-05-14 15:00 | 0.63876 | 0.35567 | 0.19 | -19.7342
2022-05-14 16:00 | 0.53803 | 0.25848 | 0.26 | 28.7717
2022-05-14 17:00 | 0.093989 | 0.16143 | 0.29 | 628.1908
2022-05-14 18:00 | 0.0018556 | 0.09175 | 0.3 | 303.5533
2022-05-14 19:00 | 0 | 0.051919 | 0.28 | 310.8817
2022-05-14 20:00 | 0 | 0.089094 | 0.25 | 335.2342
2022-05-14 21:00 | 0 | 0.045095 | 0.25 | 338.255
2022-05-14 22:00 | 0 | 0.082074 | 0.23 | 321.6358
2022-05-14 23:00 | 0 | 0.14025 | 0.2 | 279.9142
2022-05-15 | 0 | 0.18024 | 0.21 | 297.7567
2022-05-15 01:00 | 0 | 0.12357 | 0.15 | 289.7492
2022-05-15 02:00 | 0 | 0.053432 | 0.12 | 308.2692
2022-05-15 03:00 | 0 | 0.016166 | 0.13 | 309.585
2022-05-15 04:00 | 0 | 0.008747 | 0.16 | 251.36
2022-05-15 05:00 | 0 | 0.002223 | 0.14 | 216.855
2022-05-15 06:00 | 0 | 0.008008 | 0.1 | 178.0867
2022-05-15 07:00 | 0 | 0.026141 | 0.03 | 1312.9675
2022-05-15 08:00 | 0.0033502 | 0.065924 | 0.02 | -37.42
2022-05-15 09:00 | 0.046936 | 0.10069 | 0.02 | -54.7133
2022-05-15 10:00 | 0.035298 | 0.18448 | 0.02 | -124.2133
2022-05-15 11:00 | 0.34629 | 0.49182 | 0.02 | -113.9442
2022-05-15 12:00 | 0.48395 | 0.61545 | 0.02 | -83.2283
2022-05-15 13:00 | 0.37588 | 0.60901 | 0.02 | -77.7767
2022-05-15 14:00 | 0.38805 | 0.65425 | 0.03 | -73.7733
2022-05-15 15:00 | 0.41158 | 0.58153 | 0.1 | -46.9325
2022-05-15 16:00 | 0.53677 | 0.56388 | 0.11 | -62.9525
2022-05-15 17:00 | 0.31808 | 0.49049 | 0.08 | -37.0658
2022-05-15 18:00 | 0.0059305 | 0.41403 | 0.06 | 88.1875
2022-05-15 19:00 | 0 | 0.31322 | 0.1 | 176.8992
2022-05-15 20:00 | 0 | 0.27192 | 0.08 | 107.635
2022-05-15 21:00 | 0 | 0.20645 | 0.08 | 94.0408
2022-05-15 22:00 | 0 | 0.19191 | 0.08 | 183.3083
2022-05-15 23:00 | 0 | 0.20483 | 0.07 | 183.94
2022-05-16 | 0 | 0.18454 | 0.07 | 179.7292
2022-05-16 01:00 | 0 | 0.20812 | 0.06 | 126.5367
2022-05-16 02:00 | 0 | 0.23201 | 0.06 | 108.355
2022-05-16 03:00 | 0 | 0.18738 | 0.06 | 64.7975
2022-05-16 04:00 | 0 | 0.17414 | 0.1 | 46.4142
2022-05-16 05:00 | 0 | 0.19534 | 0.12 | 57.4567
2022-05-16 06:00 | 0 | 0.19111 | 0.12 | 123.8633
2022-05-16 07:00 | 0 | 0.14909 | 0.09 | 244.5192
2022-05-16 08:00 | 0.0070532 | 0.18361 | 0.07 | 325.9908
2022-05-16 09:00 | 0.3922 | 0.12897 | 0.03 | 247.5208
2022-05-16 10:00 | 0.77447 | 0.15976 | 0 | 1352.3908
2022-05-16 11:00 | 0.74681 | 0.38344 | 0.04 | 11.5158
2022-05-16 12:00 | 0.68559 | 0.5158 | 0.06 | -59.2175
2022-05-16 13:00 | 0.66369 | 0.59311 | 0.06 | -57.9033
2022-05-16 14:00 | 0.68158 | 0.54388 | 0.1 | -49.0158
2022-05-16 15:00 | 0.72784 | 0.40401 | 0.15 | -42.0192
2022-05-16 16:00 | 0.74605 | 0.31016 | 0.2 | -28.3325
2022-05-16 17:00 | 0.3728 | 0.19558 | 0.2 | -0.79333
2022-05-16 18:00 | 0.0059054 | 0.13029 | 0.21 | 288.8917
2022-05-16 19:00 | 0 | 0.15129 | 0.22 | 302.0242
2022-05-16 20:00 | 0 | 0.25654 | 0.21 | 269.63
2022-05-16 21:00 | 0 | 0.24481 | 0.2 | 314.4483
2022-05-16 22:00 | 0 | 0.20256 | 0.2 | 339.5792
2022-05-16 23:00 | 0 | 0.17819 | 0.2 | 296.205
2022-05-17 | 0 | 0.1819 | 0.2 | 247.1917
2022-05-17 01:00 | 0 | 0.1442 | 0.2 | 212.4942
2022-05-17 02:00 | 0 | 0.107 | 0.23 | 165.1208
2022-05-17 03:00 | 0 | 0.027744 | 0.27 | 153.25
2022-05-17 04:00 | 0 | 0.001119 | 0.31 | 89.1258
2022-05-17 05:00 | 0 | 0.001259 | 0.3 | 125.525
2022-05-17 06:00 | 0 | 0.002956 | 0.3 | 186.3533
2022-05-17 07:00 | 0 | 0.002619 | 0.26 | 4368.8133
2022-05-17 08:00 | 0.005142 | 0.002613 | 0.23 | 11534.855
2022-05-17 09:00 | 0.2779 | 0.002731 | 0.19 | 4512.9042
2022-05-17 10:00 | 0.6625 | 0.003765 | 0.17 | 374.6542
2022-05-17 11:00 | 0.65687 | 0.011127 | 0.14 | 2350.7975
2022-05-17 12:00 | 0.48581 | 0.017023 | 0.12 | 143.86
2022-05-17 13:00 | 0.50435 | 0.033368 | 0.15 | 137.8292
2022-05-17 14:00 | 0.47605 | 0.083239 | 0.18 | 147.2892
2022-05-17 15:00 | 0.46903 | 0.12729 | 0.25 | 34.0825
2022-05-17 16:00 | 0.58155 | 0.080087 | 0.26 | 229.6992
2022-05-17 17:00 | 0.33076 | 0.019932 | 0.27 | 296.9442
2022-05-17 18:00 | 0.0055865 | 0.011873 | 0.27 | 333.3575
2022-05-17 19:00 | 0 | 0.026604 | 0.3 | 350.0092
2022-05-17 20:00 | 0 | 0.007338 | 0.2 | 349.5308
2022-05-17 21:00 | 0 | 0.012464 | 0.24 | 345.7992
2022-05-17 22:00 | 0 | 0.028192 | 0.26 | 314.1042
2022-05-17 23:00 | 0 | 0.043314 | 0.24 | 322.7133
2022-05-18 | 0 | 0.040579 | 0.23 | 302.0975
2022-05-18 01:00 | 0 | 0.017059 | 0.23 | 346.0925
2022-05-18 02:00 | 0 | 0.019352 | 0.25 | 254.7117
2022-05-18 03:00 | 0 | 0.023085 | 0.3 | 195.0658
2022-05-18 04:00 | 0 | 0.045908 | 0.3 | 133.2542
2022-05-18 05:00 | 0 | 0.055409 | 0.31 | 179.7542
2022-05-18 06:00 | 0 | 0.080093 | 0.28 | 325.6325
2022-05-18 07:00 | 0 | 0.060514 | 0.23 | 410.8875
2022-05-18 08:00 | 0.0057572 | 0.007379 | 0.2 | 537.075
2022-05-18 09:00 | 0.36025 | 0.000937 | 0.18 | 697.6192
2022-05-18 10:00 | 0.71457 | 0.004001 | 0.17 | 220.5133
2022-05-18 11:00 | 0.64172 | 0.005311 | 0.16 | 305.7608
2022-05-18 12:00 | 0.61908 | 0.030818 | 0.16 | 167.6525
2022-05-18 13:00 | 0.62614 | 0.071104 | 0.17 | -7.1617
2022-05-18 14:00 | 0.66328 | 0.081561 | 0.23 | -19.6267
2022-05-18 15:00 | 0.70783 | 0.12609 | 0.27 | 21.5842
2022-05-18 16:00 | 0.73259 | 0.19664 | 0.27 | 225.5333
2022-05-18 17:00 | 0.36009 | 0.25703 | 0.25 | 337.8392
2022-05-18 18:00 | 0.0048689 | 0.40568 | 0.24 | 356.5675
2022-05-18 19:00 | 0 | 0.44253 | 0.24 | 356.2133
2022-05-18 20:00 | 0 | 0.36251 | 0.2 | 325.4117
2022-05-18 21:00 | 0 | 0.33573 | 0.2 | 344.235
2022-05-18 22:00 | 0 | 0.23696 | 0.18 | 345.3825
2022-05-18 23:00 | 0 | 0.16241 | 0.18 | 335.6475
2022-05-19 | 0 | 0.1641 | 0.17 | 345.7383
2022-05-19 01:00 | 0 | 0.17703 | 0.17 | 263.8575
2022-05-19 02:00 | 0 | 0.17679 | 0.17 | 270.2683
2022-05-19 03:00 | 0 | 0.19127 | 0.17 | 197.8342
2022-05-19 04:00 | 0 | 0.20855 | 0.18 | 223.9133
2022-05-19 05:00 | 0 | 0.20012 | 0.19 | 209.1608
2022-05-19 06:00 | 0 | 0.22748 | 0.19 | 260.9783
2022-05-19 07:00 | 0 | 0.24236 | 0.16 | 336.6733
2022-05-19 08:00 | 0.0053326 | 0.19263 | 0.09 | 348.2208
2022-05-19 09:00 | 0.35837 | 0.19538 | 0.07 | 344.5033
2022-05-19 10:00 | 0.70702 | 0.16302 | 0.17 | 295.9017
2022-05-19 11:00 | 0.39969 | 0.32054 | 0.15 | 60.1158
2022-05-19 12:00 | 0.54068 | 0.34042 | 0.18 | 96.4567
2022-05-19 13:00 | 0.54461 | 0.21547 | 0.17 | 357.315
2022-05-19 14:00 | 0.53208 | 0.1546 | 0.19 | 435.4533
2022-05-19 15:00 | 0.54553 | 0.11507 | 0.25 | 335.9158
2022-05-19 16:00 | 0.65394 | 0.11592 | 0.24 | 316.3175
2022-05-19 17:00 | 0.25603 | 0.10946 | 0.22 | 358.1483
2022-05-19 18:00 | 0.0031698 | 0.18999 | 0.18 | 368.3825
2022-05-19 19:00 | 0 | 0.28408 | 0.12 | 356.7275
2022-05-19 20:00 | 0 | 0.42926 | 0.09 | 358.7567
2022-05-19 21:00 | 0 | 0.43905 | 0.07 | 336.5542
2022-05-19 22:00 | 0 | 0.50826 | 0.06 | 337.3283
2022-05-19 23:00 | 0 | 0.467 | 0.05 | 288.3992
2022-05-20 | 0 | 0.4672 | 0.06 | 244.6275
2022-05-20 01:00 | 0 | 0.52467 | 0.05 | 220.2008
2022-05-20 02:00 | 0 | 0.53959 | 0.05 | 194.73
2022-05-20 03:00 | 0 | 0.56366 | 0.05 | 144.0717
2022-05-20 04:00 | 0 | 0.66455 | 0.06 | 110.6383
2022-05-20 05:00 | 0 | 0.74843 | 0.07 | 61.1792
2022-05-20 06:00 | 0 | 0.69273 | 0.07 | 75.1475
2022-05-20 07:00 | 0 | 0.60704 | 0.05 | 236.8
2022-05-20 08:00 | 0.0020425 | 0.43272 | 0 | 289.9325
2022-05-20 09:00 | 0.17579 | 0.24665 | 0.03 | 292.03
2022-05-20 10:00 | 0.48616 | 0.30695 | 0.02 | 166.1558
2022-05-20 11:00 | 0.59953 | 0.28614 | 0.02 | -72.1958
2022-05-20 12:00 | 0.53216 | 0.20911 | 0.02 | -74.3767
2022-05-20 13:00 | 0.59915 | 0.13008 | 0.02 | 25.7333
2022-05-20 14:00 | 0.55275 | 0.10228 | 0.03 | 218.5983
2022-05-20 15:00 | 0.52834 | 0.12434 | 0.11 | 225.135
2022-05-20 16:00 | 0.44457 | 0.16803 | 0.11 | 148.7542
2022-05-20 17:00 | 0.14089 | 0.21263 | 0.11 | 285.7675
2022-05-20 18:00 | 0.0012008 | 0.30397 | 0.1 | 357.5783
2022-05-20 19:00 | 0 | 0.43043 | 0.08 | 333.0783
2022-05-20 20:00 | 0 | 0.39604 | 0.05 | 283.4842
2022-05-20 21:00 | 0 | 0.45291 | 0.05 | 248.6867
2022-05-20 22:00 | 0 | 0.39562 | 0.1 | 259.8075
2022-05-20 23:00 | 0 | 0.37744 | 0.05 | 242.3517
2022-05-21 | 0 | 0.36961 | 0.05 | 242.6483
2022-05-21 01:00 | 0 | 0.33137 | 0.05 | 217.9342
2022-05-21 02:00 | 0 | 0.31823 | 0.05 | 180.3683
2022-05-21 03:00 | 0 | 0.32898 | 0.05 | 168.5
2022-05-21 04:00 | 0 | 0.2268 | 0.07 | 168.6667
2022-05-21 05:00 | 0 | 0.19308 | 0.07 | 197.1792
2022-05-21 06:00 | 0 | 0.12246 | 0.1 | 203.3633
2022-05-21 07:00 | 0 | 0.13086 | 0.05 | 243.9408
2022-05-21 08:00 | 0.0051375 | 0.056008 | 0.02 | 278.195
2022-05-21 09:00 | 0.38993 | 0.054193 | 0.02 | 251.5275
2022-05-21 10:00 | 0.7691 | 0.026228 | 0.02 | 132.4158
2022-05-21 11:00 | 0.73726 | 0.10021 | 0.02 | 58.5
2022-05-21 12:00 | 0.67936 | 0.12251 | 0.02 | 90.3525
2022-05-21 13:00 | 0.64641 | 0.096518 | 0.02 | -40.1142
2022-05-21 14:00 | 0.6698 | 0.076116 | 0.04 | -66.6333
2022-05-21 15:00 | 0.72138 | 0.075918 | 0.1 | -50.1758
2022-05-21 16:00 | 0.7493 | 0.098602 | 0.13 | 194.7375
2022-05-21 17:00 | 0.36362 | 0.1342 | 0.12 | 312.4425
2022-05-21 18:00 | 0.0041228 | 0.2144 | 0.1 | 348.2575
2022-05-21 19:00 | 0 | 0.25658 | 0.07 | 322.285
2022-05-21 20:00 | 0 | 0.23938 | 0.1 | 298.8825
2022-05-21 21:00 | 0 | 0.27227 | 0.07 | 291.0758
2022-05-21 22:00 | 0 | 0.49 | 0.07 | 277.2008
2022-05-21 23:00 | 0 | 0.57093 | 0.1 | 294.1375
2022-05-22 | 0 | 0.56127 | 0.06 | 297.1233
2022-05-22 01:00 | 0 | 0.5443 | 0.06 | 278.8567
2022-05-22 02:00 | 0 | 0.46817 | 0.07 | 247.4442
2022-05-22 03:00 | 0 | 0.46802 | 0.08 | 212.9483
2022-05-22 04:00 | 0 | 0.3613 | 0.08 | 217.0208
2022-05-22 05:00 | 0 | 0.29353 | 0.08 | 208.1533
2022-05-22 06:00 | 0 | 0.30073 | 0.08 | 255.7025
2022-05-22 07:00 | 0 | 0.24763 | 0.09 | 252.0275
2022-05-22 08:00 | 0.0047748 | 0.078442 | 0.04 | 260.5325
2022-05-22 09:00 | 0.37611 | 0.048965 | 0.02 | 260.0758
2022-05-22 10:00 | 0.73826 | 0.031391 | 0.04 | 260.4642
2022-05-22 11:00 | 0.71158 | 0.049497 | 0.04 | 270.26
2022-05-22 12:00 | 0.65952 | 0.10089 | 0.04 | 252.6092
2022-05-22 13:00 | 0.62861 | 0.12257 | 0.05 | 236.9525
2022-05-22 14:00 | 0.65337 | 0.13202 | 0.04 | 224.67
2022-05-22 15:00 | 0.70063 | 0.11063 | 0.14 | 166.11
2022-05-22 16:00 | 0.72716 | 0.094408 | 0.14 | 259.4942
2022-05-22 17:00 | 0.37095 | 0.12419 | 0.12 | 314.7258
2022-05-22 18:00 | 0.0039392 | 0.16818 | 0.11 | 354.7108
2022-05-22 19:00 | 0 | 0.2912 | 0.07 | 367.9208
2022-05-22 20:00 | 0 | 0.40203 | 0.06 | 317.3417
2022-05-22 21:00 | 0 | 0.4206 | 0.07 | 274.71
2022-05-22 22:00 | 0 | 0.47203 | 0.06 | 261.6192
2022-05-22 23:00 | 0 | 0.44487 | 0.06 | 270.03
2022-05-23 | 0 | 0.44794 | 0.07 | 292.4917
2022-05-23 01:00 | 0 | 0.40566 | 0.1 | 265.51
2022-05-23 02:00 | 0 | 0.41224 | 0.07 | 253.615
2022-05-23 03:00 | 0 | 0.34947 | 0.07 | 252.1542
2022-05-23 04:00 | 0 | 0.27049 | 0.12 | 249.9458
2022-05-23 05:00 | 0 | 0.27592 | 0.15 | 252.7267
2022-05-23 06:00 | 0 | 0.24392 | 0.16 | 266.6767
2022-05-23 07:00 | 0 | 0.1962 | 0.17 | 285.815
2022-05-23 08:00 | 0.00405 | 0.13985 | 0.17 | 374.1075
2022-05-23 09:00 | 0.35941 | 0.103 | 0.1 | 377.1883
2022-05-23 10:00 | 0.70423 | 0.050003 | 0.08 | 352.8092
2022-05-23 11:00 | 0.67835 | 0.094274 | 0.08 | 304.035
2022-05-23 12:00 | 0.63323 | 0.13717 | 0.17 | 260.1558
2022-05-23 13:00 | 0.58746 | 0.14354 | 0.19 | 293.1775
2022-05-23 14:00 | 0.42661 | 0.1167 | 0.21 | 282.605
2022-05-23 15:00 | 0.50147 | 0.10038 | 0.3 | 316.8067
2022-05-23 16:00 | 0.35673 | 0.084692 | 0.25 | 332.9292
2022-05-23 17:00 | 0.21885 | 0.060913 | 0.2 | 403.69
2022-05-23 18:00 | 0.001944 | 0.066427 | 0.1 | 502.1825
2022-05-23 19:00 | 0 | 0.19171 | 0.09 | 335.1325
2022-05-23 20:00 | 0 | 0.41151 | 0.08 | 314.93
2022-05-23 21:00 | 0 | 0.50575 | 0.07 | 303.6158
2022-05-23 22:00 | 0 | 0.42615 | 0.06 | 278.9633
2022-05-23 23:00 | 0 | 0.34714 | 0.1 | 288.3808
2022-05-24 | 0 | 0.43864 | 0.06 | 282.5892
2022-05-24 01:00 | 0 | 0.42448 | 0.1 | 286.28
2022-05-24 02:00 | 0 | 0.45637 | 0.05 | 272.9017
2022-05-24 03:00 | 0 | 0.47861 | 0.05 | 268.1517
2022-05-24 04:00 | 0 | 0.50907 | 0.09 | 249.5017
2022-05-24 05:00 | 0 | 0.32176 | 0.1 | 249.8167
2022-05-24 06:00 | 0 | 0.29836 | 0.11 | 257.0267
2022-05-24 07:00 | 0 | 0.4079 | 0.08 | 271.0217
2022-05-24 08:00 | 0.0033639 | 0.3875 | 0.05 | 327.7683
2022-05-24 09:00 | 0.3053 | 0.43385 | 0.04 | 319.8108
2022-05-24 10:00 | 0.66221 | 0.43723 | 0.04 | 267.9825
2022-05-24 11:00 | 0.65866 | 0.45227 | 0.04 | 13.7742
2022-05-24 12:00 | 0.61495 | 0.46787 | 0.05 | -68.8025
2022-05-24 13:00 | 0.47466 | 0.66194 | 0.08 | -53.6283
2022-05-24 14:00 | 0.40384 | 0.65418 | 0.16 | -45.07
2022-05-24 15:00 | 0.58594 | 0.60461 | 0.24 | -27.0942
2022-05-24 16:00 | 0.61336 | 0.53808 | 0.21 | 258.23
2022-05-24 17:00 | 0.25889 | 0.40906 | 0.17 | 354.2433
2022-05-24 18:00 | 0.0025563 | 0.31963 | 0.15 | 371.775
2022-05-24 19:00 | 0 | 0.31189 | 0.1 | 282.275
2022-05-24 20:00 | 0 | 0.44256 | 0.09 | 263.6192
2022-05-24 21:00 | 0 | 0.59009 | 0.09 | 300.3758
2022-05-24 22:00 | 0 | 0.64159 | 0.09 | 283.4042
2022-05-24 23:00 | 0 | 0.62598 | 0.06 | 264.4508
2022-05-25 | 0 | 0.62935 | 0.04 | 213.9808
2022-05-25 01:00 | 0 | 0.67407 | 0.04 | 222.8917
2022-05-25 02:00 | 0 | 0.78055 | 0.04 | 230.2917
2022-05-25 03:00 | 0 | 0.85613 | 0.04 | 145.4258
2022-05-25 04:00 | 0 | 0.83799 | 0.06 | 73.1925
2022-05-25 05:00 | 0 | 0.75498 | 0.06 | 96.4708
2022-05-25 06:00 | 0 | 0.77145 | 0.07 | 76.3817
2022-05-25 07:00 | 0 | 0.78677 | 0.07 | 198.4575
2022-05-25 08:00 | 0.0026851 | 0.82075 | 0.05 | 267.5533
2022-05-25 09:00 | 0.15742 | 0.77343 | 0.05 | 285.4242
2022-05-25 10:00 | 0.10506 | 0.78253 | 0.05 | 298.7825
2022-05-25 11:00 | 0.19303 | 0.65728 | 0.05 | 237.0608
2022-05-25 12:00 | 0.27991 | 0.78878 | 0.07 | 229.6942
2022-05-25 13:00 | 0.3226 | 0.81851 | 0.07 | 202.1842
2022-05-25 14:00 | 0.23079 | 0.61771 | 0.11 | 259.5183
2022-05-25 15:00 | 0.13241 | 0.41034 | 0.18 | 295.2883
2022-05-25 16:00 | 0.068093 | 0.3157 | 0.25 | 314.4325
2022-05-25 17:00 | 0.02886 | 0.19945 | 0.27 | 326.8575
2022-05-25 18:00 | 0 | 0.06344 | 0.26 | 352.1142
2022-05-25 19:00 | 0 | 0.042635 | 0.2 | 355.8275
2022-05-25 20:00 | 0 | 0.08555 | 0.19 | 363.1958
2022-05-25 21:00 | 0 | 0.10071 | 0.2 | 349.8617
2022-05-25 22:00 | 0 | 0.046579 | 0.22 | 330.675
2022-05-25 23:00 | 0 | 0.094346 | 0.22 | 297.38
2022-05-26 | 0 | 0.13483 | 0.2 | 335.3275
2022-05-26 01:00 | 0 | 0.10311 | 0.2 | 336.6917
2022-05-26 02:00 | 0 | 0.07811 | 0.17 | 292.1683
2022-05-26 03:00 | 0 | 0.043483 | 0.2 | 307.2
2022-05-26 04:00 | 0 | 0.023453 | 0.26 | 330.2875
2022-05-26 05:00 | 0 | 0.011957 | 0.28 | 263.68
2022-05-26 06:00 | 0 | 0.007745 | 0.26 | 325.025
2022-05-26 07:00 | 0 | 0.009288 | 0.23 | 663.6342
2022-05-26 08:00 | 0 | 0.003733 | 0.18 | 382.9558
2022-05-26 09:00 | 0.1041 | 0.010865 | 0.2 | 396.5408
2022-05-26 10:00 | 0.38249 | 0.019706 | 0.21 | 672.6225
2022-05-26 11:00 | 0.40198 | 0.019649 | 0.22 | 314.2942
2022-05-26 12:00 | 0.49323 | 0.032977 | 0.2 | 318.0783
2022-05-26 13:00 | 0.25316 | 0.045418 | 0.2 | 298.6158
2022-05-26 14:00 | 0.092333 | 0.089229 | 0.21 | 281.7967
2022-05-26 15:00 | 0.21503 | 0.08145 | 0.33 | 155.2067
2022-05-26 16:00 | 0.16964 | 0.052499 | 0.34 | 248.5367
2022-05-26 17:00 | 0.27627 | 0.03554 | 0.34 | 343.6142
2022-05-26 18:00 | 0.0019105 | 0.028789 | 0.35 | 2509.825
2022-05-26 19:00 | 0 | 0.024375 | 0.35 | 366.1925
2022-05-26 20:00 | 0 | 0.029578 | 0.35 | 368.6917
2022-05-26 21:00 | 0 | 0.033699 | 0.35 | 376.6692
2022-05-26 22:00 | 0 | 0.067508 | 0.35 | 373.1283
2022-05-26 23:00 | 0 | 0.093929 | 0.4 | 351.0867
2022-05-27 | 0 | 0.098777 | 0.37 | 366.2983
2022-05-27 01:00 | 0 | 0.064987 | 0.36 | 372.72
2022-05-27 02:00 | 0 | 0.060547 | 0.4 | 351.7283
2022-05-27 03:00 | 0 | 0.051052 | 0.37 | 358.4933
2022-05-27 04:00 | 0 | 0.042306 | 0.36 | 368.6933
2022-05-27 05:00 | 0 | 0.016465 | 0.36 | 373.1892
2022-05-27 06:00 | 0 | 0.0076 | 0.35 | 386.8892
2022-05-27 07:00 | 0 | 0.000952 | 0.31 | 402.4775
2022-05-27 08:00 | 0.0028671 | 0.002469 | 0.23 | 448.1967
2022-05-27 09:00 | 0.19604 | 0.001268 | 0.15 | 432.0408
2022-05-27 10:00 | 0.47587 | 0.002098 | 0.17 | 371.6775
2022-05-27 11:00 | 0.54449 | 0.000834 | 0.14 | 375.3892
2022-05-27 12:00 | 0.38473 | 0.005129 | 0.15 | 367.0342
2022-05-27 13:00 | 0.53586 | 0.022694 | 0.18 | 371.6325
2022-05-27 14:00 | 0.57286 | 0.072265 | 0.23 | 374.0492
2022-05-27 15:00 | 0.65671 | 0.11317 | 0.29 | 378.515
2022-05-27 16:00 | 0.68016 | 0.12918 | 0.31 | 379.1017
2022-05-27 17:00 | 0.33002 | 0.088096 | 0.3 | 435.4458
2022-05-27 18:00 | 0.0011931 | 0.044989 | 0.34 | 458.7125
2022-05-27 19:00 | 0 | 0.012221 | 0.33 | 408.9517
2022-05-27 20:00 | 0 | 0.000364 | 0.31 | 452.4508
2022-05-27 21:00 | 0 | 0.005094 | 0.29 | 394.8367
2022-05-27 22:00 | 0 | 0.04643 | 0.2 | 373.56
2022-05-27 23:00 | 0 | 0.13458 | 0.19 | 380.7417
2022-05-28 | 0 | 0.15758 | 0.2 | 377.7133
2022-05-28 01:00 | 0 | 0.12739 | 0.23 | 350.8167
2022-05-28 02:00 | 0 | 0.098588 | 0.23 | 331.9917
2022-05-28 03:00 | 0 | 0.06954 | 0.25 | 329.5325
2022-05-28 04:00 | 0 | 0.03435 | 0.24 | 336.9233
2022-05-28 05:00 | 0 | 0.007142 | 0.22 | 337.1008
2022-05-28 06:00 | 0 | 0.004886 | 0.22 | 341.7283
2022-05-28 07:00 | 0 | 0.005624 | 0.18 | 352.2583
2022-05-28 08:00 | 0.0017364 | 0.015931 | 0.13 | 359.305
2022-05-28 09:00 | 0.34728 | 0.021067 | 0.11 | 363.4292
2022-05-28 10:00 | 0.71187 | 0.01467 | 0.09 | 351.1825
2022-05-28 11:00 | 0.56495 | 0.016421 | 0.08 | 314.5292
2022-05-28 12:00 | 0.35752 | 0.038133 | 0.1 | 294.95
2022-05-28 13:00 | 0.43518 | 0.10562 | 0.12 | 324.1433
2022-05-28 14:00 | 0.57078 | 0.15407 | 0.18 | 313.0025
2022-05-28 15:00 | 0.55897 | 0.16452 | 0.27 | 291.6633
2022-05-28 16:00 | 0.59923 | 0.13503 | 0.29 | 314.3117
2022-05-28 17:00 | 0.29154 | 0.07246 | 0.3 | 342.1592
2022-05-28 18:00 | 0.0022983 | 0.054357 | 0.33 | 369.7225
2022-05-28 19:00 | 0 | 0.042489 | 0.34 | 387.2008
2022-05-28 20:00 | 0 | 0.022036 | 0.36 | 367.6
2022-05-28 21:00 | 0 | 0.002247 | 0.36 | 386.7233
2022-05-28 22:00 | 0 | 0.002324 | 0.36 | 394.3217
2022-05-28 23:00 | 0 | 0.001448 | 0.36 | 390.5917
2022-05-29 | 0 | 0.003138 | 0.35 | 357.245
2022-05-29 01:00 | 0 | 0.002748 | 0.35 | 365.0433
2022-05-29 02:00 | 0 | 0.002699 | 0.33 | 365.3933
2022-05-29 03:00 | 0 | 0.015554 | 0.3 | 354.0683
2022-05-29 04:00 | 0 | 0.013535 | 0.27 | 355.1508
2022-05-29 05:00 | 0 | 0.032137 | 0.26 | 363.1392
2022-05-29 06:00 | 0 | 0.098823 | 0.22 | 361.5925
2022-05-29 07:00 | 0 | 0.23722 | 0.14 | 356.2467
2022-05-29 08:00 | 0.0016173 | 0.4129 | 0.05 | 349.0508
2022-05-29 09:00 | 0.34684 | 0.4245 | 0.02 | 349.265
2022-05-29 10:00 | 0.70207 | 0.3195 | 0.02 | 313.6883
2022-05-29 11:00 | 0.67399 | 0.52108 | 0.02 | 216.5958
2022-05-29 12:00 | 0.62253 | 0.75255 | 0.02 | 3.2275
2022-05-29 13:00 | 0.58252 | 0.82591 | 0.02 | -39.7325
2022-05-29 14:00 | 0.59592 | 0.87673 | 0.04 | -17.4133
2022-05-29 15:00 | 0.49004 | 0.90534 | 0.1 | 221.6258
2022-05-29 16:00 | 0.52989 | 0.8976 | 0.11 | 281.0625
2022-05-29 17:00 | 0.26419 | 0.91381 | 0.09 | 352.8783
2022-05-29 18:00 | 0.0013967 | 0.91444 | 0.07 | 374.6633
2022-05-29 19:00 | 0 | 0.92575 | 0.06 | 371.2317
2022-05-29 20:00 | 0 | 0.92137 | 0.06 | 327.7408
2022-05-29 21:00 | 0 | 0.89659 | 0.05 | 300.8858
2022-05-29 22:00 | 0 | 0.92099 | 0.04 | 290.4758
2022-05-29 23:00 | 0 | 0.88764 | 0.04 | 266.7825
2022-05-30 | 0 | 0.89142 | 0.03 | 271.3867
2022-05-30 01:00 | 0 | 0.90255 | 0.03 | 210.2533
2022-05-30 02:00 | 0 | 0.88082 | 0.03 | 75.2058
2022-05-30 03:00 | 0 | 0.91094 | 0.04 | -4.25
2022-05-30 04:00 | 0 | 0.87803 | 0.05 | -14.4942
2022-05-30 05:00 | 0 | 0.89659 | 0.06 | -16.5375
2022-05-30 06:00 | 0 | 0.9052 | 0.12 | -1.3125
2022-05-30 07:00 | 0 | 0.91337 | 0.12 | 182.11
2022-05-30 08:00 | 0.00090283 | 0.89969 | 0.09 | 339.0758
2022-05-30 09:00 | 0.35851 | 0.90403 | 0.07 | 410.1567
2022-05-30 10:00 | 0.71469 | 0.90593 | 0.08 | 433.3142
2022-05-30 11:00 | 0.56616 | 0.89362 | 0.07 | 613.1392
2022-05-30 12:00 | 0.49645 | 0.89026 | 0.08 | 507.0467
2022-05-30 13:00 | 0.41157 | 0.89239 | 0.08 | 411.2625
2022-05-30 14:00 | 0.19285 | 0.88583 | 0.1 | 430.2583
2022-05-30 15:00 | 0.040687 | 0.93221 | 0.13 | 467.5833
2022-05-30 16:00 | 0.067007 | 0.89507 | 0.13 | 293.7592
2022-05-30 17:00 | 0.024912 | 0.91788 | 0.13 | 337.285
2022-05-30 18:00 | 0 | 0.92025 | 0.11 | 382.7133
2022-05-30 19:00 | 0 | 0.87011 | 0.09 | 357.9567
2022-05-30 20:00 | 0 | 0.84657 | 0.07 | 378.2975
2022-05-30 21:00 | 0 | 0.88005 | 0.05 | 338.9233
2022-05-30 22:00 | 0 | 0.89556 | 0.05 | 278.9558
2022-05-30 23:00 | 0 | 0.89927 | 0.02 | 195.0017
2022-05-31 | 0 | 0.91765 | 0 | 248.4067
2022-05-31 01:00 | 0 | 0.90864 | 0.02 | 143.0767
2022-05-31 02:00 | 0 | 0.88204 | 0.02 | 8.88
2022-05-31 03:00 | 0 | 0.80173 | 0.02 | -6.03
2022-05-31 04:00 | 0 | 0.81571 | 0.02 | -25.8925
2022-05-31 05:00 | 0 | 0.9022 | 0.03 | -18.9408
2022-05-31 06:00 | 0 | 0.86508 | 0.03 | 14.6792
2022-05-31 07:00 | 0 | 0.85684 | 0.03 | 90.77
2022-05-31 08:00 | 0 | 0.89359 | 0.02 | 299.3575
2022-05-31 09:00 | 0.064997 | 0.89071 | 0.02 | 290.9542
2022-05-31 10:00 | 0.044102 | 0.88233 | 0.02 | 277.2542
2022-05-31 11:00 | 0.042411 | 0.90095 | 0.02 | 61.0975
2022-05-31 12:00 | 0.11994 | 0.91811 | 0.02 | -63.635
2022-05-31 13:00 | 0.2625 | 0.9086 | 0.03 | -72.5025
2022-05-31 14:00 | 0.219 | 0.90459 | 0.05 | -69.555
2022-05-31 15:00 | 0.28864 | 0.8894 | 0.1 | -65.8133
2022-05-31 16:00 | 0.42685 | 0.88471 | 0.1 | -115.5808
2022-05-31 17:00 | 0.19779 | 0.84261 | 0.15 | 157.4033
2022-05-31 18:00 | 0.00054565 | 0.80103 | 0.14 | 394.71
2022-05-31 19:00 | 0 | 0.76901 | 0.11 | 339.29
2022-05-31 20:00 | 0 | 0.73481 | 0.1 | 382.7558
2022-05-31 21:00 | 0 | 0.77621 | 0.11 | 351.2517
2022-05-31 22:00 | 0 | 0.77537 | 0.12 | 304.5917
2022-05-31 23:00 | 0 | 0.71899 | 0.12 | 179.1083
2022-06-01 | 0 | 0.64755 | 0.13 | 209.8842
2022-06-01 01:00 | 0 | 0.50692 | 0.1 | 145.41
2022-06-01 02:00 | 0 | 0.30709 | 0.14 | 122.7158
2022-06-01 03:00 | 0 | 0.16408 | 0.15 | 60.6542
2022-06-01 04:00 | 0 | 0.10103 | 0.19 | 35.6325
2022-06-01 05:00 | 0 | 0.090835 | 0.24 | 69.6408
2022-06-01 06:00 | 0 | 0.05779 | 0.26 | 92.4883
2022-06-01 07:00 | 0 | 0.020547 | 0.2 | 351.9375
2022-06-01 08:00 | 0 | 0.01066 | 0.21 | 451.8242
2022-06-01 09:00 | 0.13789 | 0.003918 | 0.19 | 426.3592
2022-06-01 10:00 | 0.49497 | 0.003211 | 0.18 | 407.2458
2022-06-01 11:00 | 0.70265 | 0.001809 | 0.2 | 352.5225
2022-06-01 12:00 | 0.63636 | 0.001274 | 0.19 | 346.7333
2022-06-01 13:00 | 0.53879 | 0.000787 | 0.29 | 364.3442
2022-06-01 14:00 | 0.48361 | 0.002338 | 0.31 | 359.42
2022-06-01 15:00 | 0.37082 | 0.00461 | 0.36 | 407.0775
2022-06-01 16:00 | 0.56283 | 0.009336 | 0.37 | 476.5142
2022-06-01 17:00 | 0.24997 | 0.005389 | 0.37 | 612.135
2022-06-01 18:00 | 0.00071387 | 0.025326 | 0.37 | 688.5908
2022-06-01 19:00 | 0 | 0.043831 | 0.37 | 708.0192
2022-06-01 20:00 | 0 | 0.014704 | 0.37 | 610.2208
2022-06-01 21:00 | 0 | 0.017627 | 0.37 | 734.9317
2022-06-01 22:00 | 0 | 0.012408 | 0.37 | 573.4683
2022-06-01 23:00 | 0 | 0.003903 | 0.37 | 513.6158
2022-06-02 | 0 | 0.004369 | 0.35 | 503.6158
2022-06-02 01:00 | 0 | 0.008709 | 0.33 | 537.6633
2022-06-02 02:00 | 0 | 0.00087 | 0.33 | 514.5058
2022-06-02 03:00 | 0 | 0.006152 | 0.32 | 528.0308
2022-06-02 04:00 | 0 | 0.016914 | 0.32 | 516.5258
2022-06-02 05:00 | 0 | 0.026175 | 0.33 | 502.9833
2022-06-02 06:00 | 0 | 0.053464 | 0.31 | 494.4675
2022-06-02 07:00 | 0 | 0.066195 | 0.3 | 708.9608
2022-06-02 08:00 | 0 | 0.16177 | 0.26 | 927.435
2022-06-02 09:00 | 0.17276 | 0.1434 | 0.24 | 706.6217
2022-06-02 10:00 | 0.54485 | 0.17874 | 0.2 | 557.78
2022-06-02 11:00 | 0.50351 | 0.31517 | 0.24 | 481.3617
2022-06-02 12:00 | 0.47558 | 0.47377 | 0.25 | 449.935
2022-06-02 13:00 | 0.4342 | 0.57533 | 0.26 | 455.93
2022-06-02 14:00 | 0.45867 | 0.39278 | 0.28 | 439.6525
2022-06-02 15:00 | 0.36917 | 0.28119 | 0.33 | 463.8183
2022-06-02 16:00 | 0.40881 | 0.14026 | 0.33 | 506.4133
2022-06-02 17:00 | 0.18128 | 0.069987 | 0.33 | 762.9667
2022-06-02 18:00 | 0 | 0.07121 | 0.31 | 2194.4208
2022-06-02 19:00 | 0 | 0.072514 | 0.29 | 834.0983
2022-06-02 20:00 | 0 | 0.10658 | 0.27 | 636.365
2022-06-02 21:00 | 0 | 0.11212 | 0.24 | 640.4283
2022-06-02 22:00 | 0 | 0.13363 | 0.23 | 418.9392
2022-06-02 23:00 | 0 | 0.13661 | 0.23 | 416.04
2022-06-03 | 0 | 0.13556 | 0.2 | 378.3875
2022-06-03 01:00 | 0 | 0.14985 | 0.2 | 369.8858
2022-06-03 02:00 | 0 | 0.16712 | 0.2 | 376.2717
2022-06-03 03:00 | 0 | 0.1561 | 0.22 | 334.1167
2022-06-03 04:00 | 0 | 0.18731 | 0.22 | 323.7917
2022-06-03 05:00 | 0 | 0.18187 | 0.23 | 327.1233
2022-06-03 06:00 | 0 | 0.23309 | 0.22 | 352.6
2022-06-03 07:00 | 0 | 0.26589 | 0.2 | 370.4417
2022-06-03 08:00 | 0 | 0.33268 | 0.14 | 430.6742
2022-06-03 09:00 | 0.052378 | 0.38936 | 0.12 | 367.9475
2022-06-03 10:00 | 0.068019 | 0.49224 | 0.11 | 349.5233
2022-06-03 11:00 | 0.11775 | 0.47483 | 0.11 | 333.3058
2022-06-03 12:00 | 0.23609 | 0.46416 | 0.1 | 334.6933
2022-06-03 13:00 | 0.37535 | 0.50316 | 0.1 | 131.3958
2022-06-03 14:00 | 0.23029 | 0.40511 | 0.12 | 66.4675
2022-06-03 15:00 | 0.11427 | 0.46119 | 0.16 | 89.0383
2022-06-03 16:00 | 0.084432 | 0.38121 | 0.2 | 16.1092
2022-06-03 17:00 | 0.042399 | 0.40741 | 0.17 | 197.3133
2022-06-03 18:00 | 0 | 0.46716 | 0.17 | 305.9317
2022-06-03 19:00 | 0 | 0.52297 | 0.15 | 324.9975
2022-06-03 20:00 | 0 | 0.55251 | 0.15 | 315.6433
2022-06-03 21:00 | 0 | 0.54373 | 0.14 | 331.3867
2022-06-03 22:00 | 0 | 0.48511 | 0.13 | 304.1992
2022-06-03 23:00 | 0 | 0.39005 | 0.12 | 323.8142
2022-06-04 | 0 | 0.32341 | 0.09 | 327.0025
2022-06-04 01:00 | 0 | 0.29201 | 0.08 | 303.0158
2022-06-04 02:00 | 0 | 0.28292 | 0.1 | 138.2633
2022-06-04 03:00 | 0 | 0.20242 | 0.1 | 109.0258
2022-06-04 04:00 | 0 | 0.15167 | 0.07 | 217.4075
2022-06-04 05:00 | 0 | 0.1724 | 0.07 | 187.795
2022-06-04 06:00 | 0 | 0.28192 | 0.07 | 293.5967
2022-06-04 07:00 | 0 | 0.41192 | 0.1 | 293.4325
2022-06-04 08:00 | 0 | 0.65323 | 0.02 | 298.4225
2022-06-04 09:00 | 0.17249 | 0.6262 | 0.02 | 288.4133
2022-06-04 10:00 | 0.43728 | 0.56004 | 0.03 | 54.5383
2022-06-04 11:00 | 0.57505 | 0.56091 | 0.02 | -67.8258
2022-06-04 12:00 | 0.55037 | 0.74313 | 0.02 | -85.66
2022-06-04 13:00 | 0.48304 | 0.89946 | 0.02 | -66.0492
2022-06-04 14:00 | 0.38926 | 0.9047 | 0.05 | -51.69
2022-06-04 15:00 | 0.41025 | 0.90228 | 0.1 | -48.57
2022-06-04 16:00 | 0.14383 | 0.89778 | 0.09 | -74.7075
2022-06-04 17:00 | 0.11824 | 0.87673 | 0.07 | 101.6575
2022-06-04 18:00 | 0.00056115 | 0.8784 | 0.1 | 339.3158
2022-06-04 19:00 | 0 | 0.89666 | 0.04 | 338.9717
2022-06-04 20:00 | 0 | 0.89782 | 0.04 | 218.8242
2022-06-04 21:00 | 0 | 0.88753 | 0 | 160.5692
2022-06-04 22:00 | 0 | 0.87279 | 0.03 | 153.8883
2022-06-04 23:00 | 0 | 0.91463 | 0.02 | -22.4392
2022-06-05 | 0 | 0.90129 | 0.02 | -33.1467
2022-06-05 01:00 | 0 | 0.92592 | 0.02 | -36.8158
2022-06-05 02:00 | 0 | 0.91794 | 0.02 | -23.4233
2022-06-05 03:00 | 0 | 0.92656 | 0.02 | 140.76
2022-06-05 04:00 | 0 | 0.92267 | 0.02 | 145.5167
2022-06-05 05:00 | 0 | 0.90131 | 0.02 | -20.8042
2022-06-05 06:00 | 0 | 0.90342 | 0.02 | -48.1233
2022-06-05 07:00 | 0 | 0.9097 | 0.02 | -45.0992
2022-06-05 08:00 | 0 | 0.90189 | 0.02 | -14.8308
2022-06-05 09:00 | 0.20467 | 0.90367 | 0 | 87.0133
2022-06-05 10:00 | 0.63676 | 0.89647 | 0 | 135.75
2022-06-05 11:00 | 0.68387 | 0.92346 | 0.02 | -49.2117
2022-06-05 12:00 | 0.63402 | 0.91762 | 0.03 | -67.3683
2022-06-05 13:00 | 0.46378 | 0.91623 | 0.03 | -4.0758
2022-06-05 14:00 | 0.37496 | 0.89396 | 0.06 | -147.1808
2022-06-05 15:00 | 0.43812 | 0.89688 | 0.1 | 107.7067
2022-06-05 16:00 | 0.5084 | 0.90811 | 0.09 | 246.725
2022-06-05 17:00 | 0.12415 | 0.90091 | 0.1 | 158.8667
2022-06-05 18:00 | 0.00032677 | 0.9114 | 0.1 | 356.5892
2022-06-05 19:00 | 0 | 0.89524 | 0.07 | 2423.3392
2022-06-05 20:00 | 0 | 0.88869 | 0.06 | 379.145
2022-06-05 21:00 | 0 | 0.8841 | 0.05 | 379.1975
2022-06-05 22:00 | 0 | 0.83331 | 0.05 | 292.8767
2022-06-05 23:00 | 0 | 0.87536 | 0.05 | 279.7708
2022-06-06 | 0 | 0.77293 | 0.04 | 248.3408
2022-06-06 01:00 | 0 | 0.59441 | 0.04 | 278.6317
2022-06-06 02:00 | 0 | 0.58269 | 0.05 | 290.5175
2022-06-06 03:00 | 0 | 0.55265 | 0.06 | 277.04
2022-06-06 04:00 | 0 | 0.52757 | 0.1 | 239.9833
2022-06-06 05:00 | 0 | 0.43537 | 0.11 | 301.285
2022-06-06 06:00 | 0 | 0.34084 | 0.12 | 415.1283
2022-06-06 07:00 | 0 | 0.33886 | 0.09 | 1581.8783
2022-06-06 08:00 | 0 | 0.33881 | 0.03 | 372.8042
2022-06-06 09:00 | 0.068209 | 0.27184 | 0.02 | 420.4692
2022-06-06 10:00 | 0.084955 | 0.34022 | 0.01 | 375.0858
2022-06-06 11:00 | 0.10468 | 0.43576 | 0.01 | 106.9067
2022-06-06 12:00 | 0.10516 | 0.55763 | 0.02 | -16.98
2022-06-06 13:00 | 0.21858 | 0.70516 | 0.02 | -21.9492
2022-06-06 14:00 | 0.11267 | 0.7806 | 0.06 | 6.8458
2022-06-06 15:00 | 0.18069 | 0.71526 | 0.13 | 81.0267
2022-06-06 16:00 | 0.20088 | 0.65253 | 0.2 | 230.3425
2022-06-06 17:00 | 0.11212 | 0.60512 | 0.17 | 284.9867
2022-06-06 18:00 | 0.00011623 | 0.5401 | 0.16 | 386.4142
2022-06-06 19:00 | 0 | 0.39231 | 0.2 | 385.4592
2022-06-06 20:00 | 0 | 0.61506 | 0.13 | 377.2992
2022-06-06 21:00 | 0 | 0.6773 | 0.13 | 364.5292
2022-06-06 22:00 | 0 | 0.62393 | 0.1 | 325.8692
2022-06-06 23:00 | 0 | 0.6201 | 0.08 | 289.46
2022-06-07 | 0 | 0.57102 | 0.07 | 269.3267
2022-06-07 01:00 | 0 | 0.56982 | 0.06 | 287.96
2022-06-07 02:00 | 0 | 0.54721 | 0.06 | 228.9383
2022-06-07 03:00 | 0 | 0.48251 | 0.07 | 135.6833
2022-06-07 04:00 | 0 | 0.41761 | 0.09 | 123.1083
2022-06-07 05:00 | 0 | 0.37321 | 0.12 | 98.6608
2022-06-07 06:00 | 0 | 0.3967 | 0.16 | 105.6133
2022-06-07 07:00 | 0 | 0.36752 | 0.14 | 117.8142
2022-06-07 08:00 | 0 | 0.17676 | 0.11 | 329.9275
2022-06-07 09:00 | 0.28003 | 0.1292 | 0.1 | 388.7167
2022-06-07 10:00 | 0.51425 | 0.201 | 0.1 | 312.29
2022-06-07 11:00 | 0.51529 | 0.45877 | 0.08 | 123.0983
2022-06-07 12:00 | 0.59134 | 0.61133 | 0.11 | 180.5367
2022-06-07 13:00 | 0.50434 | 0.58083 | 0.13 | 244.445
2022-06-07 14:00 | 0.52798 | 0.56529 | 0.19 | 92.5008
2022-06-07 15:00 | 0.30671 | 0.52375 | 0.25 | 84.1825
2022-06-07 16:00 | 0.28699 | 0.42684 | 0.26 | 191.2817
2022-06-07 17:00 | 0.25001 | 0.34549 | 0.28 | 351.8667
2022-06-07 18:00 | 0.00034779 | 0.35035 | 0.28 | 428.6892
2022-06-07 19:00 | 0 | 0.29499 | 0.29 | 490.7842
2022-06-07 20:00 | 0 | 0.21387 | 0.3 | 441.4083
2022-06-07 21:00 | 0 | 0.20842 | 0.28 | 433.8725
2022-06-07 22:00 | 0 | 0.16248 | 0.3 | 416.0917
2022-06-07 23:00 | 0 | 0.12741 | 0.27 | 356.6892
2022-06-08 | 0 | 0.099281 | 0.27 | 360.87
2022-06-08 01:00 | 0 | 0.099201 | 0.25 | 353.575
2022-06-08 02:00 | 0 | 0.10011 | 0.25 | 352.5442
2022-06-08 03:00 | 0 | 0.074583 | 0.3 | 359.955
2022-06-08 04:00 | 0 | 0.096946 | 0.32 | 349.8667
2022-06-08 05:00 | 0 | 0.084508 | 0.33 | 352.2042
2022-06-08 06:00 | 0 | 0.059998 | 0.34 | 353.8017
2022-06-08 07:00 | 0 | 0.042557 | 0.32 | 401.4058
2022-06-08 08:00 | 0 | 0.002439 | 0.27 | 576.3308
2022-06-08 09:00 | 0.22582 | 0.001994 | 0.2 | 422.6267
2022-06-08 10:00 | 0.47901 | 0.008953 | 0.16 | 397.0975
2022-06-08 11:00 | 0.4529 | 0.034338 | 0.16 | 369.59
2022-06-08 12:00 | 0.42727 | 0.042283 | 0.2 | 319.6575
2022-06-08 13:00 | 0.40689 | 0.069002 | 0.25 | 291.9642
2022-06-08 14:00 | 0.46437 | 0.10097 | 0.24 | 285.1167
2022-06-08 15:00 | 0.62479 | 0.15909 | 0.3 | 306.5058
2022-06-08 16:00 | 0.60261 | 0.148 | 0.31 | 353.1383
2022-06-08 17:00 | 0.22258 | 0.12711 | 0.31 | 457.3108
2022-06-08 18:00 | 0.000174 | 0.1151 | 0.32 | 640.315
2022-06-08 19:00 | 0 | 0.098021 | 0.31 | 661.0425
2022-06-08 20:00 | 0 | 0.08189 | 0.3 | 639.6675
2022-06-08 21:00 | 0 | 0.068289 | 0.28 | 623.5917
2022-06-08 22:00 | 0 | 0.074207 | 0.26 | 439.0275
2022-06-08 23:00 | 0 | 0.06153 | 0.24 | 382.6975
2022-06-09 | 0 | 0.058436 | 0.17 | 359.9883
2022-06-09 01:00 | 0 | 0.047556 | 0.2 | 348.2308
2022-06-09 02:00 | 0 | 0.043333 | 0.15 | 350.7492
2022-06-09 03:00 | 0 | 0.056193 | 0.14 | 297.5083
2022-06-09 04:00 | 0 | 0.055163 | 0.15 | 214
2022-06-09 05:00 | 0 | 0.044852 | 0.2 | 168.08
2022-06-09 06:00 | 0 | 0.029268 | 0.22 | 132.5758
2022-06-09 07:00 | 0 | 0.015869 | 0.23 | 276.0433
2022-06-09 08:00 | 0 | 0.004315 | 0.19 | 332.9158
2022-06-09 09:00 | 0.20556 | 0.003073 | 0.14 | 352.9242
2022-06-09 10:00 | 0.5785 | 0.007491 | 0.12 | 373.3283
2022-06-09 11:00 | 0.51308 | 0.026157 | 0.12 | 316.8875
2022-06-09 12:00 | 0.53437 | 0.091638 | 0.1 | 273.355
2022-06-09 13:00 | 0.59689 | 0.16538 | 0.14 | 236.7108
2022-06-09 14:00 | 0.49096 | 0.20379 | 0.19 | 123.635
2022-06-09 15:00 | 0.34988 | 0.2503 | 0.22 | 260.8833
2022-06-09 16:00 | 0.41919 | 0.22659 | 0.22 | 308.7992
2022-06-09 17:00 | 0.16955 | 0.19602 | 0.21 | 366.9308
2022-06-09 18:00 | 0.00021224 | 0.2214 | 0.24 | 445.5617
2022-06-09 19:00 | 0 | 0.21567 | 0.21 | 345.8792
2022-06-09 20:00 | 0 | 0.27039 | 0.2 | 316.005
2022-06-09 21:00 | 0 | 0.20657 | 0.18 | 408.6758
2022-06-09 22:00 | 0 | 0.14457 | 0.16 | 331.4375
2022-06-09 23:00 | 0 | 0.11358 | 0.14 | 274.05
2022-06-10 | 0 | 0.118 | 0.14 | 224.3617
2022-06-10 01:00 | 0 | 0.16391 | 0.13 | 157.8875
2022-06-10 02:00 | 0 | 0.19373 | 0.13 | 162.5117
2022-06-10 03:00 | 0 | 0.18101 | 0.14 | 101.1817
2022-06-10 04:00 | 0 | 0.17219 | 0.16 | 49.2983
2022-06-10 05:00 | 0 | 0.13429 | 0.22 | 1.0242
2022-06-10 06:00 | 0 | 0.11203 | 0.3 | 28.165
2022-06-10 07:00 | 0 | 0.066213 | 0.3 | 187.7208
2022-06-10 08:00 | 0 | 0.039257 | 0.19 | 327.08
2022-06-10 09:00 | 0.088377 | 0.013329 | 0.13 | 370.0167
2022-06-10 10:00 | 0.14925 | 0.024896 | 0.11 | 353.1967
2022-06-10 11:00 | 0.19206 | 0.052139 | 0.12 | 287.9475
2022-06-10 12:00 | 0.27166 | 0.14304 | 0.1 | 264.3783
2022-06-10 13:00 | 0.265 | 0.18512 | 0.14 | 255.8042
2022-06-10 14:00 | 0.25991 | 0.23573 | 0.18 | 209.0542
2022-06-10 15:00 | 0.13064 | 0.28003 | 0.24 | 126.3092
2022-06-10 16:00 | 0.16599 | 0.30646 | 0.26 | 269.5583
2022-06-10 17:00 | 0.17124 | 0.32206 | 0.27 | 377.1308
2022-06-10 18:00 | 6.9819e-05 | 0.31505 | 0.29 | 449.5683
2022-06-10 19:00 | 0 | 0.2568 | 0.29 | 494.98
2022-06-10 20:00 | 0 | 0.098286 | 0.3 | 518.9192
2022-06-10 21:00 | 0 | 0.1212 | 0.3 | 426.985
2022-06-10 22:00 | 0 | 0.15671 | 0.31 | 508.5517
2022-06-10 23:00 | 0 | 0.091645 | 0.29 | 453.7708
2022-06-11 | 0 | 0.076548 | 0.27 | 569.0808
2022-06-11 01:00 | 0 | 0.080946 | 0.3 | 422.0892
2022-06-11 02:00 | 0 | 0.083138 | 0.24 | 331.5908
2022-06-11 03:00 | 0 | 0.071881 | 0.24 | 326.5692
2022-06-11 04:00 | 0 | 0.087238 | 0.26 | 297.4483
2022-06-11 05:00 | 0 | 0.10817 | 0.28 | 342.755
2022-06-11 06:00 | 0 | 0.099128 | 0.27 | 343.7583
2022-06-11 07:00 | 0 | 0.068903 | 0.25 | 349.8692
2022-06-11 08:00 | 0 | 0.035375 | 0.18 | 350.2633
2022-06-11 09:00 | 0.11516 | 0.017803 | 0.13 | 339.4233
2022-06-11 10:00 | 0.12491 | 0.023449 | 0.13 | 349.3083
2022-06-11 11:00 | 0.25288 | 0.011387 | 0.17 | 255.0658
2022-06-11 12:00 | 0.3181 | 0.024065 | 0.1 | 88.2317
2022-06-11 13:00 | 0.25989 | 0.041624 | 0.15 | 44.54
2022-06-11 14:00 | 0.33824 | 0.074869 | 0.18 | 68.285
2022-06-11 15:00 | 0.2529 | 0.12895 | 0.24 | 68.7417
2022-06-11 16:00 | 0.2418 | 0.12664 | 0.27 | 180.58
2022-06-11 17:00 | 0.13668 | 0.094757 | 0.25 | 193.68
2022-06-11 18:00 | 0 | 0.096126 | 0.26 | 327.5583
2022-06-11 19:00 | 0 | 0.092049 | 0.24 | 403.4217
2022-06-11 20:00 | 0 | 0.077226 | 0.22 | 338.405
2022-06-11 21:00 | 0 | 0.073318 | 0.23 | 365.3083
2022-06-11 22:00 | 0 | 0.076113 | 0.22 | 338.6683
2022-06-11 23:00 | 0 | 0.042516 | 0.2 | 300.2183
2022-06-12 | 0 | 0.03613 | 0.16 | 326.8833
2022-06-12 01:00 | 0 | 0.023573 | 0.14 | 341.3958
2022-06-12 02:00 | 0 | 0.02366 | 0.1 | 344.9108
2022-06-12 03:00 | 0 | 0.045763 | 0.15 | 322.2733
2022-06-12 04:00 | 0 | 0.053818 | 0.18 | 247.4858
2022-06-12 05:00 | 0 | 0.057532 | 0.23 | 256.39
2022-06-12 06:00 | 0 | 0.067584 | 0.26 | 216.5467
2022-06-12 07:00 | 0 | 0.05799 | 0.22 | 246.2175
2022-06-12 08:00 | 0 | 0.038525 | 0.21 | 322.115
2022-06-12 09:00 | 0.2035 | 0.026215 | 0.17 | 336.0142
2022-06-12 10:00 | 0.51258 | 0.049539 | 0.17 | 347.64
2022-06-12 11:00 | 0.35643 | 0.054403 | 0.17 | 294.9792
2022-06-12 12:00 | 0.35096 | 0.041855 | 0.18 | 187.8308
2022-06-12 13:00 | 0.25967 | 0.061318 | 0.23 | 158.5925
2022-06-12 14:00 | 0.30255 | 0.075067 | 0.29 | 139.5025
2022-06-12 15:00 | 0.25007 | 0.06791 | 0.34 | 301.6258
2022-06-12 16:00 | 0.44532 | 0.079679 | 0.35 | 365.375
2022-06-12 17:00 | 0.32521 | 0.09048 | 0.35 | 476.1408
2022-06-12 18:00 | 0.00064012 | 0.13179 | 0.35 | 450.245
2022-06-12 19:00 | 0 | 0.11602 | 0.35 | 573.0042
2022-06-12 20:00 | 0 | 0.042435 | 0.34 | 980.6333
2022-06-12 21:00 | 0 | 0.054918 | 0.35 | 795.2617
2022-06-12 22:00 | 0 | 0.073497 | 0.35 | 653.0683
2022-06-12 23:00 | 0 | 0.06131 | 0.35 | 2164.765
2022-06-13 | 0 | 0.071135 | 0.34 | 1025.7942
2022-06-13 01:00 | 0 | 0.049596 | 0.33 | 1007.0975
2022-06-13 02:00 | 0 | 0.021123 | 0.32 | 857.1375
2022-06-13 03:00 | 0 | 0.006799 | 0.31 | 716.9733
2022-06-13 04:00 | 0 | 0.002256 | 0.3 | 651.6458
2022-06-13 05:00 | 0 | 0.004935 | 0.27 | 390.5508
2022-06-13 06:00 | 0 | 0.009832 | 0.24 | 253.3175
2022-06-13 07:00 | 0 | 0.017714 | 0.23 | 252.075
2022-06-13 08:00 | 0 | 0.04085 | 0.19 | 243.625
2022-06-13 09:00 | 0.22272 | 0.090249 | 0.15 | 366.1408
2022-06-13 10:00 | 0.32227 | 0.088198 | 0.14 | 450.2658
2022-06-13 11:00 | 0.33573 | 0.14789 | 0.12 | 438.0083
2022-06-13 12:00 | 0.41123 | 0.23742 | 0.13 | 345.4483
2022-06-13 13:00 | 0.40917 | 0.29688 | 0.16 | 297.1092
2022-06-13 14:00 | 0.41049 | 0.28177 | 0.22 | 272.7367
2022-06-13 15:00 | 0.367 | 0.21868 | 0.3 | 286.7525
2022-06-13 16:00 | 0.41049 | 0.20805 | 0.31 | 315.1042
2022-06-13 17:00 | 0.28191 | 0.18877 | 0.29 | 308.7375
2022-06-13 18:00 | 0.00017584 | 0.32606 | 0.25 | 1622.3008
2022-06-13 19:00 | 0 | 0.50522 | 0.21 | 5319.8283
2022-06-13 20:00 | 0 | 0.74632 | 0.2 | 260.8883
2022-06-13 21:00 | 0 | 0.75393 | 0.14 | 197.4417
2022-06-13 22:00 | 0 | 0.84925 | 0.1 | 227.5317
2022-06-13 23:00 | 0 | 0.84484 | 0.06 | 242.8025
2022-06-14 | 0 | 0.85184 | 0.05 | 259.8717
2022-06-14 01:00 | 0 | 0.88849 | 0.05 | 277.3433
2022-06-14 02:00 | 0 | 0.87949 | 0.05 | 268.1183
2022-06-14 03:00 | 0 | 0.88854 | 0 | 266.4408
2022-06-14 04:00 | 0 | 0.91704 | 0.05 | 158.7508
2022-06-14 05:00 | 0 | 0.88234 | 0.05 | 66.59
2022-06-14 06:00 | 0 | 0.90881 | 0.06 | 155.27
2022-06-14 07:00 | 0 | 0.91584 | 0.05 | 180.1075
2022-06-14 08:00 | 0 | 0.89109 | 0.02 | 241.6983
2022-06-14 09:00 | 0.18894 | 0.89849 | 0 | 265.2575
2022-06-14 10:00 | 0.33855 | 0.90367 | 0 | 276.5175
2022-06-14 11:00 | 0.62724 | 0.91533 | 0 | 272.1033
2022-06-14 12:00 | 0.58102 | 0.88343 | 0 | 7.8342
2022-06-14 13:00 | 0.55817 | 0.915 | 0.02 | -42.6125
2022-06-14 14:00 | 0.60961 | 0.91607 | 0.09 | -63.4425
2022-06-14 15:00 | 0.66059 | 0.91504 | 0.14 | -41.2325
2022-06-14 16:00 | 0.68539 | 0.90011 | 0.16 | -72.9733
2022-06-14 17:00 | 0.3388 | 0.89738 | 0.2 | 134.5833
2022-06-14 18:00 | 0.00063793 | 0.89229 | 0.15 | 265.4317
2022-06-14 19:00 | 0 | 0.89286 | 0.14 | 248.4092
2022-06-14 20:00 | 0 | 0.91026 | 0.1 | 172.0933
2022-06-14 21:00 | 0 | 0.90592 | 0.11 | 103.3067
2022-06-14 22:00 | 0 | 0.89751 | 0.1 | 130.7017
2022-06-14 23:00 | 0 | 0.83555 | 0.08 | 282.8067
2022-06-15 | 0 | 0.88508 | 0.06 | 217.0533
2022-06-15 01:00 | 0 | 0.82548 | 0.1 | -19.8342
2022-06-15 02:00 | 0 | 0.72959 | 0.05 | -1.5033
2022-06-15 03:00 | 0 | 0.69628 | 0.07 | -20.875
2022-06-15 04:00 | 0 | 0.6905 | 0.1 | -34.6667
2022-06-15 05:00 | 0 | 0.69253 | 0.15 | 50.9258
2022-06-15 06:00 | 0 | 0.60873 | 0.2 | 243.7342
2022-06-15 07:00 | 0 | 0.56638 | 0.14 | 198.6258
2022-06-15 08:00 | 0 | 0.62551 | 0.11 | 167.4267
2022-06-15 09:00 | 0.19971 | 0.51546 | 0.09 | 273.0608
2022-06-15 10:00 | 0.388 | 0.50581 | 0.08 | 274.4642
2022-06-15 11:00 | 0.37445 | 0.62315 | 0.08 | 264.4158
2022-06-15 12:00 | 0.50378 | 0.75872 | 0.09 | 90.4667
2022-06-15 13:00 | 0.5079 | 0.75811 | 0.12 | 60.8342
2022-06-15 14:00 | 0.37138 | 0.74634 | 0.17 | 58.675
2022-06-15 15:00 | 0.62534 | 0.7707 | 0.22 | 170.5175
2022-06-15 16:00 | 0.65425 | 0.56194 | 0.24 | 213.3025
2022-06-15 17:00 | 0.31412 | 0.37456 | 0.24 | 241.8333
2022-06-15 18:00 | 0.00077385 | 0.25467 | 0.24 | 270.34
2022-06-15 19:00 | 0 | 0.16589 | 0.22 | 294.8408
2022-06-15 20:00 | 0 | 0.20108 | 0.21 | 291.2383
2022-06-15 21:00 | 0 | 0.20242 | 0.21 | 298.4667
2022-06-15 22:00 | 0 | 0.20302 | 0.19 | 296.4708
2022-06-15 23:00 | 0 | 0.14661 | 0.18 | 289.1642
2022-06-16 | 0 | 0.11838 | 0.17 | 280.7708
2022-06-16 01:00 | 0 | 0.082161 | 0.17 | 265.7358
2022-06-16 02:00 | 0 | 0.063801 | 0.17 | 248.6883
2022-06-16 03:00 | 0 | 0.040526 | 0.18 | 227.2642
2022-06-16 04:00 | 0 | 0.027356 | 0.2 | 207.1975
2022-06-16 05:00 | 0 | 0.020845 | 0.24 | 208.0142
2022-06-16 06:00 | 0 | 0.017348 | 0.24 | 251.9442
2022-06-16 07:00 | 0 | 0.014834 | 0.2 | 295.545
2022-06-16 08:00 | 0 | 0.003648 | 0.2 | 300
2022-06-16 09:00 | 0.27674 | 0.004998 | 0.18 | 300
2022-06-16 10:00 | 0.53214 | 0.007026 | 0.17 | 274.6292
2022-06-16 11:00 | 0.4523 | 0.029457 | 0.17 | 240.4175
2022-06-16 12:00 | 0.35309 | 0.005531 | 0.18 | 150.585
2022-06-16 13:00 | 0.39273 | 0.005291 | 0.22 | 156.4408
2022-06-16 14:00 | 0.32747 | 0.012056 | 0.26 | 170.6217
2022-06-16 15:00 | 0.36913 | 0.009615 | 0.3 | 161.1483
2022-06-16 16:00 | 0.16378 | 0.005947 | 0.31 | 221.6
2022-06-16 17:00 | 0.24932 | 0.000148 | 0.31 | 277.5625
2022-06-16 18:00 | 0.00076978 | 0.017875 | 0.31 | 300
2022-06-16 19:00 | 0 | 0.020949 | 0.31 | 300
2022-06-16 20:00 | 0 | 0.001153 | 0.3 | 300
2022-06-16 21:00 | 0 | 0.003106 | 0.29 | 300
2022-06-16 22:00 | 0 | 0.001301 | 0.29 | 296.4708
2022-06-16 23:00 | 0 | 0.005534 | 0.28 | 289.1642
2022-06-17 | 0 | 0.004879 | 0.27 | 280.7708
2022-06-17 01:00 | 0 | 0.003362 | 0.27 | 265.7358
2022-06-17 02:00 | 0 | 0.006008 | 0.27 | 248.6883
2022-06-17 03:00 | 0 | 0.007035 | 0.28 | 227.2642
2022-06-17 04:00 | 0 | 0.00442 | 0.3 | 207.1975
2022-06-17 05:00 | 0 | 0.00493 | 0.32 | 208.0142
2022-06-17 06:00 | 0 | 0.003992 | 0.32 | 251.9442
2022-06-17 07:00 | 0 | 0.001611 | 0.32 | 293.5017
2022-06-17 08:00 | 0 | 0.003553 | 0.28 | 292.7517
2022-06-17 09:00 | 0.23203 | 0.001883 | 0.27 | 300
2022-06-17 10:00 | 0.61476 | 0.00374 | 0.25 | 274.6292
2022-06-17 11:00 | 0.5652 | 0.002529 | 0.25 | 232.3108
2022-06-17 12:00 | 0.3995 | 0.002282 | 0.27 | 150.585
2022-06-17 13:00 | 0.40633 | 0.011793 | 0.31 | 156.4408
2022-06-17 14:00 | 0.34965 | 0.027194 | 0.31 | 170.6217
2022-06-17 15:00 | 0.19043 | 0.00566 | 0.35 | 161.1483
2022-06-17 16:00 | 0.29307 | 0.001051 | 0.35 | 216.98
2022-06-17 17:00 | 0.18953 | 0.002653 | 0.33 | 254.6875
2022-06-17 18:00 | 0.00019451 | 0.0001 | 0.31 | 278.5558
2022-06-17 19:00 | 0 | 0.004824 | 0.29 | 298.3033
2022-06-17 20:00 | 0 | 0.006541 | 0.28 | 300
2022-06-17 21:00 | 0 | 0.00426 | 0.26 | 300
2022-06-17 22:00 | 0 | 0.017841 | 0.23 | 296.4708
2022-06-17 23:00 | 0 | 0.03401 | 0.22 | 289.1642
2022-06-18 | 0 | 0.07569 | 0.19 | 242.705
2022-06-18 01:00 | 0 | 0.21617 | 0.18 | 224.6033
2022-06-18 02:00 | 0 | 0.32747 | 0.17 | 222.1067
2022-06-18 03:00 | 0 | 0.40485 | 0.17 | 184.5858
2022-06-18 04:00 | 0 | 0.50785 | 0.17 | 158.3017
2022-06-18 05:00 | 0 | 0.44357 | 0.2 | 159.2042
2022-06-18 06:00 | 0 | 0.43571 | 0.16 | 156.3758
2022-06-18 07:00 | 0 | 0.42581 | 0.15 | 177.64
2022-06-18 08:00 | 0 | 0.39266 | 0.13 | 189.1017
2022-06-18 09:00 | 0.31257 | 0.40856 | 0.12 | 181.8925
2022-06-18 10:00 | 0.65108 | 0.31542 | 0.11 | 150.5217
2022-06-18 11:00 | 0.64794 | 0.19167 | 0.09 | 90.4383
2022-06-18 12:00 | 0.60419 | 0.29866 | 0.13 | 74.0433
2022-06-18 13:00 | 0.57019 | 0.32883 | 0.13 | 68.6825
2022-06-18 14:00 | 0.58416 | 0.27554 | 0.17 | 87.0017
2022-06-18 15:00 | 0.63503 | 0.27167 | 0.3 | 94.0892
2022-06-18 16:00 | 0.65441 | 0.24271 | 0.2 | 155.5525
2022-06-18 17:00 | 0.33811 | 0.17738 | 0.22 | 270.5667
2022-06-18 18:00 | 0.00035754 | 0.20375 | 0.21 | 275.7042
2022-06-18 19:00 | 0 | 0.22967 | 0.19 | 296.3333
2022-06-18 20:00 | 0 | 0.24809 | 0.15 | 286.0817
2022-06-18 21:00 | 0 | 0.30739 | 0.11 | 284.3758
2022-06-18 22:00 | 0 | 0.31348 | 0.12 | 278.4883
2022-06-18 23:00 | 0 | 0.48039 | 0.09 | 249.65
2022-06-19 | 0 | 0.64198 | 0.02 | 236.5425
2022-06-19 01:00 | 0 | 0.62521 | 0.02 | 231.9517
2022-06-19 02:00 | 0 | 0.68254 | 0.02 | 201.9833
2022-06-19 03:00 | 0 | 0.69978 | 0.03 | 171.1483
2022-06-19 04:00 | 0 | 0.75189 | 0.02 | 154.0442
2022-06-19 05:00 | 0 | 0.7263 | 0.02 | 152.14
2022-06-19 06:00 | 0 | 0.74133 | 0.02 | 152.5958
2022-06-19 07:00 | 0 | 0.76554 | 0.05 | 168.3242
2022-06-19 08:00 | 0 | 0.88708 | 0.06 | 185.025
2022-06-19 09:00 | 0.31899 | 0.88143 | 0.05 | 184.7992
2022-06-19 10:00 | 0.69301 | 0.88155 | 0.02 | 156.0658
2022-06-19 11:00 | 0.6739 | 0.86689 | 0.02 | 90.8025
2022-06-19 12:00 | 0.62052 | 0.84282 | 0.02 | 74.0433
2022-06-19 13:00 | 0.58451 | 0.83631 | 0.04 | 68.6825
2022-06-19 14:00 | 0.60928 | 0.85137 | 0.06 | 87.0017
2022-06-19 15:00 | 0.65918 | 0.85223 | 0.06 | 94.0892
2022-06-19 16:00 | 0.50794 | 0.8175 | 0.08 | 151.47
2022-06-19 17:00 | 0.13151 | 0.7964 | 0.05 | 225.2358
2022-06-19 18:00 | 0 | 0.81376 | 0.05 | 269.9275
2022-06-19 19:00 | 0 | 0.83347 | 0.05 | 289.1808
2022-06-19 20:00 | 0 | 0.87219 | 0.05 | 263.0667
2022-06-19 21:00 | 0 | 0.89726 | 0.05 | 261.8067
2022-06-19 22:00 | 0 | 0.89165 | 0.05 | 239.975
2022-06-19 23:00 | 0 | 0.91533 | 0.05 | 215.3758
2022-06-20 | 0 | 0.90591 | 0.02 | 227.1475
2022-06-20 01:00 | 0 | 0.90855 | 0.03 | 202.3558
2022-06-20 02:00 | 0 | 0.91544 | 0.03 | 230.1275
2022-06-20 03:00 | 0 | 0.91417 | 0.04 | 227.2642
2022-06-20 04:00 | 0 | 0.89786 | 0 | 207.1975
2022-06-20 05:00 | 0 | 0.88801 | 0.04 | 199.4083
2022-06-20 06:00 | 0 | 0.79756 | 0.05 | 189.9208
2022-06-20 07:00 | 0 | 0.84641 | 0.04 | 238.36
2022-06-20 08:00 | 0 | 0.86515 | 0.03 | 268.4158
2022-06-20 09:00 | 0.017943 | 0.792 | 0.03 | 248.3142
2022-06-20 10:00 | 0.034753 | 0.6574 | 0.01 | 221.1792
2022-06-20 11:00 | 0.064377 | 0.50939 | 0.02 | 177.4525
2022-06-20 12:00 | 0.10567 | 0.48916 | 0 | 150.585
2022-06-20 13:00 | 0.11742 | 0.43616 | 0.07 | 152.21
2022-06-20 14:00 | 0.11345 | 0.34531 | 0.16 | 154.5158
2022-06-20 15:00 | 0.10214 | 0.26702 | 0.19 | 154.7483
2022-06-20 16:00 | 0.079262 | 0.28144 | 0.22 | 221.6
2022-06-20 17:00 | 0.063116 | 0.23758 | 0.25 | 277.5625
2022-06-20 18:00 | 2.1468e-05 | 0.17205 | 0.26 | 300
2022-06-20 19:00 | 0 | 0.20408 | 0.25 | 300
2022-06-20 20:00 | 0 | 0.24558 | 0.23 | 300
2022-06-20 21:00 | 0 | 0.22157 | 0.2 | 300
2022-06-20 22:00 | 0 | 0.21977 | 0.19 | 296.4708
2022-06-20 23:00 | 0 | 0.28487 | 0.2 | 289.1642
2022-06-21 | 0 | 0.23 | 0.15 | 280.7708
2022-06-21 01:00 | 0 | 0.16436 | 0.14 | 276.6383
2022-06-21 02:00 | 0 | 0.15607 | 0.14 | 247.305
2022-06-21 03:00 | 0 | 0.13548 | 0.19 | 223.23
2022-06-21 04:00 | 0 | 0.1088 | 0.23 | 207.0533
2022-06-21 05:00 | 0 | 0.094434 | 0.3 | 207.31
2022-06-21 06:00 | 0 | 0.074029 | 0.29 | 251.155
2022-06-21 07:00 | 0 | 0.03639 | 0.24 | 295.6775
2022-06-21 08:00 | 0 | 0.008107 | 0.2 | 300
2022-06-21 09:00 | 0.035823 | 0.014945 | 0.13 | 300
2022-06-21 10:00 | 0.1202 | 0.014794 | 0.11 | 300
2022-06-21 11:00 | 0.27928 | 0.013559 | 0.11 | 273.7958
2022-06-21 12:00 | 0.23242 | 0.056977 | 0.11 | 209.7267
2022-06-21 13:00 | 0.25933 | 0.10992 | 0.12 | 199.7725
2022-06-21 14:00 | 0.33284 | 0.13777 | 0.18 | 207.6775
2022-06-21 15:00 | 0.40132 | 0.091169 | 0.28 | 202.9725
2022-06-21 16:00 | 0.35031 | 0.022487 | 0.31 | 248.36
2022-06-21 17:00 | 0.13812 | 0.001775 | 0.32 | 298.0517
2022-06-21 18:00 | 2.2328e-05 | 0.002159 | 0.3 | 300
2022-06-21 19:00 | 0 | 0.002022 | 0.29 | 300
2022-06-21 20:00 | 0 | 0.005466 | 0.26 | 300
2022-06-21 21:00 | 0 | 0.013091 | 0.22 | 300
2022-06-21 22:00 | 0 | 0.037403 | 0.21 | 300
2022-06-21 23:00 | 0 | 0.05607 | 0.18 | 299.1958
2022-06-22 | 0 | 0.0427 | 0.19 | 299.8392
2022-06-22 01:00 | 0 | 0.033706 | 0.2 | 277.7242
2022-06-22 02:00 | 0 | 0.011546 | 0.21 | 247.305
2022-06-22 03:00 | 0 | 0.011704 | 0.23 | 223.23
2022-06-22 04:00 | 0 | 0.015866 | 0.25 | 207.0533
2022-06-22 05:00 | 0 | 0.021465 | 0.25 | 207.31
2022-06-22 06:00 | 0 | 0.019522 | 0.26 | 251.155
2022-06-22 07:00 | 0 | 0.020966 | 0.26 | 295.6775
2022-06-22 08:00 | 0 | 0.047989 | 0.22 | 300
2022-06-22 09:00 | 0.30235 | 0.048829 | 0.22 | 291.6667
2022-06-22 10:00 | 0.63956 | 0.014908 | 0.19 | 300
2022-06-22 11:00 | 0.60639 | 0.010785 | 0.19 | 273.7958
2022-06-22 12:00 | 0.5865 | 0.013368 | 0.19 | 209.7267
2022-06-22 13:00 | 0.554 | 0.047048 | 0.21 | 199.7725
2022-06-22 14:00 | 0.56289 | 0.1019 | 0.23 | 210.8108
2022-06-22 15:00 | 0.56215 | 0.12346 | 0.29 | 202.9725
2022-06-22 16:00 | 0.4974 | 0.11776 | 0.3 | 248.36
2022-06-22 17:00 | 0.17351 | 0.092568 | 0.3 | 297.1383
2022-06-22 18:00 | 4.1113e-05 | 0.10958 | 0.28 | 300
2022-06-22 19:00 | 0 | 0.14124 | 0.26 | 300
2022-06-22 20:00 | 0 | 0.2093 | 0.23 | 300
2022-06-22 21:00 | 0 | 0.18303 | 0.19 | 300
2022-06-22 22:00 | 0 | 0.1559 | 0.16 | 300
2022-06-22 23:00 | 0 | 0.15776 | 0.12 | 299.1958
2022-06-23 | 0 | 0.20035 | 0.06 | 299.8392
2022-06-23 01:00 | 0 | 0.24576 | 0.05 | 277.7242
2022-06-23 02:00 | 0 | 0.33851 | 0.02 | 247.305
2022-06-23 03:00 | 0 | 0.3971 | 0.02 | 223.23
2022-06-23 04:00 | 0 | 0.4683 | 0.06 | 207.0533
2022-06-23 05:00 | 0 | 0.54209 | 0.09 | -1.8192
2022-06-23 06:00 | 0 | 0.60238 | 0.08 | 10.9258
2022-06-23 07:00 | 0 | 0.68014 | 0.05 | 363.4675
2022-06-23 08:00 | 0 | 0.68102 | 0.02 | 383.1667
2022-06-23 09:00 | 0.16142 | 0.65379 | 0.02 | 320.9275
2022-06-23 10:00 | 0.41649 | 0.59891 | 0.02 | 275.3117
2022-06-23 11:00 | 0.52315 | 0.41242 | 0.02 | -23.845
2022-06-23 12:00 | 0.51947 | 0.49756 | 0.02 | -61.9167
2022-06-23 13:00 | 0.51465 | 0.6061 | 0.02 | -80.6492
2022-06-23 14:00 | 0.54888 | 0.67311 | 0.04 | -89
2022-06-23 15:00 | 0.58176 | 0.66854 | 0.07 | -62.8283
2022-06-23 16:00 | 0.63829 | 0.59525 | 0.08 | -50.5442
2022-06-23 17:00 | 0.20499 | 0.57769 | 0.06 | 294.46
2022-06-23 18:00 | 0 | 0.67416 | 0.05 | 413.8408
2022-06-23 19:00 | 0 | 0.74633 | 0.02 | 413.4225
2022-06-23 20:00 | 0 | 0.807 | 0.02 | 236.9242
2022-06-23 21:00 | 0 | 0.85935 | 0.02 | 276.65
2022-06-23 22:00 | 0 | 0.87889 | 0.02 | 32.7358
2022-06-23 23:00 | 0 | 0.85646 | 0.02 | 58.3133
2022-06-24 | 0 | 0.83474 | 0 | 139.0642
2022-06-24 01:00 | 0 | 0.86194 | 0.02 | -6.1683
2022-06-24 02:00 | 0 | 0.86951 | 0.02 | -36.3017
2022-06-24 03:00 | 0 | 0.81681 | 0.03 | -36.2133
2022-06-24 04:00 | 0 | 0.7847 | 0.1 | -35.7733
2022-06-24 05:00 | 0 | 0.74759 | 0.18 | -30.7233
2022-06-24 06:00 | 0 | 0.68497 | 0.19 | 59.275
2022-06-24 07:00 | 0 | 0.58411 | 0.22 | 320.0117
2022-06-24 08:00 | 0 | 0.56425 | 0.22 | 368.2567
2022-06-24 09:00 | 0.31761 | 0.50171 | 0.2 | 348.4883
2022-06-24 10:00 | 0.69005 | 0.29918 | 0.22 | 361.42
2022-06-24 11:00 | 0.66852 | 0.22715 | 0.19 | 353.6525
2022-06-24 12:00 | 0.61122 | 0.13805 | 0.2 | 318.265
2022-06-24 13:00 | 0.57427 | 0.07228 | 0.25 | 290.5842
2022-06-24 14:00 | 0.59656 | 0.064117 | 0.3 | 262.6733
2022-06-24 15:00 | 0.64436 | 0.062332 | 0.33 | 372.9275
2022-06-24 16:00 | 0.67109 | 0.061873 | 0.34 | 334.8592
2022-06-24 17:00 | 0.32871 | 0.079213 | 0.33 | 416.385
2022-06-24 18:00 | 0.0010338 | 0.10286 | 0.33 | 475.5725
2022-06-24 19:00 | 0 | 0.08426 | 0.34 | 479.345
2022-06-24 20:00 | 0 | 0.024888 | 0.33 | 373.3742
2022-06-24 21:00 | 0 | 0.034449 | 0.33 | 405.6383
2022-06-24 22:00 | 0 | 0.043221 | 0.31 | 362.0808
2022-06-24 23:00 | 0 | 0.042361 | 0.29 | 369.2542
2022-06-25 | 0 | 0.032068 | 0.26 | 347.895
2022-06-25 01:00 | 0 | 0.030887 | 0.22 | 301.9592
2022-06-25 02:00 | 0 | 0.045709 | 0.19 | 336.5783
2022-06-25 03:00 | 0 | 0.054627 | 0.22 | 344.1925
2022-06-25 04:00 | 0 | 0.036447 | 0.26 | 322.2525
2022-06-25 05:00 | 0 | 0.014654 | 0.29 | 286.7758
2022-06-25 06:00 | 0 | 0.010693 | 0.27 | 365.6517
2022-06-25 07:00 | 0 | 0.006871 | 0.23 | 347.1408
2022-06-25 08:00 | 0 | 0.002087 | 0.09 | 365.1992
2022-06-25 09:00 | 0.18802 | 0.000282 | 0.04 | 344.91
2022-06-25 10:00 | 0.31085 | 0.002643 | 0.05 | 241.5867
2022-06-25 11:00 | 0.34547 | 0.002005 | 0.04 | 6.465
2022-06-25 12:00 | 0.43037 | 0.000168 | 0.04 | -20.88
2022-06-25 13:00 | 0.33587 | 0.021208 | 0.04 | -39.3833
2022-06-25 14:00 | 0.34158 | 0.093584 | 0.15 | -38.3025
2022-06-25 15:00 | 0.25492 | 0.096899 | 0.23 | -10.5
2022-06-25 16:00 | 0.52961 | 0.076857 | 0.26 | 91.5575
2022-06-25 17:00 | 0.17789 | 0.010344 | 0.25 | 311.0717
2022-06-25 18:00 | 0 | 0.003435 | 0.25 | 298.8825
2022-06-25 19:00 | 0 | 0.002373 | 0.25 | 340.6792
2022-06-25 20:00 | 0 | 0 | 0.22 | 324.7717
2022-06-25 21:00 | 0 | 0.005209 | 0.22 | 312.6142
2022-06-25 22:00 | 0 | 0.006627 | 0.18 | 366.9917
2022-06-25 23:00 | 0 | 0.027014 | 0.16 | 288.8808
2022-06-26 | 0 | 0.039264 | 0.17 | 281.2733
2022-06-26 01:00 | 0 | 0.023699 | 0.18 | 250.35
2022-06-26 02:00 | 0 | 0.014095 | 0.19 | 194.6058
2022-06-26 03:00 | 0 | 0.009416 | 0.18 | 177.4025
2022-06-26 04:00 | 0 | 0.00648 | 0.22 | 137.175
2022-06-26 05:00 | 0 | 0.010311 | 0.23 | 177.2775
2022-06-26 06:00 | 0 | 0.001158 | 0.22 | 92.5483
2022-06-26 07:00 | 0 | 0.006652 | 0.19 | 277.0658
2022-06-26 08:00 | 0 | 0.003729 | 0.18 | 300.445
2022-06-26 09:00 | 0.22787 | 0.007702 | 0.17 | 305.65
2022-06-26 10:00 | 0.53341 | 0.002086 | 0.1 | 293.675
2022-06-26 11:00 | 0.64709 | 0.024472 | 0.14 | 291.8908
2022-06-26 12:00 | 0.54239 | 0.050107 | 0.12 | 254.7567
2022-06-26 13:00 | 0.51852 | 0.10907 | 0.14 | 277.0933
2022-06-26 14:00 | 0.46777 | 0.18755 | 0.18 | 201.9325
2022-06-26 15:00 | 0.55449 | 0.26446 | 0.24 | 75.4833
2022-06-26 16:00 | 0.65105 | 0.29767 | 0.26 | 90.4083
2022-06-26 17:00 | 0.31859 | 0.35725 | 0.26 | 339.735
2022-06-26 18:00 | 0.0010667 | 0.38369 | 0.3 | 360.3542
2022-06-26 19:00 | 0 | 0.37111 | 0.27 | 374.2933
2022-06-26 20:00 | 0 | 0.31907 | 0.26 | 321.3942
2022-06-26 21:00 | 0 | 0.26512 | 0.28 | 381.4283
2022-06-26 22:00 | 0 | 0.23339 | 0.3 | 343.9292
2022-06-26 23:00 | 0 | 0.19636 | 0.27 | 331.3525
2022-06-27 | 0 | 0.19123 | 0.27 | 319.8708
2022-06-27 01:00 | 0 | 0.23356 | 0.26 | 325.6658
2022-06-27 02:00 | 0 | 0.18391 | 0.26 | 365.2358
2022-06-27 03:00 | 0 | 0.11616 | 0.27 | 354.1492
2022-06-27 04:00 | 0 | 0.059249 | 0.26 | 323.8233
2022-06-27 05:00 | 0 | 0.022781 | 0.26 | 323.7592
2022-06-27 06:00 | 0 | 0.015498 | 0.26 | 337.6817
2022-06-27 07:00 | 0 | 0.018955 | 0.24 | 419.2867
2022-06-27 08:00 | 0 | 0.013784 | 0.2 | 476.4317
2022-06-27 09:00 | 0.13371 | 0.014044 | 0.2 | 457.4567
2022-06-27 10:00 | 0.48295 | 0.021386 | 0.14 | 419.9092
2022-06-27 11:00 | 0.56925 | 0.006144 | 0.15 | 352.475
2022-06-27 12:00 | 0.60216 | 0.003348 | 0.15 | 347.7392
2022-06-27 13:00 | 0.51208 | 0.001651 | 0.28 | 364.8792
2022-06-27 14:00 | 0.58876 | 0.000627 | 0.32 | 403.5858
2022-06-27 15:00 | 0.63385 | 0.001086 | 0.35 | 349.2508
2022-06-27 16:00 | 0.67521 | 0.00166 | 0.33 | 413.8058
2022-06-27 17:00 | 0.33565 | 0.000157 | 0.32 | 582.0433
2022-06-27 18:00 | 0.00072605 | 0.007965 | 0.3 | 2208.4733
2022-06-27 19:00 | 0 | 0.013506 | 0.29 | 632.7925
2022-06-27 20:00 | 0 | 0.005195 | 0.26 | 616.9158
2022-06-27 21:00 | 0 | 0.001882 | 0.25 | 556.5125
2022-06-27 22:00 | 0 | 0.01754 | 0.22 | 496.4767
2022-06-27 23:00 | 0 | 0.040284 | 0.21 | 442.3558
2022-06-28 | 0 | 0.061437 | 0.21 | 422.6858
2022-06-28 01:00 | 0 | 0.093036 | 0.21 | 429.6167
2022-06-28 02:00 | 0 | 0.12441 | 0.2 | 392.8392
2022-06-28 03:00 | 0 | 0.13893 | 0.2 | 388.5283
2022-06-28 04:00 | 0 | 0.10921 | 0.24 | 367.1283
2022-06-28 05:00 | 0 | 0.096784 | 0.24 | 329.0242
2022-06-28 06:00 | 0 | 0.10263 | 0.23 | 348.4025
2022-06-28 07:00 | 0 | 0.12869 | 0.19 | 406.7058
2022-06-28 08:00 | 0 | 0.078201 | 0.17 | 434.0725
2022-06-28 09:00 | 0.30708 | 0.10219 | 0.18 | 415.3542
2022-06-28 10:00 | 0.68225 | 0.077399 | 0.11 | 327.7408
2022-06-28 11:00 | 0.66994 | 0.027991 | 0.1 | 320.2458
2022-06-28 12:00 | 0.61226 | 0.052153 | 0.2 | 305.5717
2022-06-28 13:00 | 0.57895 | 0.072002 | 0.22 | 280.8042
2022-06-28 14:00 | 0.59834 | 0.086476 | 0.28 | 244.4092
2022-06-28 15:00 | 0.64912 | 0.076471 | 0.3 | 212.6175
2022-06-28 16:00 | 0.66811 | 0.068606 | 0.3 | 262.1725
2022-06-28 17:00 | 0.33421 | 0.074474 | 0.29 | 420.9883
2022-06-28 18:00 | 0.0012667 | 0.11276 | 0.29 | 533.185
2022-06-28 19:00 | 0 | 0.086069 | 0.25 | 520.9858
2022-06-28 20:00 | 0 | 0.14797 | 0.23 | 464.9458
2022-06-28 21:00 | 0 | 0.13292 | 0.19 | 432.285
2022-06-28 22:00 | 0 | 0.14734 | 0.18 | 383.34
2022-06-28 23:00 | 0 | 0.13513 | 0.15 | 355.8008
2022-06-29 | 0 | 0.13024 | 0.14 | 310.6675
2022-06-29 01:00 | 0 | 0.082974 | 0.13 | 235.1092
2022-06-29 02:00 | 0 | 0.070121 | 0.12 | 172.1883
2022-06-29 03:00 | 0 | 0.07195 | 0.14 | 120.4117
2022-06-29 04:00 | 0 | 0.070375 | 0.22 | 41.565
2022-06-29 05:00 | 0 | 0.089464 | 0.24 | 39.655
2022-06-29 06:00 | 0 | 0.11043 | 0.23 | 199.0658
2022-06-29 07:00 | 0 | 0.15246 | 0.21 | 349.9933
2022-06-29 08:00 | 0 | 0.19256 | 0.2 | 369.455
2022-06-29 09:00 | 0.32857 | 0.15895 | 0.21 | 384.4733
2022-06-29 10:00 | 0.70248 | 0.16215 | 0.18 | 371.6425
2022-06-29 11:00 | 0.6905 | 0.093004 | 0.22 | 376.915
2022-06-29 12:00 | 0.63079 | 0.070401 | 0.22 | 394.7658
2022-06-29 13:00 | 0.59294 | 0.088318 | 0.24 | 418.9392
2022-06-29 14:00 | 0.61171 | 0.10923 | 0.3 | 520.6783
2022-06-29 15:00 | 0.66047 | 0.12209 | 0.29 | 535.8817
2022-06-29 16:00 | 0.69354 | 0.079136 | 0.3 | 548.1692
2022-06-29 17:00 | 0.34141 | 0.064433 | 0.3 | 521.1592
2022-06-29 18:00 | 0.0018696 | 0.040687 | 0.28 | 478.6083
2022-06-29 19:00 | 0 | 0.01417 | 0.27 | 432.9692
2022-06-29 20:00 | 0 | 0.078488 | 0.26 | 405.9467
2022-06-29 21:00 | 0 | 0.073053 | 0.27 | 418.0283
2022-06-29 22:00 | 0 | 0.14505 | 0.25 | 387.7792
2022-06-29 23:00 | 0 | 0.20725 | 0.22 | 359.795
2022-06-30 | 0 | 0.24895 | 0.18 | 365.6475
2022-06-30 01:00 | 0 | 0.012996 | 0.17 | 425.2567
2022-06-30 02:00 | 0 | 0.014253 | 0.17 | 374.7742
2022-06-30 03:00 | 0 | 0.011648 | 0.17 | 326.9517
2022-06-30 04:00 | 0 | 0.00593 | 0.17 | 332.8508
2022-06-30 05:00 | 0 | 0.00667 | 0.19 | 335.8808
2022-06-30 06:00 | 0 | 0.000357 | 0.2 | 326.5433
2022-06-30 07:00 | 0 | 0.006656 | 0.18 | 301.32
2022-06-30 08:00 | 0 | 0.001278 | 0.15 | 351.315
2022-06-30 09:00 | 0.067368 | 0.00175 | 0.12 | 398.1567
2022-06-30 10:00 | 0.32894 | 0.002346 | 0.07 | 327.7208
2022-06-30 11:00 | 0.22389 | 0.003616 | 0.1 | 263.3967
2022-06-30 12:00 | 0.36974 | 0.001027 | 0.1 | 92.0908
2022-06-30 13:00 | 0.39308 | 0.049927 | 0.13 | -49.2367
2022-06-30 14:00 | 0.47822 | 0.05829 | 0.2 | -44.2492
2022-06-30 15:00 | 0.4424 | 0.062953 | 0.25 | -26.1517
2022-06-30 16:00 | 0.28286 | 0.039632 | 0.25 | 225.0208
2022-06-30 17:00 | 0.1518 | 0.015524 | 0.23 | 379.0342
2022-06-30 18:00 | 0.0006966 | 0.003685 | 0.23 | 428.5675
2022-06-30 19:00 | 0 | 0.000937 | 0.23 | 1077.0867
2022-06-30 20:00 | 0 | 0.01598 | 0.2 | 402.0058
2022-06-30 21:00 | 0 | 0.090546 | 0.2 | 400.6983
2022-06-30 22:00 | 0 | 0.19136 | 0.19 | 401.0458
2022-06-30 23:00 | 0 | 0.26301 | 0.2 | 373.9408
2022-07-01 | 0 | 0.28837 | 0.21 | 371.4142
2022-07-01 01:00 | 0 | 0.28229 | 0.22 | 363.23
2022-07-01 02:00 | 0 | 0.2554 | 0.25 | 356.9025
2022-07-01 03:00 | 0 | 0.18356 | 0.3 | 350.8808
2022-07-01 04:00 | 0 | 0.15921 | 0.27 | 340.2775
2022-07-01 05:00 | 0 | 0.20119 | 0.28 | 360.6758
2022-07-01 06:00 | 0 | 0.22632 | 0.3 | 364.9283
2022-07-01 07:00 | 0 | 0.23972 | 0.26 | 370.1517
2022-07-01 08:00 | 0 | 0.15557 | 0.22 | 416.8642
2022-07-01 09:00 | 0.19017 | 0.19743 | 0.19 | 495.3692
2022-07-01 10:00 | 0.51593 | 0.12897 | 0.15 | 513.2292
2022-07-01 11:00 | 0.36377 | 0.25396 | 0.14 | 479.9117
2022-07-01 12:00 | 0.41011 | 0.536 | 0.19 | 434.3792
2022-07-01 13:00 | 0.44354 | 0.57603 | 0.22 | 452.0508
2022-07-01 14:00 | 0.47773 | 0.56187 | 0.26 | 508.9842
2022-07-01 15:00 | 0.29396 | 0.55037 | 0.29 | 436.6308
2022-07-01 16:00 | 0.25553 | 0.51343 | 0.3 | 490.7217
2022-07-01 17:00 | 0.14033 | 0.51116 | 0.3 | 547.2917
2022-07-01 18:00 | 0.00064875 | 0.57629 | 0.3 | 561.555
2022-07-01 19:00 | 0 | 0.60576 | 0.3 | 451.8108
2022-07-01 20:00 | 0 | 0.59065 | 0.3 | 466.7525
2022-07-01 21:00 | 0 | 0.52504 | 0.3 | 467.6892
2022-07-01 22:00 | 0 | 0.48297 | 0.31 | 505.3375
2022-07-01 23:00 | 0 | 0.47805 | 0.3 | 519.6617
2022-07-02 | 0 | 0.39584 | 0.28 | 511.7267
2022-07-02 01:00 | 0 | 0.3686 | 0.28 | 507.6142
2022-07-02 02:00 | 0 | 0.34406 | 0.29 | 512.2883
2022-07-02 03:00 | 0 | 0.31203 | 0.3 | 494.0833
2022-07-02 04:00 | 0 | 0.27443 | 0.31 | 457.2058
2022-07-02 05:00 | 0 | 0.22968 | 0.32 | 483.5367
2022-07-02 06:00 | 0 | 0.19172 | 0.3 | 521.0725
2022-07-02 07:00 | 0 | 0.20532 | 0.27 | 540.3725
2022-07-02 08:00 | 0 | 0.055557 | 0.23 | 493.39
2022-07-02 09:00 | 0.1061 | 0.081119 | 0.18 | 552.4592
2022-07-02 10:00 | 0.17149 | 0.063078 | 0.12 | 442.6367
2022-07-02 11:00 | 0.53877 | 0.10495 | 0.13 | 340.6517
2022-07-02 12:00 | 0.64587 | 0.10472 | 0.2 | 276.7775
2022-07-02 13:00 | 0.60901 | 0.22032 | 0.2 | 232.9183
2022-07-02 14:00 | 0.62798 | 0.28539 | 0.24 | 224.8908
2022-07-02 15:00 | 0.66819 | 0.32276 | 0.3 | 227.25
2022-07-02 16:00 | 0.63872 | 0.36606 | 0.29 | 314.7058
2022-07-02 17:00 | 0.34175 | 0.41535 | 0.27 | 439.32
2022-07-02 18:00 | 0.002471 | 0.49834 | 0.26 | 448.8742
2022-07-02 19:00 | 0 | 0.56594 | 0.25 | 427.1133
2022-07-02 20:00 | 0 | 0.57164 | 0.24 | 404.15
2022-07-02 21:00 | 0 | 0.58462 | 0.2 | 405.5775
2022-07-02 22:00 | 0 | 0.4675 | 0.19 | 391.7425
2022-07-02 23:00 | 0 | 0.50444 | 0.2 | 394.2017
2022-07-03 | 0 | 0.41407 | 0.18 | 373.1633
2022-07-03 01:00 | 0 | 0.32546 | 0.17 | 342.7575
2022-07-03 02:00 | 0 | 0.21886 | 0.15 | 314.6475
2022-07-03 03:00 | 0 | 0.19987 | 0.15 | 324.3633
2022-07-03 04:00 | 0 | 0.18797 | 0.14 | 303.4775
2022-07-03 05:00 | 0 | 0.16665 | 0.14 | 215.8225
2022-07-03 06:00 | 0 | 0.22134 | 0.14 | 180.4533
2022-07-03 07:00 | 0 | 0.26431 | 0.1 | 213.5692
2022-07-03 08:00 | 0 | 0.24123 | 0.1 | 266.3233
2022-07-03 09:00 | 0.1555 | 0.21337 | 0.09 | 261.9683
2022-07-03 10:00 | 0.27043 | 0.27082 | 0.09 | 187.1333
2022-07-03 11:00 | 0.27506 | 0.36443 | 0.08 | 72.5417
2022-07-03 12:00 | 0.41105 | 0.33981 | 0.09 | 21.5317
2022-07-03 13:00 | 0.49769 | 0.35361 | 0.1 | 57.7625
2022-07-03 14:00 | 0.55093 | 0.36724 | 0.14 | -4.7892
2022-07-03 15:00 | 0.68062 | 0.45075 | 0.23 | -2.7767
2022-07-03 16:00 | 0.71095 | 0.55576 | 0.24 | 184.2592
2022-07-03 17:00 | 0.35816 | 0.53564 | 0.19 | 338.7725
2022-07-03 18:00 | 0.0029695 | 0.6088 | 0.17 | 396.545
2022-07-03 19:00 | 0 | 0.66888 | 0.17 | 362.8467
2022-07-03 20:00 | 0 | 0.66256 | 0.17 | 336.2567
2022-07-03 21:00 | 0 | 0.57179 | 0.17 | 323.2933
2022-07-03 22:00 | 0 | 0.50686 | 0.16 | 293.7733
2022-07-03 23:00 | 0 | 0.48451 | 0.12 | 271.8483
2022-07-04 | 0 | 0.46036 | 0.1 | 249.1092
2022-07-04 01:00 | 0 | 0.36554 | 0.1 | 194.5167
2022-07-04 02:00 | 0 | 0.31715 | 0.09 | 112.98
2022-07-04 03:00 | 0 | 0.3259 | 0.11 | 35.075
2022-07-04 04:00 | 0 | 0.37324 | 0.14 | -27.1108
2022-07-04 05:00 | 0 | 0.40803 | 0.15 | -29.8158
2022-07-04 06:00 | 0 | 0.29374 | 0.15 | 79.4758
2022-07-04 07:00 | 0 | 0.31617 | 0.12 | 276.8575
2022-07-04 08:00 | 0 | 0.25873 | 0.1 | 312.805
2022-07-04 09:00 | 0.21848 | 0.34476 | 0.06 | 306.1067
2022-07-04 10:00 | 0.51121 | 0.23297 | 0.1 | 224.6067
2022-07-04 11:00 | 0.551 | 0.36934 | 0.07 | 191.4867
2022-07-04 12:00 | 0.59116 | 0.42176 | 0.07 | 72.925
2022-07-04 13:00 | 0.61127 | 0.43894 | 0.08 | 0.395
2022-07-04 14:00 | 0.63018 | 0.38479 | 0.14 | 11.1183
2022-07-04 15:00 | 0.68038 | 0.38134 | 0.24 | 65.7225
2022-07-04 16:00 | 0.71326 | 0.34923 | 0.22 | 167.6125
2022-07-04 17:00 | 0.3582 | 0.3872 | 0.17 | 301.8133
2022-07-04 18:00 | 0.0033339 | 0.49392 | 0.16 | 399.5925
2022-07-04 19:00 | 0 | 0.56022 | 0.14 | 348.6517
2022-07-04 20:00 | 0 | 0.57421 | 0.12 | 313.9908
2022-07-04 21:00 | 0 | 0.49439 | 0.11 | 295.0617
2022-07-04 22:00 | 0 | 0.47837 | 0.09 | 278.5608
2022-07-04 23:00 | 0 | 0.43698 | 0.06 | 247.3625
2022-07-05 | 0 | 0.39674 | 0.06 | 217.3708
2022-07-05 01:00 | 0 | 0.33304 | 0.05 | 247.2017
2022-07-05 02:00 | 0 | 0.29106 | 0.06 | 145.9792
2022-07-05 03:00 | 0 | 0.19704 | 0.06 | 25.6908
2022-07-05 04:00 | 0 | 0.13242 | 0.08 | -17.6175
2022-07-05 05:00 | 0 | 0.089799 | 0.13 | -18.7683
2022-07-05 06:00 | 0 | 0.058365 | 0.16 | 104.67
2022-07-05 07:00 | 0 | 0.073722 | 0.14 | 279.0767
2022-07-05 08:00 | 0 | 0.087779 | 0.1 | 339.2292
2022-07-05 09:00 | 0.31385 | 0.096145 | 0.14 | 350.1467
2022-07-05 10:00 | 0.70912 | 0.033428 | 0.13 | 289.895
2022-07-05 11:00 | 0.69356 | 0.012751 | 0.15 | 236.5858
2022-07-05 12:00 | 0.6401 | 0.031965 | 0.18 | 79.1708
2022-07-05 13:00 | 0.59821 | 0.010709 | 0.2 | -7.4583
2022-07-05 14:00 | 0.61591 | 0.005197 | 0.3 | 112.6542
2022-07-05 15:00 | 0.673 | 0.006584 | 0.34 | 92.3417
2022-07-05 16:00 | 0.70544 | 0.005842 | 0.33 | 253.6425
2022-07-05 17:00 | 0.35338 | 0.079325 | 0.32 | 450.57
2022-07-05 18:00 | 0.0032214 | 0.16888 | 0.31 | 646.9683
2022-07-05 19:00 | 0 | 0.19471 | 0.29 | 736.8083
2022-07-05 20:00 | 0 | 0.11236 | 0.27 | 480.7642
2022-07-05 21:00 | 0 | 0.075216 | 0.27 | 502.4442
2022-07-05 22:00 | 0 | 0.017529 | 0.26 | 429.4525
2022-07-05 23:00 | 0 | 0.014844 | 0.27 | 401.4892
2022-07-06 | 0 | 0.00402 | 0.3 | 420.5658
2022-07-06 01:00 | 0 | 0.004856 | 0.32 | 392.9817
2022-07-06 02:00 | 0 | 0.004247 | 0.32 | 399.7692
2022-07-06 03:00 | 0 | 0.007734 | 0.32 | 394.7242
2022-07-06 04:00 | 0 | 0.003914 | 0.32 | 388.8908
2022-07-06 05:00 | 0 | 0.017669 | 0.31 | 393.6175
2022-07-06 06:00 | 0 | 0.018984 | 0.29 | 404.8925
2022-07-06 07:00 | 0 | 0.011543 | 0.26 | 431.8542
2022-07-06 08:00 | 0 | 0.016472 | 0.21 | 540.3042
2022-07-06 09:00 | 0.30665 | 0.003914 | 0.18 | 499.8308
2022-07-06 10:00 | 0.67405 | 0.003637 | 0.18 | 403.6575
2022-07-06 11:00 | 0.68305 | 0.004635 | 0.2 | 370.6925
2022-07-06 12:00 | 0.64298 | 0.002845 | 0.21 | 314.1267
2022-07-06 13:00 | 0.58314 | 0.020915 | 0.21 | 164.5617
2022-07-06 14:00 | 0.61621 | 0.071592 | 0.23 | 75.2717
2022-07-06 15:00 | 0.68614 | 0.072882 | 0.3 | 152.0425
2022-07-06 16:00 | 0.72042 | 0.086975 | 0.31 | 303.9908
2022-07-06 17:00 | 0.36254 | 0.23711 | 0.3 | 467.1342
2022-07-06 18:00 | 0.0037067 | 0.37249 | 0.32 | 716.9708
2022-07-06 19:00 | 0 | 0.34956 | 0.31 | 792.215
2022-07-06 20:00 | 0 | 0.20878 | 0.31 | 712.5975
2022-07-06 21:00 | 0 | 0.1986 | 0.31 | 687.83
2022-07-06 22:00 | 0 | 0.17149 | 0.32 | 555.0717
2022-07-06 23:00 | 0 | 0.11657 | 0.3 | 638.7283
2022-07-07 | 0 | 0.12964 | 0.26 | 487.1792
2022-07-07 01:00 | 0 | 0.1105 | 0.25 | 428.4508
2022-07-07 02:00 | 0 | 0.10025 | 0.26 | 403.3608
2022-07-07 03:00 | 0 | 0.086949 | 0.26 | 381.2417
2022-07-07 04:00 | 0 | 0.044524 | 0.25 | 371.4333
2022-07-07 05:00 | 0 | 0.031294 | 0.29 | 368.4425
2022-07-07 06:00 | 0 | 0.028229 | 0.29 | 363.7908
2022-07-07 07:00 | 0 | 0.015256 | 0.28 | 393.4
2022-07-07 08:00 | 0 | 0.022183 | 0.28 | 2141.6458
2022-07-07 09:00 | 0.18475 | 0.027912 | 0.26 | 645.7317
2022-07-07 10:00 | 0.29694 | 0.021393 | 0.2 | 398.7575
2022-07-07 11:00 | 0.36852 | 0.10693 | 0.2 | 406.8325
2022-07-07 12:00 | 0.49041 | 0.25283 | 0.15 | 450.4525
2022-07-07 13:00 | 0.40341 | 0.29951 | 0.23 | 246.445
2022-07-07 14:00 | 0.29629 | 0.30009 | 0.25 | 199.4058
2022-07-07 15:00 | 0.22414 | 0.3532 | 0.29 | 311.88
2022-07-07 16:00 | 0.25428 | 0.35773 | 0.29 | 384.2142
2022-07-07 17:00 | 0.087473 | 0.33202 | 0.28 | 374.555
2022-07-07 18:00 | 0.0017362 | 0.38368 | 0.28 | 402.6017
2022-07-07 19:00 | 0 | 0.43236 | 0.27 | 588.2783
2022-07-07 20:00 | 0 | 0.38398 | 0.26 | 517.6508
2022-07-07 21:00 | 0 | 0.3807 | 0.25 | 467.08
2022-07-07 22:00 | 0 | 0.40619 | 0.24 | 417.7442
2022-07-07 23:00 | 0 | 0.37867 | 0.24 | 402.9233
2022-07-08 | 0 | 0.35105 | 0.25 | 2301.4625
2022-07-08 01:00 | 0 | 0.26985 | 0.25 | 405.45
2022-07-08 02:00 | 0 | 0.2051 | 0.26 | 428.8067
2022-07-08 03:00 | 0 | 0.19082 | 0.26 | 400.1208
2022-07-08 04:00 | 0 | 0.15481 | 0.27 | 393.55
2022-07-08 05:00 | 0 | 0.17203 | 0.28 | 398.7892
2022-07-08 06:00 | 0 | 0.19134 | 0.3 | 416.9833
2022-07-08 07:00 | 0 | 0.14469 | 0.27 | 391.6667
2022-07-08 08:00 | 0 | 0.19222 | 0.24 | 1171.4733
2022-07-08 09:00 | 0.21241 | 0.19112 | 0.19 | 7839.4342
2022-07-08 10:00 | 0.47947 | 0.10357 | 0.2 | 2144.0958
2022-07-08 11:00 | 0.45205 | 0.10861 | 0.18 | 386.2583
2022-07-08 12:00 | 0.51816 | 0.17513 | 0.18 | 255.4892
2022-07-08 13:00 | 0.54478 | 0.25701 | 0.16 | 229.7308
2022-07-08 14:00 | 0.56511 | 0.32074 | 0.21 | 76.9033
2022-07-08 15:00 | 0.47806 | 0.37529 | 0.27 | -66.6458
2022-07-08 16:00 | 0.54725 | 0.40909 | 0.3 | 262.8842
2022-07-08 17:00 | 0.2473 | 0.35194 | 0.29 | 436.1667
2022-07-08 18:00 | 0.0007701 | 0.41528 | 0.28 | 585.5008
2022-07-08 19:00 | 0 | 0.43196 | 0.28 | 550.9058
2022-07-08 20:00 | 0 | 0.45156 | 0.29 | 552.5817
2022-07-08 21:00 | 0 | 0.40012 | 0.27 | 530.8492
2022-07-08 22:00 | 0 | 0.38893 | 0.28 | 528.3042
2022-07-08 23:00 | 0 | 0.29747 | 0.27 | 534.1875
2022-07-09 | 0 | 0.25895 | 0.27 | 530.1675
2022-07-09 01:00 | 0 | 0.23863 | 0.27 | 545.7125
2022-07-09 02:00 | 0 | 0.2059 | 0.27 | 440.8542
2022-07-09 03:00 | 0 | 0.13976 | 0.28 | 393.5117
2022-07-09 04:00 | 0 | 0.10217 | 0.29 | 393.74
2022-07-09 05:00 | 0 | 0.072898 | 0.31 | 424.4858
2022-07-09 06:00 | 0 | 0.066697 | 0.33 | 452.92
2022-07-09 07:00 | 0 | 0.044 | 0.29 | 542.0158
2022-07-09 08:00 | 0 | 0.033766 | 0.25 | 528.35
2022-07-09 09:00 | 0.25652 | 0.015309 | 0.21 | 752.4233
2022-07-09 10:00 | 0.56643 | 0.00519 | 0.18 | 705.125
2022-07-09 11:00 | 0.43916 | 0.035931 | 0.16 | 506.155
2022-07-09 12:00 | 0.30878 | 0.14821 | 0.16 | 458.0808
2022-07-09 13:00 | 0.37385 | 0.23654 | 0.17 | 426.0967
2022-07-09 14:00 | 0.42612 | 0.22333 | 0.23 | 382.9742
2022-07-09 15:00 | 0.46069 | 0.19683 | 0.32 | 351.5558
2022-07-09 16:00 | 0.6094 | 0.13907 | 0.35 | 387.9175
2022-07-09 17:00 | 0.29939 | 0.089403 | 0.35 | 521.62
2022-07-09 18:00 | 0.0042561 | 0.12444 | 0.35 | 661.2058
2022-07-09 19:00 | 0 | 0.17197 | 0.34 | 582.16
2022-07-09 20:00 | 0 | 0.15623 | 0.34 | 503.695
2022-07-09 21:00 | 0 | 0.14851 | 0.33 | 605.4625
2022-07-09 22:00 | 0 | 0.10848 | 0.33 | 577.5008
2022-07-09 23:00 | 0 | 0.11995 | 0.33 | 568.6742
2022-07-10 | 0 | 0.057472 | 0.32 | 571.22
2022-07-10 01:00 | 0 | 0.001914 | 0.3 | 539.5258
2022-07-10 02:00 | 0 | 0.001368 | 0.27 | 442.03
2022-07-10 03:00 | 0 | 0.001715 | 0.24 | 428.9108
2022-07-10 04:00 | 0 | 0.005539 | 0.2 | 393.1458
2022-07-10 05:00 | 0 | 0.015777 | 0.21 | 375.5742
2022-07-10 06:00 | 0 | 0.036342 | 0.2 | 352.6175
2022-07-10 07:00 | 0 | 0.11875 | 0.17 | 334.3017
2022-07-10 08:00 | 0 | 0.21219 | 0.15 | 325.8517
2022-07-10 09:00 | 0.29555 | 0.28162 | 0.13 | 326.475
2022-07-10 10:00 | 0.69085 | 0.22594 | 0.11 | 151.3092
2022-07-10 11:00 | 0.68849 | 0.21413 | 0.1 | 158.8942
2022-07-10 12:00 | 0.58758 | 0.39276 | 0.09 | 50.6692
2022-07-10 13:00 | 0.55586 | 0.43834 | 0.12 | -38.4258
2022-07-10 14:00 | 0.54259 | 0.54496 | 0.2 | -23.6275
2022-07-10 15:00 | 0.5246 | 0.51997 | 0.23 | 52.0133
2022-07-10 16:00 | 0.40032 | 0.47907 | 0.21 | 241.2433
2022-07-10 17:00 | 0.16184 | 0.45239 | 0.18 | 364.4367
2022-07-10 18:00 | 0.00082571 | 0.53819 | 0.19 | 461.165
2022-07-10 19:00 | 0 | 0.54661 | 0.17 | 446.8867
2022-07-10 20:00 | 0 | 0.66756 | 0.14 | 351.9125
2022-07-10 21:00 | 0 | 0.80046 | 0.1 | 346.3208
2022-07-10 22:00 | 0 | 0.75868 | 0.09 | 339.4108
2022-07-10 23:00 | 0 | 0.73929 | 0.06 | 325.4458
2022-07-11 | 0 | 0.6606 | 0.05 | 304.4658
2022-07-11 01:00 | 0 | 0.68249 | 0 | 251.7575
2022-07-11 02:00 | 0 | 0.74995 | 0.05 | 271.2108
2022-07-11 03:00 | 0 | 0.70212 | 0.05 | 74.7525
2022-07-11 04:00 | 0 | 0.80955 | 0.08 | -25.2358
2022-07-11 05:00 | 0 | 0.84328 | 0.1 | -33.0158
2022-07-11 06:00 | 0 | 0.80731 | 0.14 | -19.1292
2022-07-11 07:00 | 0 | 0.85888 | 0.11 | 242.6175
2022-07-11 08:00 | 0 | 0.84784 | 0.1 | 230.465
2022-07-11 09:00 | 0.22816 | 0.84725 | 0.11 | 308.5025
2022-07-11 10:00 | 0.18205 | 0.64076 | 0.12 | 269.44
2022-07-11 11:00 | 0.12558 | 0.58818 | 0.15 | 204.5108
2022-07-11 12:00 | 0.11575 | 0.51603 | 0.19 | 157.8683
2022-07-11 13:00 | 0.16608 | 0.45605 | 0.22 | 239.1533
2022-07-11 14:00 | 0.16299 | 0.36329 | 0.26 | 319.0033
2022-07-11 15:00 | 0.11207 | 0.28907 | 0.28 | 374.2575
2022-07-11 16:00 | 0.088533 | 0.21161 | 0.29 | 482.6942
2022-07-11 17:00 | 0.038531 | 0.15035 | 0.3 | 619.745
2022-07-11 18:00 | 0.0017067 | 0.14152 | 0.3 | 871.93
2022-07-11 19:00 | 0 | 0.1701 | 0.29 | 831.1525
2022-07-11 20:00 | 0 | 0.23312 | 0.3 | 692.3617
2022-07-11 21:00 | 0 | 0.19492 | 0.27 | 701.1417
2022-07-11 22:00 | 0 | 0.13466 | 0.26 | 656.3792
2022-07-11 23:00 | 0 | 0.14221 | 0.24 | 532.515
2022-07-12 | 0 | 0.1471 | 0.24 | 516.8925
2022-07-12 01:00 | 0 | 0.19078 | 0.24 | 452.8517
2022-07-12 02:00 | 0 | 0.24645 | 0.23 | 441.6917
2022-07-12 03:00 | 0 | 0.35303 | 0.24 | 485.285
2022-07-12 04:00 | 0 | 0.33983 | 0.27 | 483.3458
2022-07-12 05:00 | 0 | 0.38606 | 0.29 | 529.14
2022-07-12 06:00 | 0 | 0.38929 | 0.31 | 504.7233
2022-07-12 07:00 | 0 | 0.30352 | 0.31 | 601.5008
2022-07-12 08:00 | 0 | 0.1353 | 0.29 | 832.0825
2022-07-12 09:00 | 0.26697 | 0.086151 | 0.25 | 732.47
2022-07-12 10:00 | 0.52262 | 0.090713 | 0.22 | 748.1275
2022-07-12 11:00 | 0.48876 | 0.11983 | 0.21 | 666.2667
2022-07-12 12:00 | 0.48966 | 0.18466 | 0.21 | 508.505
2022-07-12 13:00 | 0.40861 | 0.29991 | 0.21 | 389.3342
2022-07-12 14:00 | 0.49481 | 0.35933 | 0.19 | 509.2192
2022-07-12 15:00 | 0.43601 | 0.30707 | 0.22 | 546.6758
2022-07-12 16:00 | 0.66373 | 0.22844 | 0.23 | 585.54
2022-07-12 17:00 | 0.35617 | 0.12679 | 0.23 | 567.1108
2022-07-12 18:00 | 0.0044584 | 0.10077 | 0.21 | 851.48
2022-07-12 19:00 | 0 | 0.097371 | 0.2 | 714.5267
2022-07-12 20:00 | 0 | 0.24001 | 0.2 | 633.0217
2022-07-12 21:00 | 0 | 0.41846 | 0.22 | 582.6333
2022-07-12 22:00 | 0 | 0.55345 | 0.23 | 565.1983
2022-07-12 23:00 | 0 | 0.59676 | 0.23 | 470.2125
2022-07-13 | 0 | 0.63619 | 0.24 | 435.865
2022-07-13 01:00 | 0 | 0.48493 | 0.27 | 415.7425
2022-07-13 02:00 | 0 | 0.33625 | 0.26 | 424.1683
2022-07-13 03:00 | 0 | 0.20424 | 0.27 | 403.29
2022-07-13 04:00 | 0 | 0.19244 | 0.31 | 399.9367
2022-07-13 05:00 | 0 | 0.15074 | 0.3 | 384.5042
2022-07-13 06:00 | 0 | 0.12797 | 0.32 | 422.5842
2022-07-13 07:00 | 0 | 0.086727 | 0.32 | 505.8617
2022-07-13 08:00 | 0 | 0.019719 | 0.29 | 640.1433
2022-07-13 09:00 | 0.29507 | 0.007641 | 0.28 | 481.7783
2022-07-13 10:00 | 0.6653 | 0.008862 | 0.26 | 435.0425
2022-07-13 11:00 | 0.63048 | 0.046476 | 0.25 | 450.625
2022-07-13 12:00 | 0.59222 | 0.13407 | 0.27 | 430.065
2022-07-13 13:00 | 0.57531 | 0.18291 | 0.27 | 403.7658
2022-07-13 14:00 | 0.46492 | 0.20538 | 0.31 | 421.0325
2022-07-13 15:00 | 0.43656 | 0.17086 | 0.34 | 414.6483
2022-07-13 16:00 | 0.5283 | 0.16202 | 0.34 | 475.5525
2022-07-13 17:00 | 0.29361 | 0.13878 | 0.34 | 602.5542
2022-07-13 18:00 | 0.0049679 | 0.18721 | 0.3 | 655.2925
2022-07-13 19:00 | 0 | 0.20832 | 0.34 | 677.5217
2022-07-13 20:00 | 0 | 0.14669 | 0.35 | 697.5083
2022-07-13 21:00 | 0 | 0.14523 | 0.4 | 682.7508
2022-07-13 22:00 | 0 | 0.10895 | 0.35 | 665.475
2022-07-13 23:00 | 0 | 0.096061 | 0.35 | 626.9667
2022-07-14 | 0 | 0.11608 | 0.35 | 608.7817
2022-07-14 01:00 | 0 | 0.099327 | 0.36 | 634.555
2022-07-14 02:00 | 0 | 0.038646 | 0.36 | 670.5383
2022-07-14 03:00 | 0 | 0.025834 | 0.36 | 651.8383
2022-07-14 04:00 | 0 | 0.007617 | 0.36 | 646.7583
2022-07-14 05:00 | 0 | 0.002382 | 0.36 | 572.2842
2022-07-14 06:00 | 0 | 0.000625 | 0.35 | 590.4092
2022-07-14 07:00 | 0 | 0.015703 | 0.33 | 616.2017
2022-07-14 08:00 | 0 | 0.010955 | 0.33 | 730.6392
2022-07-14 09:00 | 0.32161 | 0.007055 | 0.3 | 686.8017
2022-07-14 10:00 | 0.71229 | 0.005014 | 0.3 | 700.0725
2022-07-14 11:00 | 0.69231 | 0.001152 | 0.31 | 608.0683
2022-07-14 12:00 | 0.64398 | 0.000719 | 0.31 | 573.1433
2022-07-14 13:00 | 0.60218 | 0.003051 | 0.31 | 548.645
2022-07-14 14:00 | 0.62494 | 0.005847 | 0.33 | 547.95
2022-07-14 15:00 | 0.67421 | 0.003267 | 0.4 | 541.7833
2022-07-14 16:00 | 0.69603 | 0.001667 | 0.36 | 624.5025
2022-07-14 17:00 | 0.35415 | 0.002092 | 0.36 | 759.5975
2022-07-14 18:00 | 0.00541 | 0.004779 | 0.34 | 3232.4425
2022-07-14 19:00 | 0 | 0.01611 | 0.3 | 901.0183
2022-07-14 20:00 | 0 | 0.008364 | 0.28 | 823.285
2022-07-14 21:00 | 0 | 0.01587 | 0.23 | 854.4292
2022-07-14 22:00 | 0 | 0.014517 | 0.19 | 689.235
2022-07-14 23:00 | 0 | 0.01395 | 0.2 | 582.0917
2022-07-15 | 0 | 0.061302 | 0.2 | 556.755
2022-07-15 01:00 | 0 | 0.097103 | 0.21 | 496.6483
2022-07-15 02:00 | 0 | 0.096052 | 0.19 | 455.1917
2022-07-15 03:00 | 0 | 0.18678 | 0.2 | 410.4533
2022-07-15 04:00 | 0 | 0.25597 | 0.19 | 403.24
2022-07-15 05:00 | 0 | 0.25542 | 0.2 | 445.27
2022-07-15 06:00 | 0 | 0.29758 | 0.2 | 461.7992
2022-07-15 07:00 | 0 | 0.34689 | 0.18 | 481.9017
2022-07-15 08:00 | 0 | 0.47094 | 0.15 | 574.8967
2022-07-15 09:00 | 0.2772 | 0.6145 | 0.13 | 518.5292
2022-07-15 10:00 | 0.58722 | 0.5012 | 0.12 | 442.0642
2022-07-15 11:00 | 0.67989 | 0.39587 | 0.11 | 423.0325
2022-07-15 12:00 | 0.59569 | 0.46884 | 0.11 | 356.2783
2022-07-15 13:00 | 0.56504 | 0.57878 | 0.13 | 349.3992
2022-07-15 14:00 | 0.58687 | 0.52831 | 0.2 | 201.6567
2022-07-15 15:00 | 0.51275 | 0.61544 | 0.25 | 125.8775
2022-07-15 16:00 | 0.48319 | 0.57076 | 0.24 | 321.0233
2022-07-15 17:00 | 0.3326 | 0.53875 | 0.21 | 531.2075
2022-07-15 18:00 | 0.0046071 | 0.63811 | 0.18 | 580.1633
2022-07-15 19:00 | 0 | 0.74542 | 0.13 | 606.3217
2022-07-15 20:00 | 0 | 0.82525 | 0.09 | 558.3742
2022-07-15 21:00 | 0 | 0.88715 | 0.07 | 549.0233
2022-07-15 22:00 | 0 | 0.91664 | 0 | 416.5025
2022-07-15 23:00 | 0 | 0.90294 | 0.02 | 364.9175
2022-07-16 | 0 | 0.89711 | 0.02 | 382.005
2022-07-16 01:00 | 0 | 0.89011 | 0.01 | 317.3008
2022-07-16 02:00 | 0 | 0.915 | 0 | 127.2833
2022-07-16 03:00 | 0 | 0.92671 | 0.01 | 8.4667
2022-07-16 04:00 | 0 | 0.90524 | 0.01 | -28.5475
2022-07-16 05:00 | 0 | 0.9206 | 0.02 | -37.0833
2022-07-16 06:00 | 0 | 0.92781 | 0.02 | -32.4575
2022-07-16 07:00 | 0 | 0.92812 | 0.02 | 15.24
2022-07-16 08:00 | 0 | 0.9291 | 0.02 | 113.5983
2022-07-16 09:00 | 0.2267 | 0.89255 | 0.02 | -27.2533
2022-07-16 10:00 | 0.44243 | 0.90482 | 0.02 | 108.7167
2022-07-16 11:00 | 0.46869 | 0.9263 | 0.02 | -13.7317
2022-07-16 12:00 | 0.48095 | 0.9069 | 0.03 | -84.9867
2022-07-16 13:00 | 0.50846 | 0.91614 | 0 | -205.3967
2022-07-16 14:00 | 0.61676 | 0.9067 | 0.02 | -15.4825
2022-07-16 15:00 | 0.66776 | 0.87369 | 0.06 | -124.95
2022-07-16 16:00 | 0.6932 | 0.84936 | 0.06 | 199.0775
2022-07-16 17:00 | 0.34974 | 0.79715 | 0.05 | 32.3958
2022-07-16 18:00 | 0.011781 | 0.78517 | 0.04 | 337.7058
2022-07-16 19:00 | 0 | 0.78177 | 0.02 | 355.565
2022-07-16 20:00 | 0 | 0.80852 | 0.02 | 299.9267
2022-07-16 21:00 | 0 | 0.7592 | 0.02 | 293.2317
2022-07-16 22:00 | 0 | 0.69643 | 0.02 | 304.2267
2022-07-16 23:00 | 0 | 0.67909 | 0.02 | 11.4825
2022-07-17 | 0 | 0.68327 | 0.02 | 222.4975
2022-07-17 01:00 | 0 | 0.61021 | 0.02 | 2.5475
2022-07-17 02:00 | 0 | 0.57315 | 0.02 | -39.0483
2022-07-17 03:00 | 0 | 0.50123 | 0.02 | -18.5133
2022-07-17 04:00 | 0 | 0.45938 | 0.02 | -44.04
2022-07-17 05:00 | 0 | 0.48405 | 0.02 | -44.5833
2022-07-17 06:00 | 0 | 0.53235 | 0.02 | -37.9658
2022-07-17 07:00 | 0 | 0.5532 | 0.02 | 10.2883
2022-07-17 08:00 | 0 | 0.65282 | 0.02 | 8.225
2022-07-17 09:00 | 0.099447 | 0.61537 | 0.02 | 59.8067
2022-07-17 10:00 | 0.43194 | 0.76418 | 0.02 | -28.7108
2022-07-17 11:00 | 0.3243 | 0.83305 | 0 | -58.1733
2022-07-17 12:00 | 0.25555 | 0.69798 | 0.02 | -62.7508
2022-07-17 13:00 | 0.30326 | 0.65685 | 0.02 | -90.8475
2022-07-17 14:00 | 0.2665 | 0.61824 | 0.04 | -77.1717
2022-07-17 15:00 | 0.26 | 0.60442 | 0.08 | -29.0092
2022-07-17 16:00 | 0.55016 | 0.44898 | 0.13 | 13.765
2022-07-17 17:00 | 0.2817 | 0.43173 | 0.14 | 104.2425
2022-07-17 18:00 | 0.021982 | 0.3988 | 0.15 | 119.3442
2022-07-17 19:00 | 0 | 0.40527 | 0.2 | 416.325
2022-07-17 20:00 | 0 | 0.45988 | 0.2 | 404.8667
2022-07-17 21:00 | 0 | 0.3832 | 0.2 | 406.5017
2022-07-17 22:00 | 0 | 0.34867 | 0.21 | 453.3342
2022-07-17 23:00 | 0 | 0.26728 | 0.2 | 409.3058
2022-07-18 | 0 | 0.23358 | 0.21 | 428.51
2022-07-18 01:00 | 0 | 0.19232 | 0.24 | 420.1067
2022-07-18 02:00 | 0 | 0.12824 | 0.25 | 430.0183
2022-07-18 03:00 | 0 | 0.085718 | 0.25 | 406.5233
2022-07-18 04:00 | 0 | 0.054869 | 0.28 | 420.2217
2022-07-18 05:00 | 0 | 0.059365 | 0.31 | 451.0267
2022-07-18 06:00 | 0 | 0.048575 | 0.3 | 501.6842
2022-07-18 07:00 | 0 | 0.022593 | 0.3 | 564.1108
2022-07-18 08:00 | 0 | 0.023087 | 0.29 | 614.1525
2022-07-18 09:00 | 0.31004 | 0.011166 | 0.31 | 836.055
2022-07-18 10:00 | 0.43934 | 0.002163 | 0.3 | 614.7908
2022-07-18 11:00 | 0.27397 | 0.006291 | 0.3 | 516.6583
2022-07-18 12:00 | 0.3783 | 0.018945 | 0.31 | 500.1242
2022-07-18 13:00 | 0.38447 | 0.022448 | 0.3 | 555.615
2022-07-18 14:00 | 0.42473 | 0.030383 | 0.3 | 639.6717
2022-07-18 15:00 | 0.45157 | 0.037589 | 0.34 | 608.1533
2022-07-18 16:00 | 0.44578 | 0.047641 | 0.35 | 729.3908
2022-07-18 17:00 | 0.32226 | 0.045335 | 0.34 | 549.8783
2022-07-18 18:00 | 0.019222 | 0.080799 | 0.33 | 633.3117
2022-07-18 19:00 | 0 | 0.13407 | 0.32 | 812.6708
2022-07-18 20:00 | 0 | 0.16724 | 0.3 | 714.0283
2022-07-18 21:00 | 0 | 0.16192 | 0.29 | 597.6458
2022-07-18 22:00 | 0 | 0.10489 | 0.27 | 561.285
2022-07-18 23:00 | 0 | 0.1034 | 0.25 | 567.425
2022-07-19 | 0 | 0.10508 | 0.23 | 516.1117
2022-07-19 01:00 | 0 | 0.16043 | 0.2 | 433.13
2022-07-19 02:00 | 0 | 0.16038 | 0.19 | 476.3983
2022-07-19 03:00 | 0 | 0.23595 | 0.2 | 460.9408
2022-07-19 04:00 | 0 | 0.2833 | 0.22 | 416.495
2022-07-19 05:00 | 0 | 0.27405 | 0.24 | 401.045
2022-07-19 06:00 | 0 | 0.32629 | 0.23 | 423.0608
2022-07-19 07:00 | 0 | 0.36185 | 0.19 | 505.7633
2022-07-19 08:00 | 0 | 0.3098 | 0.17 | 560.5725
2022-07-19 09:00 | 0.30938 | 0.28552 | 0.16 | 508.1517
2022-07-19 10:00 | 0.65955 | 0.19411 | 0.21 | 422.6767
2022-07-19 11:00 | 0.64666 | 0.31346 | 0.2 | 436.3925
2022-07-19 12:00 | 0.5864 | 0.27956 | 0.26 | 444.9375
2022-07-19 13:00 | 0.56258 | 0.14765 | 0.27 | 525.4333
2022-07-19 14:00 | 0.56303 | 0.085875 | 0.29 | 563.4733
2022-07-19 15:00 | 0.62287 | 0.047048 | 0.3 | 569.8333
2022-07-19 16:00 | 0.60559 | 0.039796 | 0.28 | 570.9042
2022-07-19 17:00 | 0.28213 | 0.07868 | 0.26 | 690.7725
2022-07-19 18:00 | 0.01683 | 0.16793 | 0.24 | 677.365
2022-07-19 19:00 | 0 | 0.30619 | 0.22 | 582.9917
2022-07-19 20:00 | 0 | 0.35142 | 0.19 | 464.5817
2022-07-19 21:00 | 0 | 0.42323 | 0.15 | 424.7367
2022-07-19 22:00 | 0 | 0.46509 | 0.17 | 400.39
2022-07-19 23:00 | 0 | 0.47439 | 0.18 | 387.9792
2022-07-20 | 0 | 0.41654 | 0.2 | 392.1225
2022-07-20 01:00 | 0 | 0.35734 | 0.25 | 392.4
2022-07-20 02:00 | 0 | 0.30524 | 0.31 | 391.3242
2022-07-20 03:00 | 0 | 0.25755 | 0.3 | 390.6075
2022-07-20 04:00 | 0 | 0.20526 | 0.3 | 423.5608
2022-07-20 05:00 | 0 | 0.10874 | 0.32 | 423.6483
2022-07-20 06:00 | 0 | 0.098499 | 0.31 | 438.6992
2022-07-20 07:00 | 0 | 0.17491 | 0.28 | 580.2242
2022-07-20 08:00 | 0 | 0.12878 | 0.28 | 648.5533
2022-07-20 09:00 | 0.068293 | 0.17892 | 0.21 | 671.7958
2022-07-20 10:00 | 0.097882 | 0.11824 | 0.2 | 557.3325
2022-07-20 11:00 | 0.10495 | 0.10739 | 0.16 | 531.0858
2022-07-20 12:00 | 0.22218 | 0.13269 | 0.15 | 385.32
2022-07-20 13:00 | 0.48069 | 0.23971 | 0.16 | 300.4008
2022-07-20 14:00 | 0.55914 | 0.26515 | 0.2 | 259.5758
2022-07-20 15:00 | 0.54016 | 0.27285 | 0.23 | 172.8342
2022-07-20 16:00 | 0.6419 | 0.29308 | 0.22 | 332.43
2022-07-20 17:00 | 0.37057 | 0.24128 | 0.19 | 394.0758
2022-07-20 18:00 | 0.027616 | 0.30356 | 0.18 | 509.0333
2022-07-20 19:00 | 0 | 0.40575 | 0.18 | 439.4625
2022-07-20 20:00 | 0 | 0.25441 | 0.17 | 406.9817
2022-07-20 21:00 | 0 | 0.25992 | 0.16 | 406.5625
2022-07-20 22:00 | 0 | 0.21061 | 0.18 | 405.4942
2022-07-20 23:00 | 0 | 0.17812 | 0.19 | 391.7967
2022-07-21 | 0 | 0.17005 | 0.18 | 301.9967
2022-07-21 01:00 | 0 | 0.081262 | 0.18 | 342.6967
2022-07-21 02:00 | 0 | 0.080558 | 0.21 | 340.8167
2022-07-21 03:00 | 0 | 0.10494 | 0.2 | 320.465
2022-07-21 04:00 | 0 | 0.071669 | 0.25 | 302.5292
2022-07-21 05:00 | 0 | 0.062555 | 0.26 | 329.4242
2022-07-21 06:00 | 0 | 0.056035 | 0.26 | 346.415
2022-07-21 07:00 | 0 | 0.035216 | 0.22 | 404.1533
2022-07-21 08:00 | 0 | 0.064672 | 0.17 | 520.4208
2022-07-21 09:00 | 0.23141 | 0.081486 | 0.16 | 481.8133
2022-07-21 10:00 | 0.61376 | 0.037835 | 0.11 | 386.3158
2022-07-21 11:00 | 0.6706 | 0.00031 | 0.1 | 334.9167
2022-07-21 12:00 | 0.64293 | 0.04469 | 0.09 | 264.4133
2022-07-21 13:00 | 0.6055 | 0.43201 | 0.08 | 186.0375
2022-07-21 14:00 | 0.59999 | 0.70705 | 0.1 | -27.7517
2022-07-21 15:00 | 0.66489 | 0.80715 | 0.16 | -53.8883
2022-07-21 16:00 | 0.51148 | 0.78636 | 0.16 | -70.1192
2022-07-21 17:00 | 0.22048 | 0.55056 | 0.15 | 198.1175
2022-07-21 18:00 | 0.01501 | 0.45816 | 0.15 | 388.2908
2022-07-21 19:00 | 0 | 0.48186 | 0.11 | 393.1192
2022-07-21 20:00 | 0 | 0.41167 | 0.07 | 355.8583
2022-07-21 21:00 | 0 | 0.52575 | 0.06 | 316.7917
2022-07-21 22:00 | 0 | 0.69328 | 0.03 | 308.6558
2022-07-21 23:00 | 0 | 0.79841 | 0.02 | 309.5608
2022-07-22 | 0 | 0.82702 | 0.01 | 255.6517
2022-07-22 01:00 | 0 | 0.84459 | 0.01 | 244.2967
2022-07-22 02:00 | 0 | 0.86839 | 0.01 | 171.8333
2022-07-22 03:00 | 0 | 0.90702 | 0.02 | -3.0592
2022-07-22 04:00 | 0 | 0.90375 | 0.02 | -20.5517
2022-07-22 05:00 | 0 | 0.85906 | 0 | -24.315
2022-07-22 06:00 | 0 | 0.8864 | 0.04 | -4.8067
2022-07-22 07:00 | 0 | 0.88028 | 0 | 192.3792
2022-07-22 08:00 | 0 | 0.9024 | 0.02 | 302.3883
2022-07-22 09:00 | 0.052473 | 0.87169 | 0.02 | 299.5125
2022-07-22 10:00 | 0.073811 | 0.77641 | 0.02 | 236.575
2022-07-22 11:00 | 0.084641 | 0.80461 | 0.02 | 103.7208
2022-07-22 12:00 | 0.16976 | 0.76912 | 0.03 | -25.0233
2022-07-22 13:00 | 0.10534 | 0.82781 | 0.06 | -36.3317
2022-07-22 14:00 | 0.29984 | 0.79991 | 0.11 | -28.4633
2022-07-22 15:00 | 0.10893 | 0.76992 | 0.17 | 252.645
2022-07-22 16:00 | 0.087796 | 0.72418 | 0.16 | 323.4975
2022-07-22 17:00 | 0.043203 | 0.64696 | 0.16 | 423.4783
2022-07-22 18:00 | 0.0011961 | 0.49942 | 0.13 | 403.9717
2022-07-22 19:00 | 0 | 0.37004 | 0.14 | 394.4808
2022-07-22 20:00 | 0 | 0.33717 | 0.1 | 393.9308
2022-07-22 21:00 | 0 | 0.39654 | 0.08 | 368.2033
2022-07-22 22:00 | 0 | 0.42547 | 0.05 | 358.8333
2022-07-22 23:00 | 0 | 0.38899 | 0.04 | 348.0108
2022-07-23 | 0 | 0.46555 | 0.02 | 310.1383
2022-07-23 01:00 | 0 | 0.51252 | 0.02 | 452.6192
2022-07-23 02:00 | 0 | 0.47518 | 0.03 | 163.1567
2022-07-23 03:00 | 0 | 0.4345 | 0 | 104.0183
2022-07-23 04:00 | 0 | 0.53543 | 0.03 | 143.335
2022-07-23 05:00 | 0 | 0.64044 | 0.03 | 164.3825
2022-07-23 06:00 | 0 | 0.62415 | 0.04 | 289.6783
2022-07-23 07:00 | 0 | 0.54386 | 0 | 259.7275
2022-07-23 08:00 | 0 | 0.59302 | 0.03 | 311.2858
2022-07-23 09:00 | 0.32286 | 0.48307 | 0.03 | 334.0425
2022-07-23 10:00 | 0.71428 | 0.25574 | 0.04 | 291.3983
2022-07-23 11:00 | 0.70969 | 0.17268 | 0.05 | 114.6633
2022-07-23 12:00 | 0.65814 | 0.14341 | 0.1 | 66.9083
2022-07-23 13:00 | 0.6188 | 0.15344 | 0.18 | 33.51
2022-07-23 14:00 | 0.63728 | 0.15641 | 0.25 | 94.445
2022-07-23 15:00 | 0.6766 | 0.13655 | 0.34 | 247.1283
2022-07-23 16:00 | 0.70864 | 0.11441 | 0.35 | 348.4408
2022-07-23 17:00 | 0.37088 | 0.075462 | 0.34 | 393.0167
2022-07-23 18:00 | 0.037896 | 0.070422 | 0.31 | 516.8592
2022-07-23 19:00 | 0 | 0.13447 | 0.31 | 514.325
2022-07-23 20:00 | 0 | 0.25648 | 0.3 | 526.0692
2022-07-23 21:00 | 0 | 0.37492 | 0.27 | 456.4725
2022-07-23 22:00 | 0 | 0.37707 | 0.23 | 516.6417
2022-07-23 23:00 | 0 | 0.34861 | 0.2 | 461.2242
2022-07-24 | 0 | 0.28348 | 0.17 | 432.0258
2022-07-24 01:00 | 0 | 0.32429 | 0.12 | 429.8142
2022-07-24 02:00 | 0 | 0.28936 | 0.1 | 403.7375
2022-07-24 03:00 | 0 | 0.32523 | 0.09 | 326.6492
2022-07-24 04:00 | 0 | 0.42822 | 0.08 | 306.5725
2022-07-24 05:00 | 0 | 0.5249 | 0.06 | 298.1908
2022-07-24 06:00 | 0 | 0.51718 | 0.04 | 304.5525
2022-07-24 07:00 | 0 | 0.55256 | 0.02 | 266.8758
2022-07-24 08:00 | 0 | 0.6505 | 0.02 | 110.2992
2022-07-24 09:00 | 0.28809 | 0.56971 | 0.02 | -35.7783
2022-07-24 10:00 | 0.45776 | 0.51213 | 0.02 | -93.1633
2022-07-24 11:00 | 0.44542 | 0.54194 | 0.02 | -42.1817
2022-07-24 12:00 | 0.51706 | 0.78762 | 0.02 | -107.1167
2022-07-24 13:00 | 0.48888 | 0.82918 | 0.02 | -61.7183
2022-07-24 14:00 | 0.56139 | 0.85957 | 0.02 | -64.6875
2022-07-24 15:00 | 0.56954 | 0.8608 | 0.1 | -25.3208
2022-07-24 16:00 | 0.56335 | 0.86279 | 0.11 | 44.4917
2022-07-24 17:00 | 0.23886 | 0.82577 | 0.09 | 254.8183
2022-07-24 18:00 | 0.0017719 | 0.82511 | 0.07 | 365.1125
2022-07-24 19:00 | 0 | 0.73596 | 0.05 | 410.1225
2022-07-24 20:00 | 0 | 0.38446 | 0.02 | 359.2908
2022-07-24 21:00 | 0 | 0.24018 | 0 | 340.3892
2022-07-24 22:00 | 0 | 0.22518 | 0.03 | 279.7242
2022-07-24 23:00 | 0 | 0.49895 | 0.03 | 182.86
2022-07-25 | 0 | 0.55418 | 0.02 | 278.1342
2022-07-25 01:00 | 0 | 0.5232 | 0 | 175.8142
2022-07-25 02:00 | 0 | 0.39766 | 0.02 | 67.8042
2022-07-25 03:00 | 0 | 0.43223 | 0.02 | -20.5858
2022-07-25 04:00 | 0 | 0.37476 | 0.02 | -12.7575
2022-07-25 05:00 | 0 | 0.43074 | 0.03 | 3.8075
2022-07-25 06:00 | 0 | 0.55249 | 0 | 0.46917
2022-07-25 07:00 | 0 | 0.58842 | 0.06 | 288.7967
2022-07-25 08:00 | 0 | 0.54723 | 0 | 376.8133
2022-07-25 09:00 | 0.083373 | 0.58812 | 0.02 | 378.5658
2022-07-25 10:00 | 0.40252 | 0.66929 | 0.03 | 493.3617
2022-07-25 11:00 | 0.58298 | 0.81367 | 0.03 | 172.6325
2022-07-25 12:00 | 0.47568 | 0.76835 | 0.03 | -305.3017
2022-07-25 13:00 | 0.50709 | 0.85532 | 0.03 | -48.3217
2022-07-25 14:00 | 0.66339 | 0.86517 | 0.06 | -57.5275
2022-07-25 15:00 | 0.7048 | 0.83695 | 0.11 | -52.0175
2022-07-25 16:00 | 0.70781 | 0.80829 | 0.15 | -49.3425
2022-07-25 17:00 | 0.32369 | 0.76921 | 0.1 | 17.9867
2022-07-25 18:00 | 0.039394 | 0.70861 | 0.1 | 300.2675
2022-07-25 19:00 | 0 | 0.67956 | 0.1 | 356.345
2022-07-25 20:00 | 0 | 0.77323 | 0.09 | 349.8258
2022-07-25 21:00 | 0 | 0.72022 | 0.07 | 320.3133
2022-07-25 22:00 | 0 | 0.73143 | 0.05 | 294.8508
2022-07-25 23:00 | 0 | 0.69597 | 0.05 | 246.4717
2022-07-26 | 0 | 0.6745 | 0.04 | 226.05
2022-07-26 01:00 | 0 | 0.6796 | 0.04 | 152.7758
2022-07-26 02:00 | 0 | 0.55597 | 0.05 | 49.3958
2022-07-26 03:00 | 0 | 0.50184 | 0.07 | 13.3342
2022-07-26 04:00 | 0 | 0.4754 | 0.11 | -1.5492
2022-07-26 05:00 | 0 | 0.3522 | 0.14 | 106.7483
2022-07-26 06:00 | 0 | 0.28892 | 0.2 | 230.3858
2022-07-26 07:00 | 0 | 0.31557 | 0.13 | 249.7583
2022-07-26 08:00 | 0 | 0.23641 | 0.13 | 366.0633
2022-07-26 09:00 | 0.2785 | 0.1469 | 0.09 | 321.7842
2022-07-26 10:00 | 0.54835 | 0.12358 | 0.07 | 220.695
2022-07-26 11:00 | 0.59637 | 0.27203 | 0.09 | 219.7558
2022-07-26 12:00 | 0.58363 | 0.46405 | 0.1 | 155.4342
2022-07-26 13:00 | 0.51264 | 0.47308 | 0.13 | -3.1083
2022-07-26 14:00 | 0.55295 | 0.51842 | 0.18 | -71.0717
2022-07-26 15:00 | 0.56602 | 0.41296 | 0.25 | -53.2
2022-07-26 16:00 | 0.64662 | 0.3514 | 0.29 | 181.0383
2022-07-26 17:00 | 0.38867 | 0.23874 | 0.28 | 318.2167
2022-07-26 18:00 | 0.041515 | 0.21111 | 0.28 | 430.285
2022-07-26 19:00 | 0 | 0.20473 | 0.33 | 588.1267
2022-07-26 20:00 | 0 | 0.20876 | 0.32 | 412.8042
2022-07-26 21:00 | 0 | 0.14833 | 0.3 | 384.3642
2022-07-26 22:00 | 0 | 0.065117 | 0.3 | 412.7383
2022-07-26 23:00 | 0 | 0.005027 | 0.26 | 358.6283
2022-07-27 | 0 | 0.005163 | 0.2 | 488.5567
2022-07-27 01:00 | 0 | 0.005501 | 0.2 | 338.5725
2022-07-27 02:00 | 0 | 0.008255 | 0.22 | 245.3
2022-07-27 03:00 | 0 | 0.006345 | 0.22 | 168.9233
2022-07-27 04:00 | 0 | 0.005566 | 0.28 | 143.2517
2022-07-27 05:00 | 0 | 0.006778 | 0.28 | 214.8317
2022-07-27 06:00 | 0 | 0.00413 | 0.27 | 292.14
2022-07-27 07:00 | 0 | 0.016459 | 0.23 | 1445.3275
2022-07-27 08:00 | 0 | 0.1107 | 0.2 | 3178.5392
2022-07-27 09:00 | 0.30554 | 0.12652 | 0.14 | 613.9317
2022-07-27 10:00 | 0.6592 | 0.074085 | 0.11 | 353.9825
2022-07-27 11:00 | 0.72949 | 0.063195 | 0.12 | 351.0583
2022-07-27 12:00 | 0.68043 | 0.10961 | 0.12 | 245.15
2022-07-27 13:00 | 0.62752 | 0.10836 | 0.13 | -53.9317
2022-07-27 14:00 | 0.66461 | 0.095322 | 0.2 | -50.9375
2022-07-27 15:00 | 0.70518 | 0.066231 | 0.29 | 117.1633
2022-07-27 16:00 | 0.70309 | 0.04307 | 0.31 | 221.8125
2022-07-27 17:00 | 0.38105 | 0.025651 | 0.34 | 331.935
2022-07-27 18:00 | 0.043981 | 0.005697 | 0.34 | 582.195
2022-07-27 19:00 | 0 | 0.003252 | 0.34 | 580.5975
2022-07-27 20:00 | 0 | 0.007539 | 0.3 | 495.9558
2022-07-27 21:00 | 0 | 0.022201 | 0.32 | 459.8917
2022-07-27 22:00 | 0 | 0.0321 | 0.33 | 426.1175
2022-07-27 23:00 | 0 | 0.036336 | 0.34 | 392.3983
2022-07-28 | 0 | 0.015489 | 0.3 | 370.7567
2022-07-28 01:00 | 0 | 0.016348 | 0.34 | 407.4808
2022-07-28 02:00 | 0 | 0.00582 | 0.34 | 405.3742
2022-07-28 03:00 | 0 | 0.001943 | 0.34 | 405.2725
2022-07-28 04:00 | 0 | 0.004697 | 0.35 | 419.4675
2022-07-28 05:00 | 0 | 0.007916 | 0.34 | 429.51
2022-07-28 06:00 | 0 | 0.017806 | 0.3 | 410.1825
2022-07-28 07:00 | 0 | 0.012608 | 0.3 | 842.8017
2022-07-28 08:00 | 0 | 0.061972 | 0.29 | 4796.0033
2022-07-28 09:00 | 0.37193 | 0.06935 | 0.26 | 3201.225
2022-07-28 10:00 | 0.75556 | 0.071626 | 0.24 | 508.8617
2022-07-28 11:00 | 0.73739 | 0.019152 | 0.25 | 376.0558
2022-07-28 12:00 | 0.68365 | 0.016941 | 0.2 | 318.8908
2022-07-28 13:00 | 0.65174 | 0.03197 | 0.28 | 270.7342
2022-07-28 14:00 | 0.66708 | 0.032857 | 0.3 | 322.9133
2022-07-28 15:00 | 0.70622 | 0.023805 | 0.3 | 337.045
2022-07-28 16:00 | 0.73543 | 0.012512 | 0.34 | 545.4033
2022-07-28 17:00 | 0.38472 | 0.013268 | 0.3 | 555.2717
2022-07-28 18:00 | 0.045779 | 0.048442 | 0.32 | 582.3183
2022-07-28 19:00 | 0 | 0.10233 | 0.3 | 648.035
2022-07-28 20:00 | 0 | 0.060982 | 0.28 | 636.7125
2022-07-28 21:00 | 0 | 0.12074 | 0.29 | 518.5817
2022-07-28 22:00 | 0 | 0.22906 | 0.29 | 465.025
2022-07-28 23:00 | 0 | 0.20677 | 0.24 | 390.7458
2022-07-29 | 0 | 0.10377 | 0.2 | 382.3075
2022-07-29 01:00 | 0 | 0.040895 | 0.19 | 381.9158
2022-07-29 02:00 | 0 | 0.041654 | 0.18 | 364.0875
2022-07-29 03:00 | 0 | 0.063604 | 0.19 | 320.5225
2022-07-29 04:00 | 0 | 0.05481 | 0.22 | 311.7017
2022-07-29 05:00 | 0 | 0.092326 | 0.25 | 337.4108
2022-07-29 06:00 | 0 | 0.11385 | 0.2 | 354.64
2022-07-29 07:00 | 0 | 0.1707 | 0.22 | 368.2125
2022-07-29 08:00 | 0 | 0.11572 | 0.16 | 452.7583
2022-07-29 09:00 | 0.1663 | 0.077354 | 0.17 | 451.9083
2022-07-29 10:00 | 0.15193 | 0.12729 | 0.1 | 334.7317
2022-07-29 11:00 | 0.26866 | 0.09657 | 0.15 | 214.125
2022-07-29 12:00 | 0.34884 | 0.23722 | 0.1 | 183.13
2022-07-29 13:00 | 0.34656 | 0.24121 | 0.17 | 109.5733
2022-07-29 14:00 | 0.45766 | 0.18082 | 0.23 | 109.1725
2022-07-29 15:00 | 0.59951 | 0.13769 | 0.27 | 142.705
2022-07-29 16:00 | 0.73782 | 0.13462 | 0.25 | 197.695
2022-07-29 17:00 | 0.37112 | 0.13323 | 0.22 | 326.3092
2022-07-29 18:00 | 0.049572 | 0.19566 | 0.19 | 449.4617
2022-07-29 19:00 | 0 | 0.30218 | 0.2 | 448.955
2022-07-29 20:00 | 0 | 0.43123 | 0.15 | 425.8775
2022-07-29 21:00 | 0 | 0.43548 | 0.11 | 401.6183
2022-07-29 22:00 | 0 | 0.46922 | 0.1 | 379.7125
2022-07-29 23:00 | 0 | 0.48206 | 0.08 | 353.8058
2022-07-30 | 0 | 0.61108 | 0.04 | 328.4067
2022-07-30 01:00 | 0 | 0.65357 | 0.04 | 292.4417
2022-07-30 02:00 | 0 | 0.7812 | 0.04 | 259.14
2022-07-30 03:00 | 0 | 0.81568 | 0.04 | 165.5233
2022-07-30 04:00 | 0 | 0.84029 | 0.04 | 115.6458
2022-07-30 05:00 | 0 | 0.86047 | 0.04 | 31.3133
2022-07-30 06:00 | 0 | 0.82742 | 0.04 | -9.9558
2022-07-30 07:00 | 0 | 0.87798 | 0.03 | -32.3892
2022-07-30 08:00 | 0.00023014 | 0.90724 | 0.03 | -106.73
2022-07-30 09:00 | 0.085516 | 0.86684 | 0.03 | -66.5183
2022-07-30 10:00 | 0.15224 | 0.80733 | 0.02 | -128.3617
2022-07-30 11:00 | 0.25618 | 0.69145 | 0.02 | -35.7533
2022-07-30 12:00 | 0.19746 | 0.76524 | 0.02 | -44.5883
2022-07-30 13:00 | 0.12837 | 0.7611 | 0.02 | -47.3442
2022-07-30 14:00 | 0.090481 | 0.75509 | 0.06 | -38.1417
2022-07-30 15:00 | 0.070682 | 0.72026 | 0.1 | -36.9858
2022-07-30 16:00 | 0.058344 | 0.81228 | 0.1 | 16.985
2022-07-30 17:00 | 0.054518 | 0.82498 | 0.09 | 191.0817
2022-07-30 18:00 | 0.012059 | 0.78836 | 0.07 | 269.8492
2022-07-30 19:00 | 0 | 0.80449 | 0 | 276.5617
2022-07-30 20:00 | 0 | 0.78365 | 0.04 | 251.9767
2022-07-30 21:00 | 0 | 0.86877 | 0.03 | 251.5342
2022-07-30 22:00 | 0 | 0.86859 | 0.02 | 223.5167
2022-07-30 23:00 | 0 | 0.91421 | 0 | 55.6342
2022-07-31 | 0 | 0.90416 | 0.02 | 13.9158
2022-07-31 01:00 | 0 | 0.90277 | 0.02 | 9.4392
2022-07-31 02:00 | 0 | 0.912 | 0.02 | 2.9775
2022-07-31 03:00 | 0 | 0.90578 | 0 | -4.5725
2022-07-31 04:00 | 0 | 0.91349 | 0 | -26.6642
2022-07-31 05:00 | 0 | 0.89709 | 0.02 | -31.1292
2022-07-31 06:00 | 0 | 0.89809 | 0.02 | -32.5108
2022-07-31 07:00 | 0 | 0.91798 | 0 | -62.4292
2022-07-31 08:00 | 0 | 0.83373 | 0.02 | -70.1708
2022-07-31 09:00 | 0.063304 | 0.74753 | 0.02 | -67.1725
2022-07-31 10:00 | 0.41198 | 0.53503 | 0.03 | -17.8817
2022-07-31 11:00 | 0.18192 | 0.56695 | 0.02 | 2.88
2022-07-31 12:00 | 0.07148 | 0.42348 | 0 | -46.6692
2022-07-31 13:00 | 0.20915 | 0.50453 | 0.02 | -63.4183
2022-07-31 14:00 | 0.41738 | 0.79555 | 0.02 | -51.1242
2022-07-31 15:00 | 0.56589 | 0.77688 | 0.1 | 36.9925
2022-07-31 16:00 | 0.30564 | 0.72905 | 0.1 | 149.4308
2022-07-31 17:00 | 0.16189 | 0.6706 | 0.12 | 205.8192
2022-07-31 18:00 | 0.044159 | 0.58791 | 0.09 | 247.02
2022-07-31 19:00 | 0 | 0.54768 | 0.06 | 275.2975
2022-07-31 20:00 | 0 | 0.85491 | 0.05 | 253.1692
2022-07-31 21:00 | 0 | 0.63776 | 0.03 | 224.4042
2022-07-31 22:00 | 0 | 0.44272 | 0.02 | 153.2542
2022-07-31 23:00 | 0 | 0.38782 | 0 | 119.475
2022-08-01 | 0 | 0.27482 | 0.02 | 123.0533
2022-08-01 01:00 | 0 | 0.26445 | 0.02 | 144.45
2022-08-01 02:00 | 0 | 0.22639 | 0.02 | 3.0617
2022-08-01 03:00 | 0 | 0.20262 | 0.02 | 4.8617
2022-08-01 04:00 | 0 | 0.22961 | 0.06 | 1.265
2022-08-01 05:00 | 0 | 0.18826 | 0.09 | -0.595
2022-08-01 06:00 | 0 | 0.18558 | 0.09 | 27.94
2022-08-01 07:00 | 0 | 0.17901 | 0.07 | 175.5608
2022-08-01 08:00 | 0.0011864 | 0.19085 | 0.04 | 239.1767
2022-08-01 09:00 | 0.37096 | 0.19195 | 0.03 | 204.3892
2022-08-01 10:00 | 0.77268 | 0.12042 | 0.03 | 63.825
2022-08-01 11:00 | 0.75435 | 0.14131 | 0.03 | 13.6567
2022-08-01 12:00 | 0.70503 | 0.21967 | 0.03 | -13.7242
2022-08-01 13:00 | 0.65306 | 0.16564 | 0.05 | -43.3783
2022-08-01 14:00 | 0.6629 | 0.11627 | 0.07 | -44.82
2022-08-01 15:00 | 0.72547 | 0.12315 | 0.19 | -33.4542
2022-08-01 16:00 | 0.75318 | 0.093332 | 0.26 | -0.68417
2022-08-01 17:00 | 0.397 | 0.087292 | 0.22 | 117.9508
2022-08-01 18:00 | 0.06082 | 0.20122 | 0.19 | 246.2025
2022-08-01 19:00 | 0 | 0.40033 | 0.14 | 204.0825
2022-08-01 20:00 | 0 | 0.60952 | 0.09 | 100.8942
2022-08-01 21:00 | 0 | 0.68485 | 0.04 | 140.8833
2022-08-01 22:00 | 0 | 0.70508 | 0.02 | 8.9617
2022-08-01 23:00 | 0 | 0.68672 | 0.02 | 27.8708
2022-08-02 | 0 | 0.69105 | 0.02 | 10.5892
2022-08-02 01:00 | 0 | 0.75692 | 0.02 | 25.4425
2022-08-02 02:00 | 0 | 0.82947 | 0.02 | -25.5658
2022-08-02 03:00 | 0 | 0.86167 | 0.02 | -37.4483
2022-08-02 04:00 | 0 | 0.88752 | 0.02 | -19.0842
2022-08-02 05:00 | 0 | 0.90095 | 0.02 | -20.4192
2022-08-02 06:00 | 0 | 0.8533 | 0.04 | -2.2442
2022-08-02 07:00 | 0 | 0.90592 | 0.01 | 36.7192
2022-08-02 08:00 | 0.00043202 | 0.88732 | 0.01 | 157.5858
2022-08-02 09:00 | 0.05432 | 0.91302 | 0.01 | 64.2208
2022-08-02 10:00 | 0.058147 | 0.90875 | 0.01 | -9.3792
2022-08-02 11:00 | 0.16063 | 0.90957 | 0.01 | -26.2792
2022-08-02 12:00 | 0.12312 | 0.92573 | 0.01 | -40.3808
2022-08-02 13:00 | 0.094676 | 0.91088 | 0.01 | -40.1517
2022-08-02 14:00 | 0.096543 | 0.92449 | 0.01 | -40.1917
2022-08-02 15:00 | 0.42321 | 0.89489 | 0.04 | -33.0433
2022-08-02 16:00 | 0.59 | 0.90517 | 0.06 | -4.3583
2022-08-02 17:00 | 0.13083 | 0.88709 | 0.06 | 38.3742
2022-08-02 18:00 | 0.054396 | 0.79226 | 0.04 | 147.1775
2022-08-02 19:00 | 0 | 0.78237 | 0.04 | 223.0658
2022-08-02 20:00 | 0 | 0.87311 | 0.02 | 167.6483
2022-08-02 21:00 | 0 | 0.9135 | 0.01 | 79.3783
2022-08-02 22:00 | 0 | 0.92383 | 0.02 | 133.7292
2022-08-02 23:00 | 0 | 0.87469 | 0.02 | 5.4392
2022-08-03 | 0 | 0.7987 | 0.02 | -32.1975
2022-08-03 01:00 | 0 | 0.78588 | 0.02 | -36.3408
2022-08-03 02:00 | 0 | 0.66844 | 0.02 | -35.8167
2022-08-03 03:00 | 0 | 0.61061 | 0.02 | -37.7833
2022-08-03 04:00 | 0 | 0.6015 | 0.02 | -42.11
2022-08-03 05:00 | 0 | 0.63861 | 0.02 | -45.2408
2022-08-03 06:00 | 0 | 0.62838 | 0.02 | -37.9433
2022-08-03 07:00 | 0 | 0.51098 | 0.02 | -21.1217
2022-08-03 08:00 | 0.0011893 | 0.59737 | 0.02 | 53.9758
2022-08-03 09:00 | 0.13808 | 0.64557 | 0.02 | 15.0992
2022-08-03 10:00 | 0.48135 | 0.54907 | 0.02 | -20.3142
2022-08-03 11:00 | 0.66697 | 0.38787 | 0.02 | -66.755
2022-08-03 12:00 | 0.66884 | 0.515 | 0.02 | -87.6675
2022-08-03 13:00 | 0.62646 | 0.70188 | 0.02 | -93.9683
2022-08-03 14:00 | 0.67904 | 0.82659 | 0.02 | -76.3283
2022-08-03 15:00 | 0.71781 | 0.90356 | 0.02 | -47.4308
2022-08-03 16:00 | 0.74785 | 0.88884 | 0.03 | -47.6583
2022-08-03 17:00 | 0.3966 | 0.91987 | 0.03 | -32.8875
2022-08-03 18:00 | 0.069504 | 0.8972 | 0.02 | 34.0125
2022-08-03 19:00 | 0 | 0.92382 | 0.02 | 62.9083
2022-08-03 20:00 | 0 | 0.90447 | 0 | 27.4433
2022-08-03 21:00 | 0 | 0.80987 | 0.05 | 25.4617
2022-08-03 22:00 | 0 | 0.53794 | 0.07 | -13.9825
2022-08-03 23:00 | 0 | 0.20047 | 0.06 | 149.2083
2022-08-04 | 0 | 0.10272 | 0.03 | 32.0233
2022-08-04 01:00 | 0 | 0.17305 | 0.02 | 1195.2008
2022-08-04 02:00 | 0 | 0.41539 | 0 | -29.19
2022-08-04 03:00 | 0 | 0.36258 | 0.02 | -34.2858
2022-08-04 04:00 | 0 | 0.33081 | 0.02 | -36.6867
2022-08-04 05:00 | 0 | 0.42342 | 0.03 | -35.1717
2022-08-04 06:00 | 0 | 0.64475 | 0.03 | -32.4483
2022-08-04 07:00 | 0 | 0.76406 | 0.02 | 8.6025
2022-08-04 08:00 | 0.0021492 | 0.86932 | 0.02 | 64.0892
2022-08-04 09:00 | 0.3702 | 0.88787 | 0.01 | 100.5908
2022-08-04 10:00 | 0.77057 | 0.83876 | 0.02 | 14.3492
2022-08-04 11:00 | 0.75827 | 0.90944 | 0 | -116.0867
2022-08-04 12:00 | 0.716 | 0.87936 | 0.02 | -79.0567
2022-08-04 13:00 | 0.68499 | 0.9004 | 0 | -50.6525
2022-08-04 14:00 | 0.7008 | 0.88967 | 0.02 | -43.8342
2022-08-04 15:00 | 0.61877 | 0.89414 | 0.03 | -41.7058
2022-08-04 16:00 | 0.54413 | 0.87392 | 0.04 | -37.0542
2022-08-04 17:00 | 0.36188 | 0.9127 | 0 | 3.9908
2022-08-04 18:00 | 0.062151 | 0.90646 | 0.02 | 22.4575
2022-08-04 19:00 | 0 | 0.88862 | 0.02 | 30.4258
2022-08-04 20:00 | 0 | 0.91496 | 0.02 | 51.2842
2022-08-04 21:00 | 0 | 0.89296 | 0.02 | 28.075
2022-08-04 22:00 | 0 | 0.86896 | 0.02 | 7.59
2022-08-04 23:00 | 0 | 0.80065 | 0.02 | 4.4667
2022-08-05 | 0 | 0.78636 | 0.02 | 6.0033
2022-08-05 01:00 | 0 | 0.80253 | 0.02 | -3.4708
2022-08-05 02:00 | 0 | 0.80344 | 0.02 | -31.2308
2022-08-05 03:00 | 0 | 0.76288 | 0.02 | -31.8933
2022-08-05 04:00 | 0 | 0.73328 | 0.02 | -38.4942
2022-08-05 05:00 | 0 | 0.73203 | 0.04 | -39.6383
2022-08-05 06:00 | 0 | 0.79093 | 0.03 | -6.5875
2022-08-05 07:00 | 0 | 0.83082 | 0.02 | 45.385
2022-08-05 08:00 | 0.0025752 | 0.82873 | 0.02 | 91.3658
2022-08-05 09:00 | 0.15711 | 0.87752 | 0.02 | 60.8275
2022-08-05 10:00 | 0.23281 | 0.80797 | 0.02 | 51.0058
2022-08-05 11:00 | 0.31358 | 0.88734 | 0.01 | 45.2692
2022-08-05 12:00 | 0.35368 | 0.908 | 0.01 | 11.5333
2022-08-05 13:00 | 0.36479 | 0.91042 | 0.03 | -7.6583
2022-08-05 14:00 | 0.41721 | 0.88427 | 0.04 | -181.8558
2022-08-05 15:00 | 0.4893 | 0.85283 | 0.13 | 1.3125
2022-08-05 16:00 | 0.49387 | 0.85821 | 0.13 | 79.085
2022-08-05 17:00 | 0.24554 | 0.87584 | 0.13 | 115.4025
2022-08-05 18:00 | 0.044171 | 0.84787 | 0.11 | 183.39
2022-08-05 19:00 | 0 | 0.81604 | 0.08 | 140.2217
2022-08-05 20:00 | 0 | 0.89618 | 0.07 | 127.2917
2022-08-05 21:00 | 0 | 0.86209 | 0.08 | 106.2033
2022-08-05 22:00 | 0 | 0.84872 | 0.06 | 115.9592
2022-08-05 23:00 | 0 | 0.84688 | 0.05 | 164.3567
2022-08-06 | 0 | 0.80539 | 0.05 | 156.39
2022-08-06 01:00 | 0 | 0.77309 | 0.05 | 111.4958
2022-08-06 02:00 | 0 | 0.7061 | 0.05 | 86.5742
2022-08-06 03:00 | 0 | 0.66297 | 0.05 | 79.0892
2022-08-06 04:00 | 0 | 0.65563 | 0.08 | 74.9858
2022-08-06 05:00 | 0 | 0.49712 | 0.1 | 76.7092
2022-08-06 06:00 | 0 | 0.41063 | 0.1 | 90.3
2022-08-06 07:00 | 0 | 0.34582 | 0.09 | 141.2525
2022-08-06 08:00 | 0.0025445 | 0.39612 | 0.05 | 182.1708
2022-08-06 09:00 | 0.28433 | 0.35638 | 0.03 | 176.5833
2022-08-06 10:00 | 0.47496 | 0.46521 | 0.02 | 114.8075
2022-08-06 11:00 | 0.55923 | 0.76763 | 0.03 | 119.7967
2022-08-06 12:00 | 0.5979 | 0.73273 | 0 | 93.5658
2022-08-06 13:00 | 0.53299 | 0.68753 | 0.07 | 41.8092
2022-08-06 14:00 | 0.57771 | 0.68799 | 0.11 | 8.5992
2022-08-06 15:00 | 0.43005 | 0.58154 | 0.2 | 20.7425
2022-08-06 16:00 | 0.15332 | 0.61786 | 0.24 | 60.5617
2022-08-06 17:00 | 0.3007 | 0.56811 | 0.22 | 124.9517
2022-08-06 18:00 | 0.048068 | 0.61114 | 0.21 | 240.3742
2022-08-06 19:00 | 0 | 0.30061 | 0.19 | 288.3675
2022-08-06 20:00 | 0 | 0.25334 | 0.2 | 234.1475
2022-08-06 21:00 | 0 | 0.34126 | 0.19 | 183.9642
2022-08-06 22:00 | 0 | 0.34332 | 0.18 | 185.21
2022-08-06 23:00 | 0 | 0.29403 | 0.17 | 189.7717
2022-08-07 | 0 | 0.25983 | 0.14 | 188.9617
2022-08-07 01:00 | 0 | 0.23733 | 0.15 | 157.3117
2022-08-07 02:00 | 0 | 0.18041 | 0.15 | 149.055
2022-08-07 03:00 | 0 | 0.15793 | 0.16 | 158.9175
2022-08-07 04:00 | 0 | 0.096127 | 0.2 | 155
2022-08-07 05:00 | 0 | 0.056944 | 0.21 | 146.6442
2022-08-07 06:00 | 0 | 0.045837 | 0.2 | 145.6433
2022-08-07 07:00 | 0 | 0.025004 | 0.18 | 158.4175
2022-08-07 08:00 | 0.0039354 | 0.034489 | 0.18 | 182.6208
2022-08-07 09:00 | 0.31009 | 0.029093 | 0.17 | 176.295
2022-08-07 10:00 | 0.69262 | 0.012934 | 0.17 | 155.1333
2022-08-07 11:00 | 0.6666 | 0.071689 | 0.17 | 116.2758
2022-08-07 12:00 | 0.57933 | 0.081076 | 0.19 | 80.5225
2022-08-07 13:00 | 0.51663 | 0.068451 | 0.22 | 81.8158
2022-08-07 14:00 | 0.4278 | 0.053222 | 0.25 | 84.6933
2022-08-07 15:00 | 0.68066 | 0.027267 | 0.31 | 61
2022-08-07 16:00 | 0.66287 | 0.013812 | 0.32 | 135.7225
2022-08-07 17:00 | 0.37936 | 0.002536 | 0.33 | 203.2517
2022-08-07 18:00 | 0.080056 | 0.017621 | 0.3 | 353.6617
2022-08-07 19:00 | 0 | 0.048693 | 0.36 | 445.3467
2022-08-07 20:00 | 0 | 0.070857 | 0.37 | 436.495
2022-08-07 21:00 | 0 | 0.061215 | 0.37 | 396.4408
2022-08-07 22:00 | 0 | 0.049883 | 0.4 | 338.4708
2022-08-07 23:00 | 0 | 0.018503 | 0.37 | 228.0867
2022-08-08 | 0 | 0.022626 | 0.37 | 305.825
2022-08-08 01:00 | 0 | 0.001785 | 0.37 | 295.725
2022-08-08 02:00 | 0 | 0.004571 | 0.36 | 260.9425
2022-08-08 03:00 | 0 | 0 | 0.36 | 233.9875
2022-08-08 04:00 | 0 | 0.004992 | 0.4 | 210.2792
2022-08-08 05:00 | 0 | 0.004992 | 0.34 | 259.68
2022-08-08 06:00 | 0 | 0.003752 | 0.32 | 345.9867
2022-08-08 07:00 | 0 | 0.003752 | 0.3 | 444.3117
2022-08-08 08:00 | 0.0046269 | 0.008601 | 0.27 | 686.8567
2022-08-08 09:00 | 0.3735 | 0.016898 | 0.18 | 595.2625
2022-08-08 10:00 | 0.79328 | 0.018143 | 0.11 | 354.08
2022-08-08 11:00 | 0.77122 | 0.013905 | 0.15 | 185.9442
2022-08-08 12:00 | 0.72325 | 0.040679 | 0.24 | 182.7575
2022-08-08 13:00 | 0.69834 | 0.034181 | 0.24 | 156.0433
2022-08-08 14:00 | 0.71074 | 0.014582 | 0.3 | 162.6475
2022-08-08 15:00 | 0.75142 | 0.006212 | 0.35 | 164.8608
2022-08-08 16:00 | 0.7838 | 0.004625 | 0.37 | 184.0467
2022-08-08 17:00 | 0.40995 | 0.000818 | 0.36 | 258.1658
2022-08-08 18:00 | 0.086513 | 0.000275 | 0.36 | 479.3317
2022-08-08 19:00 | 0 | 0.002058 | 0.36 | 605.0442
2022-08-08 20:00 | 0 | 0.002759 | 0.35 | 586.7892
2022-08-08 21:00 | 0 | 0.001009 | 0.32 | 423.9133
2022-08-08 22:00 | 0 | 0.000855 | 0.31 | 350.36
2022-08-08 23:00 | 0 | 0.004246 | 0.29 | 323.5708
2022-08-09 | 0 | 0.004959 | 0.25 | 300.76
2022-08-09 01:00 | 0 | 0.012684 | 0.23 | 316.0575
2022-08-09 02:00 | 0 | 0.003752 | 0.2 | 316.6908
2022-08-09 03:00 | 0 | 0.000725 | 0.2 | 297.7542
2022-08-09 04:00 | 0 | 0.030478 | 0.24 | 314.2
2022-08-09 05:00 | 0 | 0.009547 | 0.25 | 283.5558
2022-08-09 06:00 | 0 | 0.031505 | 0.24 | 305.8425
2022-08-09 07:00 | 0 | 0.023946 | 0.23 | 307.9167
2022-08-09 08:00 | 0.0047808 | 0.072826 | 0.19 | 399.7333
2022-08-09 09:00 | 0.3765 | 0.086645 | 0.09 | 311.2167
2022-08-09 10:00 | 0.76553 | 0.088627 | 0.11 | 199.9383
2022-08-09 11:00 | 0.77782 | 0.097127 | 0.12 | 159.5975
2022-08-09 12:00 | 0.73729 | 0.2197 | 0.09 | 100.8167
2022-08-09 13:00 | 0.71221 | 0.32602 | 0.14 | -3.485
2022-08-09 14:00 | 0.72433 | 0.34813 | 0.19 | -29.9792
2022-08-09 15:00 | 0.76531 | 0.34265 | 0.2 | 51.0808
2022-08-09 16:00 | 0.79201 | 0.40676 | 0.2 | 108.0708
2022-08-09 17:00 | 0.31602 | 0.38331 | 0.17 | 215.7175
2022-08-09 18:00 | 0.011481 | 0.39181 | 0.15 | 305.4583
2022-08-09 19:00 | 0 | 0.60219 | 0.11 | 292.645
2022-08-09 20:00 | 0 | 0.84328 | 0.1 | 239.2858
2022-08-09 21:00 | 0 | 0.89466 | 0.09 | 180.0425
2022-08-09 22:00 | 0 | 0.88897 | 0.07 | 154.53
2022-08-09 23:00 | 0 | 0.91174 | 0.07 | 131.4967
2022-08-10 | 0 | 0.90995 | 0.04 | 115.9158
2022-08-10 01:00 | 0 | 0.89126 | 0.04 | 137.7792
2022-08-10 02:00 | 0 | 0.89814 | 0 | 100.0833
2022-08-10 03:00 | 0 | 0.90744 | 0.04 | 104.3958
2022-08-10 04:00 | 0 | 0.91049 | 0.06 | 124.3567
2022-08-10 05:00 | 0 | 0.91436 | 0.08 | 134.6617
2022-08-10 06:00 | 0 | 0.90911 | 0.07 | 142.555
2022-08-10 07:00 | 0 | 0.92192 | 0.07 | 97.02
2022-08-10 08:00 | 0.00019962 | 0.91346 | 0.04 | 81.9525
2022-08-10 09:00 | 0.038094 | 0.92404 | 0.05 | 156.4992
2022-08-10 10:00 | 0.05958 | 0.9219 | 0.13 | 152.8067
2022-08-10 11:00 | 0.12326 | 0.90984 | 0.04 | 147.675
2022-08-10 12:00 | 0.24654 | 0.91856 | 0.04 | 219.0767
2022-08-10 13:00 | 0.27343 | 0.8807 | 0.04 | 192.5258
2022-08-10 14:00 | 0.3805 | 0.90538 | 0.05 | -12.0525
2022-08-10 15:00 | 0.22721 | 0.90838 | 0.09 | 8.6592
2022-08-10 16:00 | 0.16454 | 0.90591 | 0.11 | 95.135
2022-08-10 17:00 | 0.093502 | 0.89221 | 0.1 | 122.9008
2022-08-10 18:00 | 0.037239 | 0.87538 | 0.07 | 165.5725
2022-08-10 19:00 | 0 | 0.8983 | 0.04 | 205.8908
2022-08-10 20:00 | 0 | 0.86979 | 0.03 | 126.5367
2022-08-10 21:00 | 0 | 0.88739 | 0.03 | 130.5858
2022-08-10 22:00 | 0 | 0.81593 | 0.03 | 155.4767
2022-08-10 23:00 | 0 | 0.67975 | 0.03 | 94.81
2022-08-11 | 0 | 0.5115 | 0.03 | 66.8533
2022-08-11 01:00 | 0 | 0.38447 | 0.03 | 53.2217
2022-08-11 02:00 | 0 | 0.22043 | 0.03 | 51.2208
2022-08-11 03:00 | 0 | 0.11155 | 0.03 | 12.875
2022-08-11 04:00 | 0 | 0.14769 | 0.04 | -7.4242
2022-08-11 05:00 | 0 | 0.41569 | 0.06 | 32.7575
2022-08-11 06:00 | 0 | 0.63705 | 0.04 | 3.1125
2022-08-11 07:00 | 0 | 0.79942 | 0.04 | 79.0375
2022-08-11 08:00 | 0.0052505 | 0.88918 | 0.02 | 158.5042
2022-08-11 09:00 | 0.40243 | 0.88205 | 0.02 | 144.7542
2022-08-11 10:00 | 0.83767 | 0.84842 | 0.03 | 133.4533
2022-08-11 11:00 | 0.80736 | 0.89692 | 0.02 | -14.5008
2022-08-11 12:00 | 0.75557 | 0.91155 | 0.02 | -54.8008
2022-08-11 13:00 | 0.71789 | 0.92383 | 0.03 | -50.0133
2022-08-11 14:00 | 0.72205 | 0.90202 | 0.07 | 43.3583
2022-08-11 15:00 | 0.71054 | 0.90753 | 0.13 | 122.1375
2022-08-11 16:00 | 0.29009 | 0.8847 | 0.13 | 66.2175
2022-08-11 17:00 | 0.087909 | 0.91564 | 0.13 | 146.7125
2022-08-11 18:00 | 0.015025 | 0.92944 | 0.13 | 221.07
2022-08-11 19:00 | 0 | 0.91063 | 0.1 | 261.7217
2022-08-11 20:00 | 0 | 0.88231 | 0.07 | 250.3633
2022-08-11 21:00 | 0 | 0.91592 | 0 | 208.9358
2022-08-11 22:00 | 0 | 0.88793 | 0.02 | 156.8983
2022-08-11 23:00 | 0 | 0.88427 | 0 | 125.7517
2022-08-12 | 0 | 0.86781 | 0.02 | 132.1875
2022-08-12 01:00 | 0 | 0.80681 | 0.02 | 132.0392
2022-08-12 02:00 | 0 | 0.77897 | 0.02 | 116.5883
2022-08-12 03:00 | 0 | 0.76067 | 0.03 | 88.9525
2022-08-12 04:00 | 0 | 0.81887 | 0.09 | 92.24
2022-08-12 05:00 | 0 | 0.69616 | 0.13 | 91.7683
2022-08-12 06:00 | 0 | 0.5327 | 0.14 | 128.8192
2022-08-12 07:00 | 0 | 0.36883 | 0.1 | 148.0308
2022-08-12 08:00 | 0.010251 | 0.32343 | 0.05 | 181.365
2022-08-12 09:00 | 0.29153 | 0.33785 | 0.05 | 219.8667
2022-08-12 10:00 | 0.61584 | 0.50141 | 0.06 | 177.2758
2022-08-12 11:00 | 0.51732 | 0.58547 | 0.04 | 125.9917
2022-08-12 12:00 | 0.42143 | 0.57437 | 0.05 | 122.9708
2022-08-12 13:00 | 0.33113 | 0.51631 | 0.07 | 36.3225
2022-08-12 14:00 | 0.34225 | 0.57324 | 0.1 | 40.95
2022-08-12 15:00 | 0.27235 | 0.65828 | 0.17 | 138.5133
2022-08-12 16:00 | 0.51383 | 0.64375 | 0.19 | 170.6667
2022-08-12 17:00 | 0.28439 | 0.58212 | 0.19 | 197.4158
2022-08-12 18:00 | 0.084811 | 0.6413 | 0.18 | 218.0325
2022-08-12 19:00 | 0 | 0.67553 | 0.2 | 253.3142
2022-08-12 20:00 | 0 | 0.52706 | 0.11 | 236.575
2022-08-12 21:00 | 0 | 0.56402 | 0.1 | 210.43
2022-08-12 22:00 | 0 | 0.6146 | 0.1 | 164.9842
2022-08-12 23:00 | 0 | 0.62132 | 0.08 | 155.2033
2022-08-13 | 0 | 0.78182 | 0 | 174.6183
2022-08-13 01:00 | 0 | 0.80869 | 0.02 | 192.1275
2022-08-13 02:00 | 0 | 0.77694 | 0 | 165.0658
2022-08-13 03:00 | 0 | 0.77064 | 0.02 | 152.7933
2022-08-13 04:00 | 0 | 0.68506 | 0.03 | 149.9108
2022-08-13 05:00 | 0 | 0.65896 | 0.04 | 134.9692
2022-08-13 06:00 | 0 | 0.60754 | 0.04 | 150.5483
2022-08-13 07:00 | 0 | 0.4895 | 0.04 | 153.2642
2022-08-13 08:00 | 0.010742 | 0.38495 | 0 | 154.7075
2022-08-13 09:00 | 0.18908 | 0.27989 | 0.02 | 153.6717
2022-08-13 10:00 | 0.44014 | 0.50534 | 0.02 | 150.8583
2022-08-13 11:00 | 0.58021 | 0.73141 | 0.02 | 79.5367
2022-08-13 12:00 | 0.61393 | 0.79108 | 0.02 | -39.53
2022-08-13 13:00 | 0.37979 | 0.81593 | 0 | -102.07
2022-08-13 14:00 | 0.46689 | 0.75574 | 0.05 | -63.8408
2022-08-13 15:00 | 0.36895 | 0.65512 | 0.11 | -54.3867
2022-08-13 16:00 | 0.4416 | 0.73399 | 0.12 | -98.835
2022-08-13 17:00 | 0.20628 | 0.70673 | 0.12 | 46.7433
2022-08-13 18:00 | 0.048322 | 0.75866 | 0.12 | 132.2858
2022-08-13 19:00 | 0 | 0.67962 | 0.11 | 167.48
2022-08-13 20:00 | 0 | 0.6946 | 0.12 | 147.715
2022-08-13 21:00 | 0 | 0.68328 | 0.12 | 159.9558
2022-08-13 22:00 | 0 | 0.62378 | 0.11 | 142.4225
2022-08-13 23:00 | 0 | 0.57736 | 0.1 | 171.7233
2022-08-14 | 0 | 0.42213 | 0.1 | 177.6325
2022-08-14 01:00 | 0 | 0.37906 | 0.1 | 171.6758
2022-08-14 02:00 | 0 | 0.29893 | 0.1 | 162.7433
2022-08-14 03:00 | 0 | 0.21577 | 0.11 | 140.5583
2022-08-14 04:00 | 0 | 0.13125 | 0.1 | 148.4117
2022-08-14 05:00 | 0 | 0.1262 | 0.13 | 125.7508
2022-08-14 06:00 | 0 | 0.11425 | 0.12 | 110.5675
2022-08-14 07:00 | 0 | 0.091811 | 0.06 | 120.2833
2022-08-14 08:00 | 0.022068 | 0.059028 | 0.04 | 47.2842
2022-08-14 09:00 | 0.2768 | 0.040725 | 0.04 | 62.0633
2022-08-14 10:00 | 0.40331 | 0.050861 | 0.03 | 32.4175
2022-08-14 11:00 | 0.51588 | 0.15446 | 0.03 | -2.6783
2022-08-14 12:00 | 0.47033 | 0.22474 | 0.03 | -36.1025
2022-08-14 13:00 | 0.42543 | 0.17393 | 0.04 | -38.6775
2022-08-14 14:00 | 0.50273 | 0.14891 | 0.14 | -44.1258
2022-08-14 15:00 | 0.40458 | 0.088491 | 0.21 | -39.8317
2022-08-14 16:00 | 0.29149 | 0.10029 | 0.26 | -11.7983
2022-08-14 17:00 | 0.26655 | 0.069251 | 0.27 | 53.0892
2022-08-14 18:00 | 0.082345 | 0.015187 | 0.26 | 168.8425
2022-08-14 19:00 | 0 | 0.003723 | 0.24 | 178.8675
2022-08-14 20:00 | 0 | 0.036122 | 0.21 | 177.4692
2022-08-14 21:00 | 0 | 0.069965 | 0.2 | 178.9275
2022-08-14 22:00 | 0 | 0.14974 | 0.17 | 157.9458
2022-08-14 23:00 | 0 | 0.18952 | 0.14 | 90.7092
2022-08-15 | 0 | 0.12828 | 0.13 | 110.8375
2022-08-15 01:00 | 0 | 0.10298 | 0.13 | -13.0692
2022-08-15 02:00 | 0 | 0.077655 | 0.1 | 7.4717
2022-08-15 03:00 | 0 | 0.15884 | 0.09 | 6.2725
2022-08-15 04:00 | 0 | 0.28869 | 0.1 | -5.9308
2022-08-15 05:00 | 0 | 0.24707 | 0.14 | -7.8108
2022-08-15 06:00 | 0 | 0.25576 | 0.13 | 20.0925
2022-08-15 07:00 | 0 | 0.37179 | 0.14 | 79.5275
2022-08-15 08:00 | 0.018993 | 0.51745 | 0.1 | 154.7092
2022-08-15 09:00 | 0.16656 | 0.43201 | 0.08 | 149.355
2022-08-15 10:00 | 0.22336 | 0.31583 | 0.06 | 145.285
2022-08-15 11:00 | 0.25474 | 0.6793 | 0.08 | 80.5525
2022-08-15 12:00 | 0.21599 | 0.64717 | 0.13 | 92.6425
2022-08-15 13:00 | 0.34844 | 0.4872 | 0.13 | 28.22
2022-08-15 14:00 | 0.21116 | 0.43938 | 0.14 | 28.9325
2022-08-15 15:00 | 0.23512 | 0.35365 | 0.2 | 100.8458
2022-08-15 16:00 | 0.19497 | 0.23946 | 0.17 | 58.2783
2022-08-15 17:00 | 0.062582 | 0.47887 | 0.17 | 159.7608
2022-08-15 18:00 | 0.018175 | 0.74802 | 0.15 | 199.7425
2022-08-15 19:00 | 0 | 0.87216 | 0.14 | 198.7208
2022-08-15 20:00 | 0 | 0.80842 | 0.1 | 153.6175
2022-08-15 21:00 | 0 | 0.74154 | 0.12 | 132.4458
2022-08-15 22:00 | 0 | 0.59429 | 0.11 | 126.245
2022-08-15 23:00 | 0 | 0.59687 | 0.1 | 65.2283
2022-08-16 | 0 | 0.56613 | 0.1 | 100.8908
2022-08-16 01:00 | 0 | 0.51938 | 0.13 | 27.4617
2022-08-16 02:00 | 0 | 0.42008 | 0.15 | 9.1108
2022-08-16 03:00 | 0 | 0.35181 | 0.15 | 6.005
2022-08-16 04:00 | 0 | 0.27372 | 0.18 | 10.6817
2022-08-16 05:00 | 0 | 0.20457 | 0.2 | 10.3408
2022-08-16 06:00 | 0 | 0.15171 | 0.23 | 106.935
2022-08-16 07:00 | 0 | 0.12912 | 0.2 | 154.64
2022-08-16 08:00 | 0.030498 | 0.04709 | 0.18 | 199.5033
2022-08-16 09:00 | 0.2968 | 0.017955 | 0.1 | 198.46
2022-08-16 10:00 | 0.74362 | 0.030186 | 0.2 | 149.7233
2022-08-16 11:00 | 0.32167 | 0.053293 | 0.22 | 104.4467
2022-08-16 12:00 | 0.47831 | 0.039611 | 0.2 | 41.2167
2022-08-16 13:00 | 0.60807 | 0.001515 | 0.3 | -15.2025
2022-08-16 14:00 | 0.54939 | 0.021187 | 0.28 | 38.8033
2022-08-16 15:00 | 0.73491 | 0.021394 | 0.34 | 79.8317
2022-08-16 16:00 | 0.78667 | 0.011149 | 0.36 | 212.3758
2022-08-16 17:00 | 0.65192 | 0.00206 | 0.36 | 249.8575
2022-08-16 18:00 | 0.085829 | 0.001828 | 0.36 | 416.3817
2022-08-16 19:00 | 0 | 0.000486 | 0.33 | 495.8375
2022-08-16 20:00 | 0 | 0.00209 | 0.31 | 358.8775
2022-08-16 21:00 | 0 | 0.004342 | 0.27 | 347.9842
2022-08-16 22:00 | 0 | 0.043234 | 0.2 | 292.6625
2022-08-16 23:00 | 0 | 0.16199 | 0.16 | 271.635
2022-08-17 | 0 | 0.34007 | 0.1 | 244.4342
2022-08-17 01:00 | 0 | 0.55748 | 0.08 | 239.7833
2022-08-17 02:00 | 0 | 0.67549 | 0.07 | 248.1875
2022-08-17 03:00 | 0 | 0.73426 | 0.08 | 166.9575
2022-08-17 04:00 | 0 | 0.76268 | 0.07 | 137.5183
2022-08-17 05:00 | 0 | 0.87075 | 0.1 | 127.7433
2022-08-17 06:00 | 0 | 0.88068 | 0.08 | 125.7517
2022-08-17 07:00 | 0 | 0.89316 | 0.1 | 84.195
2022-08-17 08:00 | 0.010013 | 0.90051 | 0.05 | 74.2167
2022-08-17 09:00 | 0.22362 | 0.877 | 0.05 | 129.91
2022-08-17 10:00 | 0.25538 | 0.88532 | 0.04 | 97.9333
2022-08-17 11:00 | 0.23792 | 0.89464 | 0.03 | -31.055
2022-08-17 12:00 | 0.29547 | 0.91829 | 0.04 | -129.4142
2022-08-17 13:00 | 0.25587 | 0.90874 | 0 | -9.275
2022-08-17 14:00 | 0.2938 | 0.89087 | 0.05 | 59.9525
2022-08-17 15:00 | 0.20133 | 0.91159 | 0.06 | 235.6475
2022-08-17 16:00 | 0.15918 | 0.91355 | 0.08 | 55.745
2022-08-17 17:00 | 0.11891 | 0.91006 | 0.07 | 67.9
2022-08-17 18:00 | 0.019136 | 0.90529 | 0.07 | 127.0392
2022-08-17 19:00 | 0 | 0.90337 | 0.04 | 164.2608
2022-08-17 20:00 | 0 | 0.89111 | 0.02 | 128.2317
2022-08-17 21:00 | 0 | 0.89628 | 0.03 | 123.9758
2022-08-17 22:00 | 0 | 0.81508 | 0.02 | 117.3092
2022-08-17 23:00 | 0 | 0.91347 | 0.02 | 24.6767
2022-08-18 | 0 | 0.91332 | 0.02 | 23.3183
2022-08-18 01:00 | 0 | 0.88611 | 0.03 | -3.8975
2022-08-18 02:00 | 0 | 0.80545 | 0 | -17.1067
2022-08-18 03:00 | 0 | 0.64949 | 0.03 | -33.7033
2022-08-18 04:00 | 0 | 0.39514 | 0.08 | -33.185
2022-08-18 05:00 | 0 | 0.18456 | 0.13 | -34.935
2022-08-18 06:00 | 0 | 0.086206 | 0.15 | 16.5367
2022-08-18 07:00 | 0 | 0.066682 | 0.12 | 72.28
2022-08-18 08:00 | 0.0040353 | 0.05363 | 0.11 | 98.4883
2022-08-18 09:00 | 0.0412 | 0.1223 | 0.1 | 557.3633
2022-08-18 10:00 | 0.032711 | 0.16787 | 0.07 | 70.5858
2022-08-18 11:00 | 0.065913 | 0.17116 | 0.09 | 124.2083
2022-08-18 12:00 | 0.14917 | 0.17276 | 0.09 | 103.8183
2022-08-18 13:00 | 0.44777 | 0.22839 | 0.07 | 24.3575
2022-08-18 14:00 | 0.6235 | 0.2745 | 0.08 | 34.5325
2022-08-18 15:00 | 0.52865 | 0.71131 | 0.12 | 91.035
2022-08-18 16:00 | 0.30285 | 0.89149 | 0.1 | 120.655
2022-08-18 17:00 | 0.051705 | 0.90749 | 0.16 | 113.7833
2022-08-18 18:00 | 0.028073 | 0.84158 | 0.14 | 194.3617
2022-08-18 19:00 | 0 | 0.62431 | 0.11 | 286.6267
2022-08-18 20:00 | 0 | 0.60854 | 0.07 | 323.5683
2022-08-18 21:00 | 0 | 0.72194 | 0.1 | 144.5342
2022-08-18 22:00 | 0 | 0.80888 | 0.06 | 199.2258
2022-08-18 23:00 | 0 | 0.70898 | 0.05 | 137.4167
2022-08-19 | 0 | 0.54855 | 0.05 | 131.5792
2022-08-19 01:00 | 0 | 0.49469 | 0.04 | 132.8525
2022-08-19 02:00 | 0 | 0.34721 | 0.04 | 113.5067
2022-08-19 03:00 | 0 | 0.3142 | 0.05 | 42.0317
2022-08-19 04:00 | 0 | 0.30652 | 0.08 | 8.2408
2022-08-19 05:00 | 0 | 0.26251 | 0.13 | 29.9642
2022-08-19 06:00 | 0 | 0.24311 | 0.13 | 59.2692
2022-08-19 07:00 | 0 | 0.2078 | 0.06 | 135.2408
2022-08-19 08:00 | 0.045446 | 0.17182 | 0.03 | 201.7067
2022-08-19 09:00 | 0.41801 | 0.10344 | 0 | 125.7408
2022-08-19 10:00 | 0.79635 | 0.13459 | 0.03 | 75.7783
2022-08-19 11:00 | 0.74525 | 0.23084 | 0 | 10.8
2022-08-19 12:00 | 0.77206 | 0.34035 | 0.03 | -34.1717
2022-08-19 13:00 | 0.67096 | 0.36186 | 0 | -43.6458
2022-08-19 14:00 | 0.62661 | 0.39998 | 0.03 | -44.3608
2022-08-19 15:00 | 0.56428 | 0.46298 | 0.09 | -37.5308
2022-08-19 16:00 | 0.63742 | 0.42639 | 0.09 | -8.4475
2022-08-19 17:00 | 0.62042 | 0.41103 | 0.08 | 121.2833
2022-08-19 18:00 | 0.064444 | 0.45108 | 0.07 | 269.5942
2022-08-19 19:00 | 0 | 0.44355 | 0 | 217.3042
2022-08-19 20:00 | 0 | 0.66575 | 0.03 | 157.7217
2022-08-19 21:00 | 0 | 0.73428 | 0.03 | 131.1892
2022-08-19 22:00 | 0 | 0.67052 | 0 | 127.415
2022-08-19 23:00 | 0 | 0.64221 | 0.03 | 141.5308
2022-08-20 | 0 | 0.63808 | 0.03 | 157.0617
2022-08-20 01:00 | 0 | 0.61117 | 0.03 | 113.815
2022-08-20 02:00 | 0 | 0.55133 | 0.03 | 75.0475
2022-08-20 03:00 | 0 | 0.55008 | 0.04 | 61.1275
2022-08-20 04:00 | 0 | 0.52815 | 0.07 | 39.6225
2022-08-20 05:00 | 0 | 0.4873 | 0.09 | 81.4958
2022-08-20 06:00 | 0 | 0.329 | 0.11 | 112.44
2022-08-20 07:00 | 0 | 0.28179 | 0.13 | 158.6108
2022-08-20 08:00 | 0.022742 | 0.16922 | 0.1 | 142.915
2022-08-20 09:00 | 0.28812 | 0.21215 | 0.1 | 166.9367
2022-08-20 10:00 | 0.55529 | 0.3203 | 0.07 | 143.8608
2022-08-20 11:00 | 0.40297 | 0.34723 | 0.07 | 128.2492
2022-08-20 12:00 | 0.34234 | 0.26854 | 0.12 | 146.0933
2022-08-20 13:00 | 0.5119 | 0.21251 | 0.15 | 48.5892
2022-08-20 14:00 | 0.62008 | 0.13808 | 0.24 | 24.2058
2022-08-20 15:00 | 0.65372 | 0.13992 | 0.32 | 9.3517
2022-08-20 16:00 | 0.72508 | 0.11437 | 0.35 | 126.6775
2022-08-20 17:00 | 0.39527 | 0.079386 | 0.36 | 163.2317
2022-08-20 18:00 | 0.085919 | 0.043852 | 0.35 | 296.86
2022-08-20 19:00 | 0 | 0.042892 | 0.35 | 423.1892
2022-08-20 20:00 | 0 | 0.01602 | 0.36 | 385.3233
2022-08-20 21:00 | 0 | 0.022193 | 0.36 | 378.4592
2022-08-20 22:00 | 0 | 0.010564 | 0.37 | 400.4058
2022-08-20 23:00 | 0 | 0.002571 | 0.37 | 416.0858
2022-08-21 | 0 | 0.006653 | 0.36 | 499.04
2022-08-21 01:00 | 0 | 0.009628 | 0.36 | 438.06
2022-08-21 02:00 | 0 | 0.017334 | 0.35 | 330.6858
2022-08-21 03:00 | 0 | 0.017973 | 0.35 | 270.8
2022-08-21 04:00 | 0 | 0.012778 | 0.34 | 254.1417
2022-08-21 05:00 | 0 | 0.009697 | 0.34 | 300.8942
2022-08-21 06:00 | 0 | 0.002435 | 0.29 | 281.8908
2022-08-21 07:00 | 0 | 0.005436 | 0.2 | 279.2658
2022-08-21 08:00 | 0.063105 | 0.003464 | 0.13 | 261.2958
2022-08-21 09:00 | 0.40458 | 0.006156 | 0.05 | 168.3717
2022-08-21 10:00 | 0.68884 | 0.002978 | 0.05 | 104.3592
2022-08-21 11:00 | 0.77036 | 0.011297 | 0.04 | -13.7842
2022-08-21 12:00 | 0.77432 | 0.03415 | 0 | -37.3817
2022-08-21 13:00 | 0.71261 | 0.14681 | 0.03 | -52.9325
2022-08-21 14:00 | 0.76965 | 0.19845 | 0.08 | -49.3858
2022-08-21 15:00 | 0.79046 | 0.2231 | 0.17 | -48.7142
2022-08-21 16:00 | 0.8072 | 0.23421 | 0.26 | -33.365
2022-08-21 17:00 | 0.7834 | 0.18338 | 0.25 | 47.2975
2022-08-21 18:00 | 0.081821 | 0.10675 | 0.23 | 181.705
2022-08-21 19:00 | 0 | 0.11432 | 0.22 | 207.1125
2022-08-21 20:00 | 0 | 0.17748 | 0.2 | 184.8392
2022-08-21 21:00 | 0 | 0.27157 | 0.16 | 179.9867
2022-08-21 22:00 | 0 | 0.37227 | 0.14 | 179.9867
2022-08-21 23:00 | 0 | 0.42927 | 0.08 | 145.4983
2022-08-22 | 0 | 0.4841 | 0.03 | 128.7983
2022-08-22 01:00 | 0 | 0.50875 | 0.02 | 126.1617
2022-08-22 02:00 | 0 | 0.50918 | 0.02 | 165.7583
2022-08-22 03:00 | 0 | 0.5173 | 0.02 | 27.17
2022-08-22 04:00 | 0 | 0.54265 | 0.03 | -11.225
2022-08-22 05:00 | 0 | 0.54354 | 0.05 | -25.8133
2022-08-22 06:00 | 0 | 0.65702 | 0.05 | -24.665
2022-08-22 07:00 | 0 | 0.74988 | 0.03 | 82.8308
2022-08-22 08:00 | 0.056929 | 0.75177 | 0.02 | 133.9083
2022-08-22 09:00 | 0.30308 | 0.77113 | 0.02 | 70.2875
2022-08-22 10:00 | 0.61693 | 0.67496 | 0.02 | 76.8833
2022-08-22 11:00 | 0.78432 | 0.64481 | 0.02 | 55.8567
2022-08-22 12:00 | 0.70566 | 0.54298 | 0.02 | 12.425
2022-08-22 13:00 | 0.68446 | 0.47236 | 0.08 | 34.405
2022-08-22 14:00 | 0.54944 | 0.64001 | 0.12 | 57.5025
2022-08-22 15:00 | 0.36878 | 0.85176 | 0.11 | 147.8742
2022-08-22 16:00 | 0.582 | 0.92363 | 0.11 | 239.7092
2022-08-22 17:00 | 0.049379 | 0.91638 | 0.1 | 267.445
2022-08-22 18:00 | 0.045674 | 0.90369 | 0.12 | 256.0317
2022-08-22 19:00 | 0 | 0.90622 | 0.1 | 260.9333
2022-08-22 20:00 | 0 | 0.91222 | 0.06 | 167.47
2022-08-22 21:00 | 0 | 0.89964 | 0.06 | 181.5017
2022-08-22 22:00 | 0 | 0.91521 | 0.05 | 158.9867
2022-08-22 23:00 | 0 | 0.92877 | 0.04 | 133.1983
2022-08-23 | 0 | 0.92092 | 0.04 | 163.5842
2022-08-23 01:00 | 0 | 0.91945 | 0.04 | 92.805
2022-08-23 02:00 | 0 | 0.91302 | 0.05 | 67.3975
2022-08-23 03:00 | 0 | 0.87413 | 0.07 | 41.5658
2022-08-23 04:00 | 0 | 0.85732 | 0.08 | 28.2475
2022-08-23 05:00 | 0 | 0.84792 | 0.13 | 87.5667
2022-08-23 06:00 | 0 | 0.80623 | 0.13 | 113.995
2022-08-23 07:00 | 0 | 0.72981 | 0.14 | 150.5625
2022-08-23 08:00 | 0.054439 | 0.56757 | 0.09 | 198.6275
2022-08-23 09:00 | 0.26713 | 0.40465 | 0.03 | 176.9425
2022-08-23 10:00 | 0.8563 | 0.59787 | 0.02 | 124.0142
2022-08-23 11:00 | 0.79837 | 0.68747 | 0.02 | 63.9725
2022-08-23 12:00 | 0.67861 | 0.74222 | 0.03 | 33.645
2022-08-23 13:00 | 0.62209 | 0.75394 | 0.03 | 19.9533
2022-08-23 14:00 | 0.64567 | 0.77334 | 0.1 | -31.6083
2022-08-23 15:00 | 0.72527 | 0.76642 | 0.19 | 56.1558
2022-08-23 16:00 | 0.8372 | 0.7687 | 0.23 | 101.7917
2022-08-23 17:00 | 0.79791 | 0.6546 | 0.22 | 184.9
2022-08-23 18:00 | 0.10548 | 0.44618 | 0.21 | 278.2108
2022-08-23 19:00 | 0 | 0.34992 | 0.2 | 362.7075
2022-08-23 20:00 | 0 | 0.37797 | 0.21 | 312.5633
2022-08-23 21:00 | 0 | 0.3462 | 0.19 | 250.4708
2022-08-23 22:00 | 0 | 0.31928 | 0.17 | 188.1342
2022-08-23 23:00 | 0 | 0.37452 | 0.17 | 187.8833
2022-08-24 | 0 | 0.39063 | 0.16 | 170.7033
2022-08-24 01:00 | 0 | 0.34514 | 0.15 | 158.2375
2022-08-24 02:00 | 0 | 0.28516 | 0.16 | 146.1083
2022-08-24 03:00 | 0 | 0.20622 | 0.2 | 101.6625
2022-08-24 04:00 | 0 | 0.167 | 0.21 | 67.85
2022-08-24 05:00 | 0 | 0.086254 | 0.2 | 81.0833
2022-08-24 06:00 | 0 | 0.054679 | 0.25 | 196.8192
2022-08-24 07:00 | 0 | 0.024797 | 0.17 | 229.8175
2022-08-24 08:00 | 0.081094 | 0.02198 | 0.14 | 236.0583
2022-08-24 09:00 | 0.38872 | 0.0181 | 0.09 | 226.6608
2022-08-24 10:00 | 0.74703 | 0.0308 | 0.15 | 154.8025
2022-08-24 11:00 | 0.48779 | 0.17199 | 0.13 | 150.305
2022-08-24 12:00 | 0.51697 | 0.24282 | 0.1 | 77.9433
2022-08-24 13:00 | 0.52404 | 0.23781 | 0.13 | 136.0183
2022-08-24 14:00 | 0.58787 | 0.27992 | 0.13 | 112.0725
2022-08-24 15:00 | 0.6783 | 0.38335 | 0.24 | 123.2292
2022-08-24 16:00 | 0.79378 | 0.38741 | 0.26 | 101.6858
2022-08-24 17:00 | 0.83012 | 0.26602 | 0.26 | 114.5558
2022-08-24 18:00 | 0.086501 | 0.2037 | 0.27 | 265.57
2022-08-24 19:00 | 0 | 0.18002 | 0.3 | 265.2175
2022-08-24 20:00 | 0 | 0.19404 | 0.27 | 199.1625
2022-08-24 21:00 | 0 | 0.17856 | 0.27 | 196.2042
2022-08-24 22:00 | 0 | 0.14547 | 0.26 | 227.4917
2022-08-24 23:00 | 0 | 0.12204 | 0.23 | 218.2017
2022-08-25 | 0 | 0.15721 | 0.2 | 215.5433
2022-08-25 01:00 | 0 | 0.17346 | 0.25 | 237.29
2022-08-25 02:00 | 0 | 0.13917 | 0.26 | 203.2242
2022-08-25 03:00 | 0 | 0.10927 | 0.29 | 188.0917
2022-08-25 04:00 | 0 | 0.053292 | 0.32 | 187.0225
2022-08-25 05:00 | 0 | 0.044442 | 0.33 | 221.3175
2022-08-25 06:00 | 0 | 0.035721 | 0.33 | 457.5592
2022-08-25 07:00 | 0 | 0.029837 | 0.32 | 452.81
2022-08-25 08:00 | 0.078926 | 0.013793 | 0.28 | 3711.6717
2022-08-25 09:00 | 0.29901 | 0.018928 | 0.27 | 1726.3292
2022-08-25 10:00 | 0.28505 | 0.050282 | 0.28 | 510
2022-08-25 11:00 | 0.36608 | 0.081442 | 0.28 | 470.4092
2022-08-25 12:00 | 0.51351 | 0.091183 | 0.27 | 310.0467
2022-08-25 13:00 | 0.51139 | 0.083309 | 0.27 | 335.8142
2022-08-25 14:00 | 0.57687 | 0.084367 | 0.28 | 373.9817
2022-08-25 15:00 | 0.54094 | 0.09338 | 0.31 | 299.55
2022-08-25 16:00 | 0.60498 | 0.090492 | 0.34 | 270.7558
2022-08-25 17:00 | 0.46171 | 0.11684 | 0.34 | 567.6667
2022-08-25 18:00 | 0.085054 | 0.13496 | 0.34 | 301.9675
2022-08-25 19:00 | 0 | 0.14859 | 0.34 | 399.4958
2022-08-25 20:00 | 0 | 0.17154 | 0.33 | 377.3425
2022-08-25 21:00 | 0 | 0.17094 | 0.3 | 345.58
2022-08-25 22:00 | 0 | 0.15992 | 0.3 | 309.0475
2022-08-25 23:00 | 0 | 0.15183 | 0.33 | 250.68
2022-08-26 | 0 | 0.15933 | 0.33 | 258.1367
2022-08-26 01:00 | 0 | 0.1477 | 0.31 | 279.2067
2022-08-26 02:00 | 0 | 0.087963 | 0.31 | 259.1583
2022-08-26 03:00 | 0 | 0.041232 | 0.33 | 249.9733
2022-08-26 04:00 | 0 | 0.021165 | 0.33 | 309.8183
2022-08-26 05:00 | 0 | 0.010565 | 0.33 | 301.315
2022-08-26 06:00 | 0 | 0.002809 | 0.3 | 315.6667
2022-08-26 07:00 | 0 | 0.004211 | 0.32 | 3709.5308
2022-08-26 08:00 | 0.044074 | 0.007851 | 0.3 | 12734.4075
2022-08-26 09:00 | 0.17613 | 0.002466 | 0.27 | 8802.8525
2022-08-26 10:00 | 0.18411 | 0.002862 | 0.18 | 213.1658
2022-08-26 11:00 | 0.38067 | 0.001084 | 0.32 | 173.4592
2022-08-26 12:00 | 0.4426 | 0.005474 | 0.33 | 218.3683
2022-08-26 13:00 | 0.22674 | 0.00511 | 0.34 | 239.1892
2022-08-26 14:00 | 0.13983 | 0.000819 | 0.35 | 347.9825
2022-08-26 15:00 | 0.13574 | 0.000171 | 0.36 | 3333.37
2022-08-26 16:00 | 0.13742 | 0.005883 | 0.36 | 491.41
2022-08-26 17:00 | 0.072853 | 0.002855 | 0.35 | 377.2317
2022-08-26 18:00 | 0.050607 | 0.018217 | 0.32 | 1108.4592
2022-08-26 19:00 | 0 | 0.038854 | 0.28 | 346.3925
2022-08-26 20:00 | 0 | 0.013327 | 0.26 | 321.4008
2022-08-26 21:00 | 0 | 0.006448 | 0.25 | 325.9167
2022-08-26 22:00 | 0 | 0.021898 | 0.22 | 279.4675
2022-08-26 23:00 | 0 | 0.051359 | 0.19 | 277.2108
2022-08-27 | 0 | 0.11372 | 0.16 | 258.4392
2022-08-27 01:00 | 0 | 0.20832 | 0.15 | 233.32
2022-08-27 02:00 | 0 | 0.24727 | 0.14 | 214.845
2022-08-27 03:00 | 0 | 0.22959 | 0.15 | 181.715
2022-08-27 04:00 | 0 | 0.16424 | 0.15 | 163.1683
2022-08-27 05:00 | 0 | 0.15392 | 0.14 | 152.035
2022-08-27 06:00 | 0 | 0.17434 | 0.14 | 140.3583
2022-08-27 07:00 | 0 | 0.18034 | 0.1 | 141.9
2022-08-27 08:00 | 0.023014 | 0.1868 | 0.11 | 117.9675
2022-08-27 09:00 | 0.30513 | 0.18814 | 0.11 | 116.8483
2022-08-27 10:00 | 0.39873 | 0.1498 | 0.12 | 110.9058
2022-08-27 11:00 | 0.70378 | 0.29727 | 0.15 | 35.2158
2022-08-27 12:00 | 0.68729 | 0.36076 | 0.18 | -30.7358
2022-08-27 13:00 | 0.59144 | 0.27692 | 0.18 | -46.1275
2022-08-27 14:00 | 0.57562 | 0.23425 | 0.18 | 33.3067
2022-08-27 15:00 | 0.53887 | 0.1919 | 0.22 | -53.9767
2022-08-27 16:00 | 0.43729 | 0.14417 | 0.25 | -7.2683
2022-08-27 17:00 | 0.26968 | 0.10233 | 0.2 | 119.0092
2022-08-27 18:00 | 0.10853 | 0.056175 | 0.15 | 193.0708
2022-08-27 19:00 | 0 | 0.075908 | 0.11 | 174.8108
2022-08-27 20:00 | 0 | 0.21159 | 0.1 | 127.72
2022-08-27 21:00 | 0 | 0.47247 | 0.05 | 104.5867
2022-08-27 22:00 | 0 | 0.71814 | 0.05 | 89.9233
2022-08-27 23:00 | 0 | 0.83133 | 0.02 | 67.4083
2022-08-28 | 0 | 0.85373 | 0.02 | 61.8317
2022-08-28 01:00 | 0 | 0.87942 | 0 | 37.0283
2022-08-28 02:00 | 0 | 0.88978 | 0.02 | 6.325
2022-08-28 03:00 | 0 | 0.84731 | 0.02 | 2.1967
2022-08-28 04:00 | 0 | 0.85091 | 0.02 | -5.8667
2022-08-28 05:00 | 0 | 0.8174 | 0.02 | 0.34417
2022-08-28 06:00 | 0 | 0.82697 | 0.02 | 7.3408
2022-08-28 07:00 | 0 | 0.81945 | 0.02 | 28.2708
2022-08-28 08:00 | 0.099328 | 0.84412 | 0.03 | 14.2867
2022-08-28 09:00 | 0.44305 | 0.78906 | 0 | -34.7117
2022-08-28 10:00 | 0.87417 | 0.71345 | 0.02 | -136.0525
2022-08-28 11:00 | 0.85898 | 0.80669 | 0 | -89.64
2022-08-28 12:00 | 0.82026 | 0.89728 | 0.05 | -86.4125
2022-08-28 13:00 | 0.79265 | 0.88713 | 0 | -99.6167
2022-08-28 14:00 | 0.80963 | 0.8786 | 0.02 | -105.7058
2022-08-28 15:00 | 0.84631 | 0.8638 | 0.02 | -90.85
2022-08-28 16:00 | 0.8645 | 0.84065 | 0.04 | -84.08
2022-08-28 17:00 | 0.80526 | 0.79656 | 0.04 | -61.9808
2022-08-28 18:00 | 0.098559 | 0.67747 | 0.02 | 100.7342
2022-08-28 19:00 | 0 | 0.6205 | 0.02 | 117.905
2022-08-28 20:00 | 0 | 0.74193 | 0 | 105.7592
2022-08-28 21:00 | 0 | 0.7387 | 0.02 | 60.2392
2022-08-28 22:00 | 0 | 0.81901 | 0.02 | 37.6075
2022-08-28 23:00 | 0 | 0.84194 | 0.02 | 27.4333
2022-08-29 | 0 | 0.8905 | 0 | 13.2758
2022-08-29 01:00 | 0 | 0.89206 | 0.03 | 4.5667
2022-08-29 02:00 | 0 | 0.56224 | 0.07 | 0.37583
2022-08-29 03:00 | 0 | 0.09423 | 0.21 | -8.5558
2022-08-29 04:00 | 0 | 0.0095 | 0.21 | 23.5708
2022-08-29 05:00 | 0 | 0.038538 | 0.23 | 500.48
2022-08-29 06:00 | 0 | 0.065511 | 0.19 | 246.0792
2022-08-29 07:00 | 0 | 0.1271 | 0.16 | 243.3392
2022-08-29 08:00 | 0.062838 | 0.052912 | 0.07 | 283.0225
2022-08-29 09:00 | 0.15445 | 0.16761 | 0.04 | 129.1192
2022-08-29 10:00 | 0.11676 | 0.2712 | 0.06 | 917.9483
2022-08-29 11:00 | 0.20668 | 0.328 | 0.07 | -11.1325
2022-08-29 12:00 | 0.60909 | 0.79981 | 0.06 | 107.7142
2022-08-29 13:00 | 0.75682 | 0.89615 | 0.06 | 79.3175
2022-08-29 14:00 | 0.82835 | 0.90011 | 0 | -448.8825
2022-08-29 15:00 | 0.83165 | 0.86589 | 0.07 | -144.1
2022-08-29 16:00 | 0.65093 | 0.91267 | 0.09 | -111.8592
2022-08-29 17:00 | 0.59284 | 0.9079 | 0.1 | -20.4908
2022-08-29 18:00 | 0.11252 | 0.92274 | 0.1 | 143.9983
2022-08-29 19:00 | 0 | 0.89124 | 0.09 | 147.9875
2022-08-29 20:00 | 0 | 0.89648 | 0.1 | 123.4317
2022-08-29 21:00 | 0 | 0.89542 | 0.05 | 114.0675
2022-08-29 22:00 | 0 | 0.90307 | 0.04 | 108.9958
2022-08-29 23:00 | 0 | 0.88437 | 0.04 | 99.2683
2022-08-30 | 0 | 0.822 | 0.04 | 102.6092
2022-08-30 01:00 | 0 | 0.77348 | 0.04 | 103.2317
2022-08-30 02:00 | 0 | 0.79242 | 0.04 | 67.725
2022-08-30 03:00 | 0 | 0.79001 | 0.08 | 66.8217
2022-08-30 04:00 | 0 | 0.73864 | 0.11 | 41.0183
2022-08-30 05:00 | 0 | 0.68361 | 0.14 | 83.3925
2022-08-30 06:00 | 0 | 0.53002 | 0.1 | 14.205
2022-08-30 07:00 | 0 | 0.44723 | 0.14 | 113.0642
2022-08-30 08:00 | 0.10188 | 0.29394 | 0.1 | 157.29
2022-08-30 09:00 | 0.35656 | 0.26299 | 0.12 | 131.9783
2022-08-30 10:00 | 0.68889 | 0.33687 | 0.12 | 145.1983
2022-08-30 11:00 | 0.5487 | 0.49091 | 0.1 | 70.005
2022-08-30 12:00 | 0.56724 | 0.48017 | 0.14 | -77.9467
2022-08-30 13:00 | 0.59265 | 0.49548 | 0.14 | -74.7367
2022-08-30 14:00 | 0.57666 | 0.41623 | 0.18 | -95.6158
2022-08-30 15:00 | 0.60048 | 0.44819 | 0.3 | -333.3692
2022-08-30 16:00 | 0.66261 | 0.43718 | 0.31 | -58.7967
2022-08-30 17:00 | 0.56638 | 0.37746 | 0.32 | 50.4933
2022-08-30 18:00 | 0.11378 | 0.40852 | 0.32 | 330.7025
2022-08-30 19:00 | 0 | 0.32344 | 0.32 | 175.3567
2022-08-30 20:00 | 0 | 0.29122 | 0.33 | 202.5625
2022-08-30 21:00 | 0 | 0.2503 | 0.32 | 263.3525
2022-08-30 22:00 | 0 | 0.21392 | 0.34 | 266.2817
2022-08-30 23:00 | 0 | 0.17411 | 0.33 | 237.4325
2022-08-31 | 0 | 0.15889 | 0.32 | 210.3292
2022-08-31 01:00 | 0 | 0.15708 | 0.28 | 201.9833
2022-08-31 02:00 | 0 | 0.11297 | 0.27 | 179.5875
2022-08-31 03:00 | 0 | 0.070084 | 0.26 | 178.9417
2022-08-31 04:00 | 0 | 0.016702 | 0.26 | 148.9958
2022-08-31 05:00 | 0 | 0.015267 | 0.2 | 148.6125
2022-08-31 06:00 | 0 | 0.01251 | 0.2 | 182.2192
2022-08-31 07:00 | 0 | 0.010388 | 0.17 | 228.1442
2022-08-31 08:00 | 0.087648 | 0.003331 | 0.17 | 209.3892
2022-08-31 09:00 | 0.69978 | 0.008957 | 0.21 | 75.0775
2022-08-31 10:00 | 0.8666 | 0.011005 | 0.19 | 37.8958
2022-08-31 11:00 | 0.87034 | 0.013176 | 0.18 | 131.44
2022-08-31 12:00 | 0.82414 | 0.016093 | 0.19 | 423.3567
2022-08-31 13:00 | 0.81453 | 0.058638 | 0.19 | -23.6433
2022-08-31 14:00 | 0.83289 | 0.046884 | 0.25 | -93.17
2022-08-31 15:00 | 0.85777 | 0.014149 | 0.32 | -28.4208
2022-08-31 16:00 | 0.88409 | 0.00188 | 0.3 | 26.1592
2022-08-31 17:00 | 0.82964 | 0.003735 | 0.34 | 128.1258
2022-08-31 18:00 | 0.10025 | 0.013831 | 0.33 | 228.6567
2022-08-31 19:00 | 0 | 0.074916 | 0.33 | 288.8508
2022-08-31 20:00 | 0 | 0.17405 | 0.33 | 267.2575
2022-08-31 21:00 | 0 | 0.23924 | 0.33 | 194.4575
2022-08-31 22:00 | 0 | 0.22834 | 0.32 | 197.1833
2022-08-31 23:00 | 0 | 0.18684 | 0.31 | 184.5675
2022-09-01 | 0 | 0.20817 | 0.3 | 183.8625
2022-09-01 01:00 | 0 | 0.19072 | 0.3 | 171.12
2022-09-01 02:00 | 0 | 0.1717 | 0.29 | 186.4792
2022-09-01 03:00 | 0 | 0.20333 | 0.32 | 187.1533
2022-09-01 04:00 | 0 | 0.19901 | 0.33 | 190.1367
2022-09-01 05:00 | 0 | 0.21822 | 0.32 | 219.9242
2022-09-01 06:00 | 0 | 0.23494 | 0.27 | 243.1267
2022-09-01 07:00 | 0 | 0.25665 | 0.24 | 3556.6483
2022-09-01 08:00 | 0.11138 | 0.12667 | 0.19 | 2448.8292
2022-09-01 09:00 | 0.81464 | 0.11744 | 0.17 | 225.865
2022-09-01 10:00 | 0.75915 | 0.084812 | 0.19 | 153.545
2022-09-01 11:00 | 0.86227 | 0.15832 | 0.1 | 72.735
2022-09-01 12:00 | 0.82427 | 0.22463 | 0.18 | 1173.7575
2022-09-01 13:00 | 0.80119 | 0.2743 | 0.11 | -87.4192
2022-09-01 14:00 | 0.76627 | 0.30637 | 0.13 | 62.865
2022-09-01 15:00 | 0.69934 | 0.38203 | 0.2 | -98.9575
2022-09-01 16:00 | 0.87653 | 0.39444 | 0.27 | 47.8933
2022-09-01 17:00 | 0.83249 | 0.38485 | 0.26 | 140.6242
2022-09-01 18:00 | 0.10383 | 0.32676 | 0.25 | 221.8708
2022-09-01 19:00 | 0 | 0.37435 | 0.23 | 251.5375
2022-09-01 20:00 | 0 | 0.45851 | 0.18 | 204.9175
2022-09-01 21:00 | 0 | 0.50896 | 0.17 | 187.8892
2022-09-01 22:00 | 0 | 0.55794 | 0.15 | 181.1858
2022-09-01 23:00 | 0 | 0.56704 | 0.13 | 173.39
2022-09-02 | 0 | 0.56646 | 0.11 | 162.5808
2022-09-02 01:00 | 0 | 0.5176 | 0.09 | 159.3967
2022-09-02 02:00 | 0 | 0.44022 | 0.09 | 151.7892
2022-09-02 03:00 | 0 | 0.49115 | 0.09 | 119.8
2022-09-02 04:00 | 0 | 0.49771 | 0.12 | 93.5683
2022-09-02 05:00 | 0 | 0.44818 | 0.13 | 91.91
2022-09-02 06:00 | 0 | 0.38344 | 0.12 | 115.0817
2022-09-02 07:00 | 0 | 0.38099 | 0.09 | 142.015
2022-09-02 08:00 | 0.10844 | 0.28063 | 0.08 | 155.8683
2022-09-02 09:00 | 0.79022 | 0.3209 | 0.1 | 139.2467
2022-09-02 10:00 | 0.77761 | 0.35056 | 0.1 | 104.98
2022-09-02 11:00 | 0.82019 | 0.52564 | 0.09 | 53.28
2022-09-02 12:00 | 0.69369 | 0.55461 | 0.1 | 39.8908
2022-09-02 13:00 | 0.65309 | 0.52448 | 0.09 | 32.8325
2022-09-02 14:00 | 0.69219 | 0.52092 | 0.09 | 17.3367
2022-09-02 15:00 | 0.71963 | 0.58537 | 0.13 | 10.2875
2022-09-02 16:00 | 0.78503 | 0.65816 | 0.16 | 15.035
2022-09-02 17:00 | 0.66123 | 0.78417 | 0.15 | 83.2358
2022-09-02 18:00 | 0.11761 | 0.75474 | 0.14 | 162.3925
2022-09-02 19:00 | 0 | 0.79561 | 0.14 | 235.8225
2022-09-02 20:00 | 0 | 0.78584 | 0.15 | 180.7825
2022-09-02 21:00 | 0 | 0.70579 | 0.16 | 156.6675
2022-09-02 22:00 | 0 | 0.67179 | 0.16 | 152.5275
2022-09-02 23:00 | 0 | 0.6527 | 0.14 | 203.275
2022-09-03 | 0 | 0.65345 | 0.13 | 175.1075
2022-09-03 01:00 | 0 | 0.51914 | 0.13 | 174.9692
2022-09-03 02:00 | 0 | 0.43789 | 0.13 | 135.8525
2022-09-03 03:00 | 0 | 0.35014 | 0.1 | 122.8742
2022-09-03 04:00 | 0 | 0.35636 | 0.14 | 103.1058
2022-09-03 05:00 | 0 | 0.333 | 0.15 | 75.6367
2022-09-03 06:00 | 0 | 0.40022 | 0.11 | 111.6308
2022-09-03 07:00 | 0 | 0.40063 | 0.03 | 149.105
2022-09-03 08:00 | 0.093126 | 0.24547 | 0.02 | 154.7667
2022-09-03 09:00 | 0.86408 | 0.13324 | 0.02 | 94.7475
2022-09-03 10:00 | 0.91791 | 0.24247 | 0.03 | -32.2283
2022-09-03 11:00 | 0.894 | 0.33109 | 0.02 | -5.7358
2022-09-03 12:00 | 0.85795 | 0.36631 | 0.03 | -32.1092
2022-09-03 13:00 | 0.83729 | 0.42413 | 0.04 | -10.4625
2022-09-03 14:00 | 0.84792 | 0.40735 | 0.08 | -21.5325
2022-09-03 15:00 | 0.87715 | 0.48712 | 0.16 | -25.2958
2022-09-03 16:00 | 0.9037 | 0.49861 | 0.21 | -15.535
2022-09-03 17:00 | 0.78117 | 0.56207 | 0.2 | 11.5233
2022-09-03 18:00 | 0.18023 | 0.39627 | 0.19 | 175.6967
2022-09-03 19:00 | 0 | 0.43155 | 0.14 | 217.3642
2022-09-03 20:00 | 0 | 0.45489 | 0.13 | 182.5308
2022-09-03 21:00 | 0 | 0.39569 | 0.12 | 201.5833
2022-09-03 22:00 | 0 | 0.37231 | 0.11 | 187.7317
2022-09-03 23:00 | 0 | 0.31594 | 0.13 | 214.5633
2022-09-04 | 0 | 0.2223 | 0.14 | 208.2542
2022-09-04 01:00 | 0 | 0.13771 | 0.1 | 159.5875
2022-09-04 02:00 | 0 | 0.19696 | 0.11 | 152.8267
2022-09-04 03:00 | 0 | 0.25682 | 0.1 | 155.3992
2022-09-04 04:00 | 0 | 0.30292 | 0.1 | 146.5267
2022-09-04 05:00 | 0 | 0.38043 | 0.1 | 124.6875
2022-09-04 06:00 | 0 | 0.40841 | 0.05 | 113.78
2022-09-04 07:00 | 0 | 0.23582 | 0.06 | 127.3725
2022-09-04 08:00 | 0.10386 | 0.11749 | 0 | 77.8967
2022-09-04 09:00 | 0.83122 | 0.026241 | 0.1 | -15.3925
2022-09-04 10:00 | 0.90542 | 0.095675 | 0.1 | -52.7725
2022-09-04 11:00 | 0.87939 | 0.12052 | 0.12 | -53.6283
2022-09-04 12:00 | 0.83765 | 0.084802 | 0.11 | -30.1658
2022-09-04 13:00 | 0.806 | 0.071198 | 0.13 | 20.4342
2022-09-04 14:00 | 0.79824 | 0.051453 | 0.16 | 8.4775
2022-09-04 15:00 | 0.72183 | 0.036317 | 0.23 | 23.5675
2022-09-04 16:00 | 0.74831 | 0.036341 | 0.24 | 64.285
2022-09-04 17:00 | 0.68376 | 0.081179 | 0.21 | 129.9608
2022-09-04 18:00 | 0.26948 | 0.21529 | 0.2 | 227.7025
2022-09-04 19:00 | 0 | 0.3391 | 0.17 | 256.3625
2022-09-04 20:00 | 0 | 0.31391 | 0.1 | 207.4925
2022-09-04 21:00 | 0 | 0.31205 | 0.14 | 190.0942
2022-09-04 22:00 | 0 | 0.25874 | 0.12 | 168.525
2022-09-04 23:00 | 0 | 0.15427 | 0.1 | 140.375
2022-09-05 | 0 | 0.15344 | 0.1 | 131.3508
2022-09-05 01:00 | 0 | 0.19671 | 0.1 | 133.7717
2022-09-05 02:00 | 0 | 0.18606 | 0.11 | 140.27
2022-09-05 03:00 | 0 | 0.14858 | 0.13 | 123.6217
2022-09-05 04:00 | 0 | 0.1267 | 0.17 | 113.4675
2022-09-05 05:00 | 0 | 0.10191 | 0.2 | 134.6442
2022-09-05 06:00 | 0 | 0.11036 | 0.18 | 201.1533
2022-09-05 07:00 | 0 | 0.099753 | 0.13 | 271.515
2022-09-05 08:00 | 0.077125 | 0.10218 | 0.12 | 275.0433
2022-09-05 09:00 | 0.67203 | 0.065901 | 0.13 | 209.2625
2022-09-05 10:00 | 0.81901 | 0.029445 | 0.15 | 147.2375
2022-09-05 11:00 | 0.85966 | 0.050606 | 0.17 | 114.455
2022-09-05 12:00 | 0.80784 | 0.037225 | 0.18 | 93.115
2022-09-05 13:00 | 0.77701 | 0.001427 | 0.23 | 88.3392
2022-09-05 14:00 | 0.74235 | 0.003817 | 0.24 | 139.1458
2022-09-05 15:00 | 0.74847 | 0.002493 | 0.29 | 128.4583
2022-09-05 16:00 | 0.53423 | 0.006687 | 0.3 | 252.9492
2022-09-05 17:00 | 0.80313 | 0.040071 | 0.28 | 228.9267
2022-09-05 18:00 | 0.2608 | 0.12646 | 0.25 | 323.2408
2022-09-05 19:00 | 0 | 0.25997 | 0.2 | 429.1075
2022-09-05 20:00 | 0 | 0.34809 | 0.16 | 326.1292
2022-09-05 21:00 | 0 | 0.32014 | 0.13 | 245.8708
2022-09-05 22:00 | 0 | 0.24387 | 0.13 | 244.1975
2022-09-05 23:00 | 0 | 0.2279 | 0.13 | 195.5508
2022-09-06 | 0 | 0.28115 | 0.11 | 186.7767
2022-09-06 01:00 | 0 | 0.40832 | 0.12 | 207.9983
2022-09-06 02:00 | 0 | 0.37454 | 0.12 | 223.1442
2022-09-06 03:00 | 0 | 0.33377 | 0.16 | 185.6967
2022-09-06 04:00 | 0 | 0.27969 | 0.2 | 160.1442
2022-09-06 05:00 | 0 | 0.26295 | 0.19 | 200.1283
2022-09-06 06:00 | 0 | 0.25377 | 0.16 | 263.7042
2022-09-06 07:00 | 0 | 0.26532 | 0.14 | 288.2783
2022-09-06 08:00 | 0.098509 | 0.18533 | 0.14 | 313.0225
2022-09-06 09:00 | 0.83473 | 0.15448 | 0.14 | 228.66
2022-09-06 10:00 | 0.87752 | 0.12178 | 0.17 | 140.0108
2022-09-06 11:00 | 0.85171 | 0.29254 | 0.19 | 106.79
2022-09-06 12:00 | 0.82913 | 0.19793 | 0.19 | 115.06
2022-09-06 13:00 | 0.80684 | 0.10058 | 0.2 | 124.0558
2022-09-06 14:00 | 0.82607 | 0.075995 | 0.23 | 132.9925
2022-09-06 15:00 | 0.85475 | 0.070675 | 0.29 | 139.9433
2022-09-06 16:00 | 0.87013 | 0.091241 | 0.3 | 135.465
2022-09-06 17:00 | 0.82726 | 0.09625 | 0.25 | 182.7958
2022-09-06 18:00 | 0.34019 | 0.094148 | 0.2 | 304.1133
2022-09-06 19:00 | 0 | 0.20189 | 0.15 | 379.5508
2022-09-06 20:00 | 0 | 0.63198 | 0.1 | 326.1392
2022-09-06 21:00 | 0 | 0.71574 | 0.11 | 254.4242
2022-09-06 22:00 | 0 | 0.77419 | 0.12 | 167.785
2022-09-06 23:00 | 0 | 0.77762 | 0.1 | 138.2667
2022-09-07 | 0 | 0.74479 | 0.05 | 138.595
2022-09-07 01:00 | 0 | 0.72324 | 0.05 | 140.3217
2022-09-07 02:00 | 0 | 0.65592 | 0.05 | 143.4992
2022-09-07 03:00 | 0 | 0.64507 | 0.05 | 138.165
2022-09-07 04:00 | 0 | 0.71068 | 0.07 | 132.2683
2022-09-07 05:00 | 0 | 0.74987 | 0.08 | 112.8508
2022-09-07 06:00 | 0 | 0.68009 | 0.07 | 97.0267
2022-09-07 07:00 | 0 | 0.68278 | 0.05 | 193.1567
2022-09-07 08:00 | 0.03734 | 0.67264 | 0.05 | 169.6492
2022-09-07 09:00 | 0.10113 | 0.66027 | 0.08 | 124.2592
2022-09-07 10:00 | 0.090646 | 0.70535 | 0.08 | 33.5633
2022-09-07 11:00 | 0.046808 | 0.76062 | 0.09 | 75.3658
2022-09-07 12:00 | 0.11552 | 0.68873 | 0.09 | 1500.4267
2022-09-07 13:00 | 0.19257 | 0.67317 | 0.11 | 159.6717
2022-09-07 14:00 | 0.23504 | 0.78438 | 0.16 | 1442.5467
2022-09-07 15:00 | 0.13501 | 0.7715 | 0.16 | -16.0767
2022-09-07 16:00 | 0.37713 | 0.74773 | 0.22 | 220.3075
2022-09-07 17:00 | 0.02315 | 0.73497 | 0.25 | 649.2825
2022-09-07 18:00 | 0.0032725 | 0.58401 | 0.2 | 101.9575
2022-09-07 19:00 | 0 | 0.4684 | 0.18 | 222.3017
2022-09-07 20:00 | 0 | 0.34976 | 0.19 | 289.2825
2022-09-07 21:00 | 0 | 0.36841 | 0.27 | 188.8292
2022-09-07 22:00 | 0 | 0.39871 | 0.25 | 173.0908
2022-09-07 23:00 | 0 | 0.1422 | 0.18 | 161.3692
2022-09-08 | 0 | 0.082994 | 0.11 | 6352.3842
2022-09-08 01:00 | 0 | 0.10861 | 0.11 | 5216.1942
2022-09-08 02:00 | 0 | 0.17927 | 0.09 | 104.9542
2022-09-08 03:00 | 0 | 0.29359 | 0.11 | 62.6183
2022-09-08 04:00 | 0 | 0.48769 | 0.12 | 48.6133
2022-09-08 05:00 | 0 | 0.50879 | 0.13 | 48.3317
2022-09-08 06:00 | 0 | 0.55136 | 0.1 | 51.7567
2022-09-08 07:00 | 0 | 0.57488 | 0.05 | 1973.4608
2022-09-08 08:00 | 0.11052 | 0.56781 | 0.03 | 111.1725
2022-09-08 09:00 | 0.45225 | 0.62004 | 0.03 | 136.0175
2022-09-08 10:00 | 0.77204 | 0.72688 | 0.02 | 127.9508
2022-09-08 11:00 | 0.81416 | 0.87827 | 0.03 | -75.63
2022-09-08 12:00 | 0.71129 | 0.88838 | 0.02 | -93.295
2022-09-08 13:00 | 0.46805 | 0.89267 | 0.02 | -50.7058
2022-09-08 14:00 | 0.41823 | 0.88753 | 0.04 | -77.4517
2022-09-08 15:00 | 0.19098 | 0.90316 | 0.09 | -53.9308
2022-09-08 16:00 | 0.57931 | 0.88723 | 0.11 | -32.5967
2022-09-08 17:00 | 0.44521 | 0.87148 | 0.1 | -10.4125
2022-09-08 18:00 | 0.047937 | 0.87012 | 0.07 | 121.7333
2022-09-08 19:00 | 0 | 0.88525 | 0.04 | 225.4042
2022-09-08 20:00 | 0 | 0.83164 | 0.04 | 169.3067
2022-09-08 21:00 | 0 | 0.88478 | 0.02 | 154.89
2022-09-08 22:00 | 0 | 0.91053 | 0.02 | 147.7308
2022-09-08 23:00 | 0 | 0.90068 | 0.02 | 87.1617
2022-09-09 | 0 | 0.91286 | 0.02 | 65.7858
2022-09-09 01:00 | 0 | 0.89851 | 0.02 | 71.48
2022-09-09 02:00 | 0 | 0.90604 | 0.02 | 58.2525
2022-09-09 03:00 | 0 | 0.90323 | 0 | 49.6192
2022-09-09 04:00 | 0 | 0.90141 | 0.02 | 38.8883
2022-09-09 05:00 | 0 | 0.91163 | 0.02 | 48.9333
2022-09-09 06:00 | 0 | 0.90025 | 0.03 | -56.0017
2022-09-09 07:00 | 0 | 0.90902 | 0 | -48.5267
2022-09-09 08:00 | 0.052846 | 0.88147 | 0.02 | 15.9458
2022-09-09 09:00 | 0.32386 | 0.91504 | 0.02 | 206.9633
2022-09-09 10:00 | 0.44034 | 0.88801 | 0.02 | 34.49
2022-09-09 11:00 | 0.3487 | 0.9165 | 0.03 | 153.3117
2022-09-09 12:00 | 0.59543 | 0.89685 | 0.03 | -2.495
2022-09-09 13:00 | 0.47655 | 0.89656 | 0.03 | -46.4375
2022-09-09 14:00 | 0.45955 | 0.88878 | 0.05 | -50.7092
2022-09-09 15:00 | 0.56068 | 0.87865 | 0.07 | -2.1992
2022-09-09 16:00 | 0.54258 | 0.84455 | 0.11 | 96.4033
2022-09-09 17:00 | 0.58301 | 0.81803 | 0.1 | 163.3942
2022-09-09 18:00 | 0.16783 | 0.81091 | 0.1 | 155.3383
2022-09-09 19:00 | 0 | 0.79228 | 0.08 | 208.0583
2022-09-09 20:00 | 0 | 0.63613 | 0.08 | 197.7842
2022-09-09 21:00 | 0 | 0.64301 | 0.08 | 193.3433
2022-09-09 22:00 | 0 | 0.5985 | 0.08 | 175.9842
2022-09-09 23:00 | 0 | 0.56499 | 0.07 | 159.5067
2022-09-10 | 0 | 0.42976 | 0.07 | 159.7592
2022-09-10 01:00 | 0 | 0.3409 | 0.08 | 118.5767
2022-09-10 02:00 | 0 | 0.31727 | 0.09 | 12.7475
2022-09-10 03:00 | 0 | 0.30303 | 0.1 | 19.8375
2022-09-10 04:00 | 0 | 0.20499 | 0.12 | 23.9433
2022-09-10 05:00 | 0 | 0.20788 | 0.15 | 16.6983
2022-09-10 06:00 | 0 | 0.13099 | 0.13 | 87.1442
2022-09-10 07:00 | 0 | 0.086292 | 0.1 | 97.0033
2022-09-10 08:00 | 0.26731 | 0.02344 | 0.12 | 125.3142
2022-09-10 09:00 | 0.68852 | 0.010543 | 0.14 | 17.8758
2022-09-10 10:00 | 0.71887 | 0.013225 | 0.13 | 7.4375
2022-09-10 11:00 | 0.72379 | 0.028398 | 0.09 | 4.4292
2022-09-10 12:00 | 0.74152 | 0.042923 | 0.09 | -33.1467
2022-09-10 13:00 | 0.69668 | 0.070943 | 0.09 | -42.2008
2022-09-10 14:00 | 0.65713 | 0.11904 | 0.14 | -43.4842
2022-09-10 15:00 | 0.76526 | 0.15691 | 0.26 | -36.5658
2022-09-10 16:00 | 0.8795 | 0.12401 | 0.32 | -30.4792
2022-09-10 17:00 | 0.73428 | 0.081698 | 0.33 | 116.7983
2022-09-10 18:00 | 0.13404 | 0.10301 | 0.31 | 176.575
2022-09-10 19:00 | 0 | 0.20222 | 0.29 | 307.4042
2022-09-10 20:00 | 0 | 0.17761 | 0.31 | 296.405
2022-09-10 21:00 | 0 | 0.13108 | 0.28 | 236.7142
2022-09-10 22:00 | 0 | 0.091211 | 0.29 | 224.6742
2022-09-10 23:00 | 0 | 0.098865 | 0.29 | 219.2525
2022-09-11 | 0 | 0.083693 | 0.28 | 190.4433
2022-09-11 01:00 | 0 | 0.057119 | 0.27 | 226.345
2022-09-11 02:00 | 0 | 0.050376 | 0.26 | 272.9367
2022-09-11 03:00 | 0 | 0.035542 | 0.27 | 281.9592
2022-09-11 04:00 | 0 | 0.064187 | 0.27 | 209.2042
2022-09-11 05:00 | 0 | 0.11548 | 0.25 | 178.1617
2022-09-11 06:00 | 0 | 0.12157 | 0.18 | 179.2475
2022-09-11 07:00 | 0 | 0.079678 | 0.18 | 181.7092
2022-09-11 08:00 | 0.35245 | 0.003514 | 0.16 | 141.1925
2022-09-11 09:00 | 0.87105 | 0.005505 | 0.14 | 86.3817
2022-09-11 10:00 | 0.91694 | 0.004455 | 0.13 | 455.9
2022-09-11 11:00 | 0.89761 | 0.019601 | 0.15 | 163.8733
2022-09-11 12:00 | 0.85291 | 0.035114 | 0.14 | 28.3342
2022-09-11 13:00 | 0.83649 | 0.04356 | 0.17 | -39.2425
2022-09-11 14:00 | 0.85626 | 0.05469 | 0.18 | -37.8775
2022-09-11 15:00 | 0.73188 | 0.05961 | 0.21 | -42.9825
2022-09-11 16:00 | 0.90186 | 0.077898 | 0.26 | 17.6375
2022-09-11 17:00 | 0.85499 | 0.088534 | 0.29 | 89.3917
2022-09-11 18:00 | 0.35483 | 0.18285 | 0.27 | 210.3583
2022-09-11 19:00 | 0 | 0.31987 | 0.28 | 304.5067
2022-09-11 20:00 | 0 | 0.32891 | 0.27 | 343.5142
2022-09-11 21:00 | 0 | 0.25135 | 0.28 | 224.8742
2022-09-11 22:00 | 0 | 0.17968 | 0.29 | 220.0308
2022-09-11 23:00 | 0 | 0.11103 | 0.29 | 275.1717
2022-09-12 | 0 | 0.10999 | 0.3 | 245.42
2022-09-12 01:00 | 0 | 0.10966 | 0.31 | 280.5117
2022-09-12 02:00 | 0 | 0.11857 | 0.32 | 260.7692
2022-09-12 03:00 | 0 | 0.10559 | 0.33 | 226.5883
2022-09-12 04:00 | 0 | 0.10338 | 0.32 | 219.7108
2022-09-12 05:00 | 0 | 0.091821 | 0.32 | 254.6225
2022-09-12 06:00 | 0 | 0.072861 | 0.29 | 309.3783
2022-09-12 07:00 | 0 | 0.059409 | 0.27 | 365.0308
2022-09-12 08:00 | 0.3457 | 0.004214 | 0.26 | 323.6667
2022-09-12 09:00 | 0.84982 | 0.006213 | 0.23 | 292.0375
2022-09-12 10:00 | 0.90651 | 0.003159 | 0.23 | 510.2333
2022-09-12 11:00 | 0.89888 | 0.006892 | 0.2 | 455.8783
2022-09-12 12:00 | 0.85933 | 0.009564 | 0.2 | 255.7642
2022-09-12 13:00 | 0.84988 | 0.0288 | 0.18 | 187.4017
2022-09-12 14:00 | 0.86085 | 0.10265 | 0.23 | 68.7525
2022-09-12 15:00 | 0.87183 | 0.1581 | 0.29 | 49.59
2022-09-12 16:00 | 0.89173 | 0.24685 | 0.31 | 18.8692
2022-09-12 17:00 | 0.85669 | 0.26089 | 0.29 | 182.4442
2022-09-12 18:00 | 0.36156 | 0.30873 | 0.28 | 243.7467
2022-09-12 19:00 | 0 | 0.36027 | 0.26 | 362.455
2022-09-12 20:00 | 0 | 0.21991 | 0.2 | 363.3767
2022-09-12 21:00 | 0 | 0.10332 | 0.19 | 328.5658
2022-09-12 22:00 | 0 | 0.053188 | 0.19 | 282.1258
2022-09-12 23:00 | 0 | 0.037074 | 0.2 | 208.0233
2022-09-13 | 0 | 0.045838 | 0.14 | 244.9725
2022-09-13 01:00 | 0 | 0.070065 | 0.13 | 235.3242
2022-09-13 02:00 | 0 | 0.12058 | 0.12 | 246.3667
2022-09-13 03:00 | 0 | 0.19259 | 0.13 | 260.3725
2022-09-13 04:00 | 0 | 0.20142 | 0.16 | 221.065
2022-09-13 05:00 | 0 | 0.21857 | 0.14 | 231.0708
2022-09-13 06:00 | 0 | 0.22265 | 0.1 | 208.59
2022-09-13 07:00 | 0 | 0.24561 | 0.08 | 189.96
2022-09-13 08:00 | 0.33341 | 0.25537 | 0.06 | 174.4158
2022-09-13 09:00 | 0.80406 | 0.22653 | 0.1 | 52.5808
2022-09-13 10:00 | 0.83103 | 0.16774 | 0.08 | -42.8958
2022-09-13 11:00 | 0.87933 | 0.25509 | 0.08 | -38.4442
2022-09-13 12:00 | 0.85514 | 0.32576 | 0.1 | -62.8375
2022-09-13 13:00 | 0.83707 | 0.22999 | 0.1 | -30.2442
2022-09-13 14:00 | 0.75174 | 0.18099 | 0.15 | -18.5383
2022-09-13 15:00 | 0.86349 | 0.20862 | 0.21 | 97.9158
2022-09-13 16:00 | 0.88319 | 0.26835 | 0.2 | 81.0575
2022-09-13 17:00 | 0.82281 | 0.28742 | 0.17 | 144.5733
2022-09-13 18:00 | 0.35857 | 0.32498 | 0.1 | 224.3492
2022-09-13 19:00 | 0 | 0.40791 | 0.07 | 270.2383
2022-09-13 20:00 | 0 | 0.52849 | 0.04 | 221.83
2022-09-13 21:00 | 0 | 0.45814 | 0.02 | 120.0917
2022-09-13 22:00 | 0 | 0.83058 | 0.01 | 67.9825
2022-09-13 23:00 | 0 | 0.91394 | 0.02 | 76.0467
2022-09-14 | 0 | 0.90465 | 0.01 | 103.9958
2022-09-14 01:00 | 0 | 0.9224 | 0.01 | 92.5275
2022-09-14 02:00 | 0 | 0.92824 | 0.02 | 12.1192
2022-09-14 03:00 | 0 | 0.90321 | 0.02 | -54.7975
2022-09-14 04:00 | 0 | 0.91104 | 0.02 | -55.01
2022-09-14 05:00 | 0 | 0.90387 | 0.02 | -63.0825
2022-09-14 06:00 | 0 | 0.89932 | 0.02 | -77.9108
2022-09-14 07:00 | 0 | 0.90062 | 0 | -60.1117
2022-09-14 08:00 | 0.019002 | 0.91815 | 0.02 | -57.8392
2022-09-14 09:00 | 0.085286 | 0.89522 | 0.02 | -28.97
2022-09-14 10:00 | 0.2572 | 0.93288 | 0.02 | -56.0717
2022-09-14 11:00 | 0.78408 | 0.90434 | 0.02 | -37.0292
2022-09-14 12:00 | 0.83019 | 0.9253 | 0.02 | -130.8383
2022-09-14 13:00 | 0.73176 | 0.93397 | 0.03 | -63.6983
2022-09-14 14:00 | 0.69778 | 0.94175 | 0.05 | -155.3067
2022-09-14 15:00 | 0.64258 | 0.91185 | 0.07 | -68.1975
2022-09-14 16:00 | 0.25433 | 0.81996 | 0.11 | -50.1258
2022-09-14 17:00 | 0.29884 | 0.35266 | 0.1 | -43.0942
2022-09-14 18:00 | 0.2493 | 0.49542 | 0.06 | 151.1425
2022-09-14 19:00 | 0 | 0.76921 | 0.03 | 221.68
2022-09-14 20:00 | 0 | 0.7192 | 0 | 233.175
2022-09-14 21:00 | 0 | 0.87805 | 0.05 | 111.2692
2022-09-14 22:00 | 0 | 0.87484 | 0.09 | 42.5558
2022-09-14 23:00 | 0 | 0.7201 | 0.11 | 34.3658
2022-09-15 | 0 | 0.42703 | 0.13 | 46.3583
2022-09-15 01:00 | 0 | 0.25771 | 0.13 | 50.6367
2022-09-15 02:00 | 0 | 0.21685 | 0.17 | 70.5558
2022-09-15 03:00 | 0 | 0.22898 | 0.22 | 79.9617
2022-09-15 04:00 | 0 | 0.13265 | 0.28 | 77.8958
2022-09-15 05:00 | 0 | 0.017258 | 0.3 | 134.6908
2022-09-15 06:00 | 0 | 0.00096 | 0.23 | 165.5392
2022-09-15 07:00 | 0 | 0.008306 | 0.15 | 278.4158
2022-09-15 08:00 | 0.382 | 0.12451 | 0.11 | 324.1458
2022-09-15 09:00 | 0.88995 | 0.14684 | 0.07 | 263.4492
2022-09-15 10:00 | 0.93923 | 0.20475 | 0.07 | 149.0033
2022-09-15 11:00 | 0.92602 | 0.34208 | 0.07 | -25.1958
2022-09-15 12:00 | 0.89143 | 0.65688 | 0.05 | -86.1583
2022-09-15 13:00 | 0.86564 | 0.92503 | 0.05 | -160.4883
2022-09-15 14:00 | 0.80757 | 0.92789 | 0.04 | -102.3483
2022-09-15 15:00 | 0.80342 | 0.92699 | 0.09 | -50.3883
2022-09-15 16:00 | 0.46148 | 0.91974 | 0.14 | 147.3233
2022-09-15 17:00 | 0.44281 | 0.87001 | 0.12 | -80.3558
2022-09-15 18:00 | 0.083138 | 0.88356 | 0.1 | 193.6258
2022-09-15 19:00 | 0 | 0.71783 | 0.1 | 281.43
2022-09-15 20:00 | 0 | 0.53625 | 0.03 | 231.5233
2022-09-15 21:00 | 0 | 0.65963 | 0.02 | 207.335
2022-09-15 22:00 | 0 | 0.75894 | 0.02 | 194.725
2022-09-15 23:00 | 0 | 0.71938 | 0.02 | 157.77
2022-09-16 | 0 | 0.72243 | 0.02 | 152.6975
2022-09-16 01:00 | 0 | 0.68021 | 0.02 | 144.815
2022-09-16 02:00 | 0 | 0.71101 | 0.02 | 104.3767
2022-09-16 03:00 | 0 | 0.76223 | 0.02 | 104.2658
2022-09-16 04:00 | 0 | 0.78276 | 0.02 | 41.4933
2022-09-16 05:00 | 0 | 0.74039 | 0 | -32.9933
2022-09-16 06:00 | 0 | 0.76546 | 0 | -73.1875
2022-09-16 07:00 | 0 | 0.81563 | 0.02 | -32.56
2022-09-16 08:00 | 0.34865 | 0.80118 | 0.02 | 46.6658
2022-09-16 09:00 | 0.74523 | 0.89739 | 0 | -59.4442
2022-09-16 10:00 | 0.75433 | 0.8949 | 0 | -157.415
2022-09-16 11:00 | 0.45202 | 0.91097 | 0.03 | -33.7758
2022-09-16 12:00 | 0.33176 | 0.9006 | 0.03 | -152.1308
2022-09-16 13:00 | 0.30077 | 0.90735 | 0.03 | -410.8692
2022-09-16 14:00 | 0.44024 | 0.90722 | 0.04 | -133.6225
2022-09-16 15:00 | 0.3697 | 0.90137 | 0.03 | -102.1042
2022-09-16 16:00 | 0.55869 | 0.90422 | 0.06 | -58.875
2022-09-16 17:00 | 0.54527 | 0.88951 | 0.08 | -76.635
2022-09-16 18:00 | 0.11048 | 0.85563 | 0.06 | -3.6425
2022-09-16 19:00 | 0 | 0.83199 | 0.1 | 135.4375
2022-09-16 20:00 | 0 | 0.86429 | 0 | 171.3825
2022-09-16 21:00 | 0 | 0.86637 | 0 | 135.6658
2022-09-16 22:00 | 0 | 0.82862 | 0.05 | 122.4392
2022-09-16 23:00 | 0 | 0.82273 | 0.05 | 86.9967
2022-09-17 | 0 | 0.85673 | 0.05 | 64.8133
2022-09-17 01:00 | 0 | 0.87023 | 0.05 | -25.0025
2022-09-17 02:00 | 0 | 0.88744 | 0.05 | -54.42
2022-09-17 03:00 | 0 | 0.85782 | 0.05 | -71.9775
2022-09-17 04:00 | 0 | 0.88436 | 0.05 | -70.7525
2022-09-17 05:00 | 0 | 0.85582 | 0.06 | -72.25
2022-09-17 06:00 | 0 | 0.84165 | 0.06 | -71.5
2022-09-17 07:00 | 0 | 0.87228 | 0.05 | -72.25
2022-09-17 08:00 | 0.1162 | 0.81031 | 0.06 | -78.9367
2022-09-17 09:00 | 0.3096 | 0.89047 | 0.08 | -79.77
2022-09-17 10:00 | 0.43284 | 0.89488 | 0.07 | -74
2022-09-17 11:00 | 0.39276 | 0.91682 | 0.02 | -107.25
2022-09-17 12:00 | 0.55255 | 0.91099 | 0.02 | -132.1942
2022-09-17 13:00 | 0.51025 | 0.91097 | 0.03 | -84.8717
2022-09-17 14:00 | 0.62285 | 0.90429 | 0.02 | -74.7483
2022-09-17 15:00 | 0.59699 | 0.8861 | 0 | -74
2022-09-17 16:00 | 0.4971 | 0.90167 | 0 | -96.6442
2022-09-17 17:00 | 0.39859 | 0.82221 | 0.03 | -68.905
2022-09-17 18:00 | 0.15223 | 0.76342 | 0.04 | -72.4358
2022-09-17 19:00 | 0 | 0.74171 | 0.02 | 92.5383
2022-09-17 20:00 | 0 | 0.76204 | 0.02 | 117.88
2022-09-17 21:00 | 0 | 0.73435 | 0.02 | 95.4692
2022-09-17 22:00 | 0 | 0.67293 | 0.02 | 65.2992
2022-09-17 23:00 | 0 | 0.59266 | 0.02 | -3.35
2022-09-18 | 0 | 0.62408 | 0.02 | 31.0542
2022-09-18 01:00 | 0 | 0.64569 | 0.02 | 33.3608
2022-09-18 02:00 | 0 | 0.51024 | 0.02 | -31.9425
2022-09-18 03:00 | 0 | 0.4424 | 0.02 | -35.7492
2022-09-18 04:00 | 0 | 0.42077 | 0.02 | -31.0842
2022-09-18 05:00 | 0 | 0.41894 | 0.02 | -18.8275
2022-09-18 06:00 | 0 | 0.3896 | 0.02 | -23.8883
2022-09-18 07:00 | 0 | 0.32466 | 0.02 | -0.86
2022-09-18 08:00 | 0.10564 | 0.38085 | 0.02 | -31.83
2022-09-18 09:00 | 0.28108 | 0.43297 | 0.02 | -24.3633
2022-09-18 10:00 | 0.30514 | 0.65791 | 0.03 | -35.9708
2022-09-18 11:00 | 0.33605 | 0.77098 | 0.03 | -66.0717
2022-09-18 12:00 | 0.68711 | 0.67251 | 0.03 | -75.0842
2022-09-18 13:00 | 0.72684 | 0.58269 | 0.02 | -78.7583
2022-09-18 14:00 | 0.81677 | 0.50807 | 0.03 | -65.9417
2022-09-18 15:00 | 0.79758 | 0.33835 | 0.06 | -50.865
2022-09-18 16:00 | 0.6834 | 0.32425 | 0.13 | -55.0458
2022-09-18 17:00 | 0.61464 | 0.31066 | 0.12 | -31.1542
2022-09-18 18:00 | 0.23588 | 0.21446 | 0.15 | 138.91
2022-09-18 19:00 | 0 | 0.22282 | 0.2 | 184.995
2022-09-18 20:00 | 0 | 0.19348 | 0.17 | 152.4258
2022-09-18 21:00 | 0 | 0.27579 | 0.21 | 159.1583
2022-09-18 22:00 | 0 | 0.31291 | 0.21 | 152.9208
2022-09-18 23:00 | 0 | 0.26003 | 0.24 | 133.5267
2022-09-19 | 0 | 0.17706 | 0.24 | 154.4583
2022-09-19 01:00 | 0 | 0.095186 | 0.24 | 103.6742
2022-09-19 02:00 | 0 | 0.047054 | 0.25 | 120.2075
2022-09-19 03:00 | 0 | 0.010055 | 0.26 | 171.2308
2022-09-19 04:00 | 0 | 0.003849 | 0.31 | 123.9292
2022-09-19 05:00 | 0 | 0.010062 | 0.28 | 126.6025
2022-09-19 06:00 | 0 | 0.006258 | 0.21 | 167.1892
2022-09-19 07:00 | 0 | 0.002392 | 0.2 | 216.635
2022-09-19 08:00 | 0.3793 | 0.005669 | 0.19 | 195.5825
2022-09-19 09:00 | 0.88679 | 0.00691 | 0.16 | 99.22
2022-09-19 10:00 | 0.92181 | 0.004174 | 0.15 | 52.2683
2022-09-19 11:00 | 0.91758 | 0.026688 | 0.15 | 1.63
2022-09-19 12:00 | 0.88655 | 0.075782 | 0.14 | -0.34083
2022-09-19 13:00 | 0.86625 | 0.10784 | 0.17 | -55.4042
2022-09-19 14:00 | 0.87483 | 0.10376 | 0.2 | -31.7342
2022-09-19 15:00 | 0.89019 | 0.066555 | 0.3 | 1.3275
2022-09-19 16:00 | 0.89847 | 0.020106 | 0.32 | 89.8942
2022-09-19 17:00 | 0.84379 | 0.000456 | 0.3 | 188.5575
2022-09-19 18:00 | 0.3692 | 0.003201 | 0.2 | 346.1317
2022-09-19 19:00 | 0 | 0.083615 | 0.19 | 455.915
2022-09-19 20:00 | 0 | 0.28663 | 0.11 | 348.1083
2022-09-19 21:00 | 0 | 0.37053 | 0.07 | 297.6308
2022-09-19 22:00 | 0 | 0.43398 | 0.05 | 226.2758
2022-09-19 23:00 | 0 | 0.56378 | 0 | 205.6617
2022-09-20 | 0 | 0.76349 | 0.02 | 192.9292
2022-09-20 01:00 | 0 | 0.88453 | 0.02 | 168.9925
2022-09-20 02:00 | 0 | 0.89551 | 0.02 | 97.5467
2022-09-20 03:00 | 0 | 0.88609 | 0.02 | 22.265
2022-09-20 04:00 | 0 | 0.90999 | 0.02 | -0.24333
2022-09-20 05:00 | 0 | 0.90245 | 0.02 | -65.2117
2022-09-20 06:00 | 0 | 0.91421 | 0.02 | -60.0833
2022-09-20 07:00 | 0.00023709 | 0.91355 | 0.02 | -16.6642
2022-09-20 08:00 | 0.10785 | 0.91729 | 0.02 | -27.7775
2022-09-20 09:00 | 0.098748 | 0.92714 | 0.02 | -39.8383
2022-09-20 10:00 | 0.10574 | 0.91981 | 0.02 | -144.625
2022-09-20 11:00 | 0.10657 | 0.91032 | 0.02 | -34.9233
2022-09-20 12:00 | 0.066451 | 0.89364 | 0.02 | -34.1408
2022-09-20 13:00 | 0.31251 | 0.91995 | 0.04 | -35.9483
2022-09-20 14:00 | 0.33196 | 0.92725 | 0.04 | -27.7408
2022-09-20 15:00 | 0.12777 | 0.88673 | 0.06 | 39.7092
2022-09-20 16:00 | 0.11306 | 0.87518 | 0.12 | 44.82
2022-09-20 17:00 | 0.060183 | 0.85289 | 0.1 | 54.1417
2022-09-20 18:00 | 0.0070115 | 0.43072 | 0.18 | 157.1717
2022-09-20 19:00 | 0 | 0.13034 | 0.25 | 207.77
2022-09-20 20:00 | 0 | 0.093441 | 0.19 | 199.2608
2022-09-20 21:00 | 0 | 0.30725 | 0.06 | 494.0433
2022-09-20 22:00 | 0 | 0.76628 | 0.02 | 365.89
2022-09-20 23:00 | 0 | 0.9105 | 0 | 177.4017
2022-09-21 | 0 | 0.89755 | 0.02 | 132.7042
2022-09-21 01:00 | 0 | 0.81325 | 0.02 | 101.6133
2022-09-21 02:00 | 0 | 0.85077 | 0.02 | 78.2808
2022-09-21 03:00 | 0 | 0.90213 | 0.02 | 46.3958
2022-09-21 04:00 | 0 | 0.91021 | 0.02 | 24.8083
2022-09-21 05:00 | 0 | 0.88478 | 0.02 | 22.4525
2022-09-21 06:00 | 0 | 0.89638 | 0.02 | 64.94
2022-09-21 07:00 | 0.0004023 | 0.90486 | 0.02 | 124.4
2022-09-21 08:00 | 0.067891 | 0.90183 | 0.02 | 164.7967
2022-09-21 09:00 | 0.17838 | 0.92404 | 0 | 168.2383
2022-09-21 10:00 | 0.22627 | 0.8951 | 0.02 | 157.1658
2022-09-21 11:00 | 0.44151 | 0.90067 | 0.02 | 137.7983
2022-09-21 12:00 | 0.48401 | 0.89915 | 0.02 | 81.3708
2022-09-21 13:00 | 0.42498 | 0.91091 | 0.04 | 193.2417
2022-09-21 14:00 | 0.42111 | 0.89995 | 0.06 | 207.9867
2022-09-21 15:00 | 0.71479 | 0.86762 | 0.1 | 195.3433
2022-09-21 16:00 | 0.8649 | 0.84185 | 0.17 | 149.2333
2022-09-21 17:00 | 0.83061 | 0.79599 | 0.17 | 152.4583
2022-09-21 18:00 | 0.36415 | 0.64264 | 0.19 | 181.6792
2022-09-21 19:00 | 0 | 0.60541 | 0.18 | 184.2867
2022-09-21 20:00 | 0 | 0.60622 | 0.15 | 192.6333
2022-09-21 21:00 | 0 | 0.56074 | 0.18 | 196.2033
2022-09-21 22:00 | 0 | 0.53755 | 0.25 | 213.0608
2022-09-21 23:00 | 0 | 0.43921 | 0.3 | 198.8392
2022-09-22 | 0 | 0.31138 | 0.3 | 219.3658
2022-09-22 01:00 | 0 | 0.20733 | 0.26 | 227.0267
2022-09-22 02:00 | 0 | 0.20884 | 0.24 | 237.9492
2022-09-22 03:00 | 0 | 0.15583 | 0.26 | 248.9692
2022-09-22 04:00 | 0 | 0.16876 | 0.29 | 252.625
2022-09-22 05:00 | 0 | 0.15226 | 0.3 | 231.2175
2022-09-22 06:00 | 0 | 0.13365 | 0.19 | 186.1242
2022-09-22 07:00 | 0.0010909 | 0.13254 | 0.17 | 183.57
2022-09-22 08:00 | 0.29764 | 0.032604 | 0.16 | 161.9267
2022-09-22 09:00 | 0.62591 | 0.008951 | 0.13 | 98.7208
2022-09-22 10:00 | 0.9092 | 0.002339 | 0.1 | 9.9767
2022-09-22 11:00 | 0.88671 | 0.002093 | 0.14 | 6.4075
2022-09-22 12:00 | 0.88109 | 0.001334 | 0.2 | -11.0683
2022-09-22 13:00 | 0.87338 | 0.00213 | 0.16 | -8.56
2022-09-22 14:00 | 0.85719 | 0.00387 | 0.17 | -4.8808
2022-09-22 15:00 | 0.80573 | 0.032088 | 0.28 | 37.2667
2022-09-22 16:00 | 0.91424 | 0.057971 | 0.35 | 66.13
2022-09-22 17:00 | 0.83522 | 0.066454 | 0.36 | 156.8142
2022-09-22 18:00 | 0.33909 | 0.098633 | 0.37 | 240.4758
2022-09-22 19:00 | 0 | 0.15893 | 0.36 | 278.7375
2022-09-22 20:00 | 0 | 0.085147 | 0.36 | 425.7608
2022-09-22 21:00 | 0 | 0.035774 | 0.37 | 364.0292
2022-09-22 22:00 | 0 | 0.031907 | 0.35 | 333.0975
2022-09-22 23:00 | 0 | 0.040012 | 0.34 | 224.6758
2022-09-23 | 0 | 0.090037 | 0.34 | 242.38
2022-09-23 01:00 | 0 | 0.17254 | 0.35 | 241.9133
2022-09-23 02:00 | 0 | 0.19261 | 0.34 | 209.6992
2022-09-23 03:00 | 0 | 0.18956 | 0.33 | 183.1808
2022-09-23 04:00 | 0 | 0.12862 | 0.3 | 181.605
2022-09-23 05:00 | 0 | 0.067013 | 0.31 | 198.1392
2022-09-23 06:00 | 0 | 0.008211 | 0.24 | 226.6467
2022-09-23 07:00 | 0.0020623 | 0.00226 | 0.18 | 213.61
2022-09-23 08:00 | 0.28016 | 0.000641 | 0.13 | 252.9008
2022-09-23 09:00 | 0.69819 | 0.000878 | 0.1 | 242.5592
2022-09-23 10:00 | 0.88449 | 0.003635 | 0.1 | 48.0208
2022-09-23 11:00 | 0.90416 | 0.025759 | 0.1 | 16.615
2022-09-23 12:00 | 0.88489 | 0.13411 | 0.05 | 18.9142
2022-09-23 13:00 | 0.65164 | 0.29812 | 0.07 | -6.3192
2022-09-23 14:00 | 0.29735 | 0.5148 | 0.13 | 35.0783
2022-09-23 15:00 | 0.39209 | 0.45065 | 0.15 | -15.3383
2022-09-23 16:00 | 0.92315 | 0.2239 | 0.19 | 39.0425
2022-09-23 17:00 | 0.84553 | 0.26976 | 0.16 | 147.1867
2022-09-23 18:00 | 0.2855 | 0.40455 | 0.16 | 184.7625
2022-09-23 19:00 | 0 | 0.55365 | 0.2 | 214.2833
2022-09-23 20:00 | 0 | 0.44828 | 0.18 | 171.5292
2022-09-23 21:00 | 0 | 0.45102 | 0.18 | 164.6533
2022-09-23 22:00 | 0 | 0.39909 | 0.17 | 162.8183
2022-09-23 23:00 | 0 | 0.32766 | 0.14 | 167.4258
2022-09-24 | 0 | 0.30183 | 0.16 | 178.6825
2022-09-24 01:00 | 0 | 0.29766 | 0.16 | 158.4208
2022-09-24 02:00 | 0 | 0.316 | 0.16 | 162.3558
2022-09-24 03:00 | 0 | 0.31608 | 0.16 | 180.7883
2022-09-24 04:00 | 0 | 0.2557 | 0.16 | 95.9583
2022-09-24 05:00 | 0 | 0.19803 | 0.14 | 60.6742
2022-09-24 06:00 | 0 | 0.1477 | 0.12 | 75.705
2022-09-24 07:00 | 0.0029661 | 0.10975 | 0.05 | 75.8775
2022-09-24 08:00 | 0.43394 | 0.031622 | 0.05 | 10.7017
2022-09-24 09:00 | 0.92407 | 0.069983 | 0.06 | -12.375
2022-09-24 10:00 | 0.95164 | 0.028395 | 0.08 | -43.4167
2022-09-24 11:00 | 0.92143 | 0.019424 | 0.08 | -49.0917
2022-09-24 12:00 | 0.8858 | 0.020332 | 0.08 | -52.4317
2022-09-24 13:00 | 0.89305 | 0.026245 | 0.07 | -36.3242
2022-09-24 14:00 | 0.89994 | 0.02948 | 0.12 | -36.4442
2022-09-24 15:00 | 0.89294 | 0.028628 | 0.25 | -49.4275
2022-09-24 16:00 | 0.91409 | 0.023608 | 0.34 | -36.1092
2022-09-24 17:00 | 0.90435 | 0.008266 | 0.32 | 48.1275
2022-09-24 18:00 | 0.39374 | 0.014299 | 0.31 | 186.6367
2022-09-24 19:00 | 0 | 0.055399 | 0.28 | 228.4583
2022-09-24 20:00 | 0 | 0.021324 | 0.23 | 219.5717
2022-09-24 21:00 | 0 | 0.014849 | 0.22 | 224.7492
2022-09-24 22:00 | 0 | 0.023419 | 0.19 | 199.1508
2022-09-24 23:00 | 0 | 0.039242 | 0.13 | 219.7742
2022-09-25 | 0 | 0.0535 | 0.1 | 212.52
2022-09-25 01:00 | 0 | 0.057253 | 0.18 | 196.2508
2022-09-25 02:00 | 0 | 0.059598 | 0.18 | 214.1933
2022-09-25 03:00 | 0 | 0.10457 | 0.2 | 246.65
2022-09-25 04:00 | 0 | 0.092246 | 0.23 | 236.8242
2022-09-25 05:00 | 0 | 0.08482 | 0.18 | 270.4025
2022-09-25 06:00 | 0 | 0.084552 | 0.11 | 247.3442
2022-09-25 07:00 | 0.0028221 | 0.049605 | 0.14 | 207.46
2022-09-25 08:00 | 0.12483 | 0.006643 | 0.14 | 25.4783
2022-09-25 09:00 | 0.20529 | 0.004416 | 0.14 | -34.7808
2022-09-25 10:00 | 0.38482 | 0.004746 | 0.15 | 1.4417
2022-09-25 11:00 | 0.44705 | 0.051909 | 0.14 | 21.4133
2022-09-25 12:00 | 0.56363 | 0.053372 | 0.21 | -77.1725
2022-09-25 13:00 | 0.72838 | 0.12596 | 0.18 | -69.1425
2022-09-25 14:00 | 0.72843 | 0.14961 | 0.15 | -54.9533
2022-09-25 15:00 | 0.21588 | 0.17171 | 0.17 | 768.3192
2022-09-25 16:00 | 0.11706 | 0.26894 | 0.24 | 59.7525
2022-09-25 17:00 | 0.070576 | 0.33653 | 0.22 | 157.6217
2022-09-25 18:00 | 0.022327 | 0.2408 | 0.23 | 204.8125
2022-09-25 19:00 | 0 | 0.20288 | 0.18 | 260.4967
2022-09-25 20:00 | 0 | 0.14247 | 0.19 | 211.9708
2022-09-25 21:00 | 0 | 0.068788 | 0.2 | 200.6142
2022-09-25 22:00 | 0 | 0.00591 | 0.25 | 171.2458
2022-09-25 23:00 | 0 | 0.018862 | 0.28 | 154.1125
2022-09-26 | 0 | 0.062096 | 0.23 | 157.935
2022-09-26 01:00 | 0 | 0.074652 | 0.22 | 184.4892
2022-09-26 02:00 | 0 | 0.073519 | 0.2 | 217.9667
2022-09-26 03:00 | 0 | 0.11274 | 0.22 | 195.1692
2022-09-26 04:00 | 0 | 0.19064 | 0.23 | 211.095
2022-09-26 05:00 | 0 | 0.31803 | 0.22 | 188.9292
2022-09-26 06:00 | 0 | 0.37204 | 0.22 | 163.1075
2022-09-26 07:00 | 0.0028045 | 0.38489 | 0.2 | 166.9708
2022-09-26 08:00 | 0.12451 | 0.34954 | 0.15 | 187.8383
2022-09-26 09:00 | 0.19657 | 0.40701 | 0.08 | 199.0742
2022-09-26 10:00 | 0.30802 | 0.49672 | 0.07 | 203.995
2022-09-26 11:00 | 0.36696 | 0.65303 | 0.06 | 108.5125
2022-09-26 12:00 | 0.47783 | 0.6708 | 0.06 | 117.7742
2022-09-26 13:00 | 0.48211 | 0.73556 | 0.06 | 109.2158
2022-09-26 14:00 | 0.66562 | 0.82104 | 0.07 | 70.895
2022-09-26 15:00 | 0.74636 | 0.83006 | 0.11 | -76.245
2022-09-26 16:00 | 0.97359 | 0.74848 | 0.19 | -89.685
2022-09-26 17:00 | 0.93531 | 0.62126 | 0.2 | 96.2558
2022-09-26 18:00 | 0.37919 | 0.34874 | 0.15 | 208.0008
2022-09-26 19:00 | 0 | 0.27682 | 0.14 | 263.7875
2022-09-26 20:00 | 0 | 0.14956 | 0.13 | 271.5975
2022-09-26 21:00 | 0 | 0.21351 | 0.09 | 199.5925
2022-09-26 22:00 | 0 | 0.45216 | 0.08 | 148.37
2022-09-26 23:00 | 0 | 0.70767 | 0.06 | 145.6958
2022-09-27 | 0 | 0.75259 | 0.06 | 162.795
2022-09-27 01:00 | 0 | 0.71369 | 0.05 | 139.9975
2022-09-27 02:00 | 0 | 0.77622 | 0.06 | 158.5217
2022-09-27 03:00 | 0 | 0.71835 | 0.06 | 151.4183
2022-09-27 04:00 | 0 | 0.64972 | 0.1 | 128.3467
2022-09-27 05:00 | 0 | 0.56938 | 0.1 | 138.8483
2022-09-27 06:00 | 0 | 0.52541 | 0.08 | 157.6333
2022-09-27 07:00 | 0.0044386 | 0.61158 | 0.02 | 244.4417
2022-09-27 08:00 | 0.31653 | 0.77505 | 0.02 | 190.4283
2022-09-27 09:00 | 0.57741 | 0.89932 | 0.02 | 207.0375
2022-09-27 10:00 | 0.56152 | 0.88524 | 0.02 | 137.8917
2022-09-27 11:00 | 0.7596 | 0.87277 | 0.02 | 112.6592
2022-09-27 12:00 | 0.77743 | 0.87409 | 0.02 | 112.9033
2022-09-27 13:00 | 0.75659 | 0.88517 | 0.02 | 122.0833
2022-09-27 14:00 | 0.73784 | 0.87773 | 0.04 | 92.8183
2022-09-27 15:00 | 0.68583 | 0.84368 | 0.07 | 78.5458
2022-09-27 16:00 | 0.72536 | 0.85736 | 0.13 | 106.6342
2022-09-27 17:00 | 0.7374 | 0.87993 | 0.12 | 141.96
2022-09-27 18:00 | 0.2844 | 0.85628 | 0.11 | 230.28
2022-09-27 19:00 | 0 | 0.79552 | 0.11 | 230.9933
2022-09-27 20:00 | 0 | 0.7471 | 0.1 | 186.3483
2022-09-27 21:00 | 0 | 0.67274 | 0.1 | 146.81
2022-09-27 22:00 | 0 | 0.71095 | 0.11 | 133.125
2022-09-27 23:00 | 0 | 0.62861 | 0.11 | 119.2583
2022-09-28 | 0 | 0.62456 | 0.1 | 127.22
2022-09-28 01:00 | 0 | 0.49679 | 0.1 | 93.1117
2022-09-28 02:00 | 0 | 0.46092 | 0.1 | 70.4483
2022-09-28 03:00 | 0 | 0.41407 | 0.12 | 54.9258
2022-09-28 04:00 | 0 | 0.44948 | 0.15 | 45.1858
2022-09-28 05:00 | 0 | 0.47408 | 0.2 | 51.3208
2022-09-28 06:00 | 0 | 0.44795 | 0.14 | 69.185
2022-09-28 07:00 | 0.011356 | 0.45492 | 0.11 | 152.6867
2022-09-28 08:00 | 0.23308 | 0.56566 | 0.1 | 147.1117
2022-09-28 09:00 | 0.41947 | 0.6672 | 0.04 | 118.55
2022-09-28 10:00 | 0.36291 | 0.56652 | 0.04 | 100.595
2022-09-28 11:00 | 0.69652 | 0.43328 | 0.03 | 59.4442
2022-09-28 12:00 | 0.57388 | 0.43049 | 0.04 | 11.7975
2022-09-28 13:00 | 0.65896 | 0.41452 | 0.04 | 10.2683
2022-09-28 14:00 | 0.85329 | 0.44617 | 0.06 | 1.4717
2022-09-28 15:00 | 0.81482 | 0.46934 | 0.16 | 17.8083
2022-09-28 16:00 | 0.75164 | 0.54865 | 0.19 | 172.3517
2022-09-28 17:00 | 0.8177 | 0.64077 | 0.18 | 194.2375
2022-09-28 18:00 | 0.30664 | 0.69191 | 0.15 | 200.9942
2022-09-28 19:00 | 0.00040159 | 0.70358 | 0.15 | 233.2817
2022-09-28 20:00 | 0 | 0.59566 | 0.17 | 229.1658
2022-09-28 21:00 | 0 | 0.5459 | 0.16 | 209.4483
2022-09-28 22:00 | 0 | 0.4491 | 0.15 | 198.1975
2022-09-28 23:00 | 0 | 0.39513 | 0.16 | 209.2108
2022-09-29 | 0 | 0.35326 | 0.1 | 193.0542
2022-09-29 01:00 | 0 | 0.36555 | 0.1 | 225.2833
2022-09-29 02:00 | 0 | 0.35597 | 0.14 | 218.6217
2022-09-29 03:00 | 0 | 0.25827 | 0.16 | 219.2567
2022-09-29 04:00 | 0 | 0.17139 | 0.17 | 199.4133
2022-09-29 05:00 | 0 | 0.12376 | 0.15 | 183.7608
2022-09-29 06:00 | 0 | 0.09043 | 0.15 | 209.175
2022-09-29 07:00 | 0.025426 | 0.089882 | 0.13 | 229.1575
2022-09-29 08:00 | 0.45168 | 0.04637 | 0.07 | 160.7625
2022-09-29 09:00 | 0.94822 | 0.006517 | 0.08 | 126.1717
2022-09-29 10:00 | 0.97929 | 0.000478 | 0.07 | 15.4792
2022-09-29 11:00 | 0.97538 | 0.010897 | 0.1 | 4.0333
2022-09-29 12:00 | 0.92799 | 0.025862 | 0.07 | 38.7967
2022-09-29 13:00 | 0.90775 | 0.059365 | 0.06 | 8.08
2022-09-29 14:00 | 0.92343 | 0.11308 | 0.06 | -5.6833
2022-09-29 15:00 | 0.95162 | 0.15575 | 0.13 | -28.2942
2022-09-29 16:00 | 0.97493 | 0.22988 | 0.19 | 4.71
2022-09-29 17:00 | 0.93398 | 0.35793 | 0.16 | 67.9825
2022-09-29 18:00 | 0.41442 | 0.48004 | 0.15 | 184.4217
2022-09-29 19:00 | 0.00093783 | 0.61056 | 0.12 | 222.6325
2022-09-29 20:00 | 0 | 0.54461 | 0.1 | 197.3833
2022-09-29 21:00 | 0 | 0.53538 | 0.09 | 189.8958
2022-09-29 22:00 | 0 | 0.49102 | 0.1 | 170.9067
2022-09-29 23:00 | 0 | 0.3493 | 0.1 | 173.9392
2022-09-30 | 0 | 0.25117 | 0.09 | 162.8083
2022-09-30 01:00 | 0 | 0.14092 | 0.09 | 165.4058
2022-09-30 02:00 | 0 | 0.080889 | 0.11 | 156.5608
2022-09-30 03:00 | 0 | 0.066902 | 0.12 | 135.9325
2022-09-30 04:00 | 0 | 0.024196 | 0.1 | 118.2108
2022-09-30 05:00 | 0 | 0.03033 | 0.1 | 111.3458
2022-09-30 06:00 | 0 | 0.032156 | 0.15 | 151.7592
2022-09-30 07:00 | 0.031329 | 0.044928 | 0.12 | 153.9767
2022-09-30 08:00 | 0.33521 | 0.019875 | 0.05 | 140.2275
2022-09-30 09:00 | 0.80143 | 0.003781 | 0.1 | 129.985
2022-09-30 10:00 | 0.93352 | 0.005878 | 0.08 | 90.1658
2022-09-30 11:00 | 0.94877 | 0.000368 | 0.08 | -37.6683
2022-09-30 12:00 | 0.92461 | 0.004402 | 0.08 | -40.265
2022-09-30 13:00 | 0.90542 | 0.000418 | 0.1 | -24.7317
2022-09-30 14:00 | 0.94029 | 0.011797 | 0.14 | -16.2633
2022-09-30 15:00 | 0.96191 | 0.045012 | 0.19 | -0.03
2022-09-30 16:00 | 0.96549 | 0.077608 | 0.21 | 31.9783
2022-09-30 17:00 | 0.91618 | 0.15617 | 0.17 | 108.2083
2022-09-30 18:00 | 0.41498 | 0.28413 | 0.13 | 205.95
2022-09-30 19:00 | 0.00091169 | 0.48221 | 0.12 | 227.3542
2022-09-30 20:00 | 0 | 0.48804 | 0.08 | 161.9592
2022-09-30 21:00 | 0 | 0.43282 | 0.11 | 147.1692
2022-09-30 22:00 | 0 | 0.30847 | 0.1 | 136.5333
2022-09-30 23:00 | 0 | 0.15764 | 0.15 | 150.8158
2022-10-01 | 0 | 0.1203 | 0.14 | 155.7275
2022-10-01 01:00 | 0 | 0.088041 | 0.11 | 123.05
2022-10-01 02:00 | 0 | 0.06057 | 0.1 | 176.6617
2022-10-01 03:00 | 0 | 0.053207 | 0.14 | 174.1383
2022-10-01 04:00 | 0 | 0.064754 | 0.19 | 179.6742
2022-10-01 05:00 | 0 | 0.078994 | 0.14 | 173.3858
2022-10-01 06:00 | 0 | 0.10013 | 0.04 | 184.5817
2022-10-01 07:00 | 0.040785 | 0.087949 | 0.03 | 207.615
2022-10-01 08:00 | 0.45427 | 0.028333 | 0.02 | 80.3958
2022-10-01 09:00 | 0.93576 | 0.012831 | 0.02 | 18.2208
2022-10-01 10:00 | 0.95539 | 0.004189 | 0.02 | 9.0675
2022-10-01 11:00 | 0.93891 | 0.002787 | 0.02 | -36.7008
2022-10-01 12:00 | 0.93748 | 6.4e-05 | 0.02 | -40.9242
2022-10-01 13:00 | 0.92816 | 0.007356 | 0.02 | -40.8708
2022-10-01 14:00 | 0.92894 | 0.042125 | 0.06 | -20.9208
2022-10-01 15:00 | 0.95362 | 0.10413 | 0.12 | -16.9317
2022-10-01 16:00 | 0.9616 | 0.13722 | 0.24 | 9.2783
2022-10-01 17:00 | 0.91351 | 0.16834 | 0.3 | 90.5817
2022-10-01 18:00 | 0.41246 | 0.20858 | 0.2 | 163.455
2022-10-01 19:00 | 0.0015349 | 0.32451 | 0.21 | 214.5058
2022-10-01 20:00 | 0 | 0.5421 | 0.14 | 199.1283
2022-10-01 21:00 | 0 | 0.48489 | 0.13 | 183.3092
2022-10-01 22:00 | 0 | 0.22788 | 0.12 | 156.1758
2022-10-01 23:00 | 0 | 0.075133 | 0.13 | 182.3767
2022-10-02 | 0 | 0.043762 | 0.12 | 217.21
2022-10-02 01:00 | 0 | 0.03256 | 0.1 | 203.4133
2022-10-02 02:00 | 0 | 0.073954 | 0.09 | 192.9325
2022-10-02 03:00 | 0 | 0.1216 | 0.1 | 162.8242
2022-10-02 04:00 | 0 | 0.17356 | 0.11 | 150.1525
2022-10-02 05:00 | 0 | 0.211 | 0.08 | 150.095
2022-10-02 06:00 | 0 | 0.22168 | 0.02 | 115.07
2022-10-02 07:00 | 0.043091 | 0.28617 | 0.02 | 45.1158
2022-10-02 08:00 | 0.44019 | 0.2959 | 0.02 | 25.3542
2022-10-02 09:00 | 0.91925 | 0.20969 | 0.02 | -59.2117
2022-10-02 10:00 | 0.93681 | 0.24417 | 0 | -63.3117
2022-10-02 11:00 | 0.92324 | 0.22746 | 0.02 | -57.855
2022-10-02 12:00 | 0.83084 | 0.091886 | 0.02 | -77.07
2022-10-02 13:00 | 0.68485 | 0.034177 | 0.03 | -59.355
2022-10-02 14:00 | 0.51475 | 0.022453 | 0.1 | 10.0358
2022-10-02 15:00 | 0.50184 | 0.023144 | 0.14 | 81.6442
2022-10-02 16:00 | 0.66321 | 0.05962 | 0.2 | 127.3842
2022-10-02 17:00 | 0.54178 | 0.11515 | 0.19 | 218.2067
2022-10-02 18:00 | 0.37077 | 0.1581 | 0.15 | 234.3225
2022-10-02 19:00 | 0.00084291 | 0.20703 | 0.12 | 200.7742
2022-10-02 20:00 | 0 | 0.31104 | 0.1 | 173.7575
2022-10-02 21:00 | 0 | 0.38513 | 0.08 | 149.2958
2022-10-02 22:00 | 0 | 0.44312 | 0.07 | 156.9792
2022-10-02 23:00 | 0 | 0.51867 | 0.07 | 148.7833
2022-10-03 | 0 | 0.68201 | 0.1 | 160.6875
2022-10-03 01:00 | 0 | 0.71152 | 0.07 | 141.375
2022-10-03 02:00 | 0 | 0.72706 | 0.07 | 144.2717
2022-10-03 03:00 | 0 | 0.76661 | 0.09 | 133.725
2022-10-03 04:00 | 0 | 0.78564 | 0.11 | 152.0617
2022-10-03 05:00 | 0 | 0.65799 | 0.08 | 171.9858
2022-10-03 06:00 | 0 | 0.65314 | 0.06 | 106.265
2022-10-03 07:00 | 0.020641 | 0.6881 | 0.03 | 18.8367
2022-10-03 08:00 | 0.12033 | 0.5948 | 0.02 | -148.4758
2022-10-03 09:00 | 0.15887 | 0.7028 | 0.02 | 11.0917
2022-10-03 10:00 | 0.20629 | 0.73647 | 0.02 | -23.1175
2022-10-03 11:00 | 0.18513 | 0.69877 | 0.03 | -61.9225
2022-10-03 12:00 | 0.18671 | 0.60602 | 0 | -26.0117
2022-10-03 13:00 | 0.23973 | 0.369 | 0.06 | -24.7058
2022-10-03 14:00 | 0.27641 | 0.22094 | 0.12 | 49.5317
2022-10-03 15:00 | 0.26718 | 0.18763 | 0.22 | 70.2917
2022-10-03 16:00 | 0.18602 | 0.16482 | 0.23 | 227.935
2022-10-03 17:00 | 0.065396 | 0.12329 | 0.21 | 232.09
2022-10-03 18:00 | 0.014952 | 0.21988 | 0.16 | 236.7383
2022-10-03 19:00 | 0 | 0.28806 | 0.1 | 192.0533
2022-10-03 20:00 | 0 | 0.5515 | 0.1 | 171.4717
2022-10-03 21:00 | 0 | 0.62216 | 0.14 | 170.4092
2022-10-03 22:00 | 0 | 0.67071 | 0.13 | 165.2842
2022-10-03 23:00 | 0 | 0.58635 | 0.09 | 201.7467
2022-10-04 | 0 | 0.4963 | 0.07 | 231.0375
2022-10-04 01:00 | 0 | 0.61852 | 0.02 | 172.3233
2022-10-04 02:00 | 0 | 0.64576 | 0.02 | 158.4508
2022-10-04 03:00 | 0 | 0.67437 | 0.02 | 138.4842
2022-10-04 04:00 | 0 | 0.64403 | 0.03 | 136.6875
2022-10-04 05:00 | 0 | 0.71049 | 0.03 | 187.8183
2022-10-04 06:00 | 0 | 0.81766 | 0.02 | 164.9142
2022-10-04 07:00 | 0.0070037 | 0.86824 | 0.02 | 134.4917
2022-10-04 08:00 | 0.080902 | 0.91029 | 0 | 109.7167
2022-10-04 09:00 | 0.26053 | 0.89109 | 0.02 | 72.4675
2022-10-04 10:00 | 0.28507 | 0.80008 | 0.02 | 56.7083
2022-10-04 11:00 | 0.22797 | 0.87958 | 0.01 | 33.8258
2022-10-04 12:00 | 0.24624 | 0.92155 | 0.01 | 56.66
2022-10-04 13:00 | 0.29664 | 0.92039 | 0.02 | 0.2725
2022-10-04 14:00 | 0.34709 | 0.88409 | 0.02 | 87.5658
2022-10-04 15:00 | 0.20089 | 0.78823 | 0.06 | 104.5958
2022-10-04 16:00 | 0.12292 | 0.84249 | 0.08 | 99.805
2022-10-04 17:00 | 0.12603 | 0.86409 | 0.08 | 123.2458
2022-10-04 18:00 | 0.05371 | 0.89454 | 0.08 | 108.6467
2022-10-04 19:00 | 0 | 0.89058 | 0.07 | 128.085
2022-10-04 20:00 | 0 | 0.90812 | 0.06 | 104.5358
2022-10-04 21:00 | 0 | 0.90116 | 0.05 | 97.7742
2022-10-04 22:00 | 0 | 0.87619 | 0 | 34.8092
2022-10-04 23:00 | 0 | 0.86951 | 0.04 | 77.4733
2022-10-05 | 0 | 0.73938 | 0.04 | 89.0608
2022-10-05 01:00 | 0 | 0.45966 | 0.06 | 61.0958
2022-10-05 02:00 | 0 | 0.18491 | 0.1 | 40.1717
2022-10-05 03:00 | 0 | 0.080892 | 0.2 | 56.0167
2022-10-05 04:00 | 0 | 0.045566 | 0.26 | 105.3525
2022-10-05 05:00 | 0 | 0.01987 | 0.22 | 183.9883
2022-10-05 06:00 | 0 | 0.01588 | 0.17 | 216.7325
2022-10-05 07:00 | 0.059561 | 0.020326 | 0.13 | 205.3933
2022-10-05 08:00 | 0.42454 | 0.041469 | 0.11 | 226.0192
2022-10-05 09:00 | 0.76379 | 0.048978 | 0.12 | 186.1583
2022-10-05 10:00 | 0.69509 | 0.091994 | 0.12 | 180.1825
2022-10-05 11:00 | 0.84287 | 0.13007 | 0.09 | 614.5525
2022-10-05 12:00 | 0.74711 | 0.16703 | 0.07 | 158.0292
2022-10-05 13:00 | 0.65731 | 0.13769 | 0.07 | 189.6642
2022-10-05 14:00 | 0.66134 | 0.10532 | 0.09 | 149.2475
2022-10-05 15:00 | 0.78056 | 0.087144 | 0.14 | 43.09
2022-10-05 16:00 | 0.81635 | 0.091394 | 0.23 | 27.7083
2022-10-05 17:00 | 0.7393 | 0.096869 | 0.25 | 165.6392
2022-10-05 18:00 | 0.35403 | 0.070997 | 0.23 | 145.8125
2022-10-05 19:00 | 0.0020014 | 0.047053 | 0.21 | 132.31
2022-10-05 20:00 | 0 | 0.16934 | 0.24 | 76.9733
2022-10-05 21:00 | 0 | 0.13229 | 0.27 | 46.8517
2022-10-05 22:00 | 0 | 0.074869 | 0.27 | 113.5125
2022-10-05 23:00 | 0 | 0.022565 | 0.25 | 148.8042
2022-10-06 | 0 | 0.00118 | 0.26 | 98.7075
2022-10-06 01:00 | 0 | 0.000583 | 0.3 | 72.7792
2022-10-06 02:00 | 0 | 0.002499 | 0.28 | 75.9592
2022-10-06 03:00 | 0 | 0.004151 | 0.3 | 81.2833
2022-10-06 04:00 | 0 | 0.003693 | 0.3 | 153.9267
2022-10-06 05:00 | 0 | 0.003629 | 0.24 | 225.9792
2022-10-06 06:00 | 0 | 0.042047 | 0.14 | 240.0875
2022-10-06 07:00 | 0.063078 | 0.11485 | 0.05 | 198.8625
2022-10-06 08:00 | 0.32001 | 0.19986 | 0.02 | 132.3425
2022-10-06 09:00 | 0.85432 | 0.15082 | 0.01 | 82.6983
2022-10-06 10:00 | 0.96462 | 0.13604 | 0.01 | 26.8467
2022-10-06 11:00 | 0.95885 | 0.27673 | 0.01 | 12.0242
2022-10-06 12:00 | 0.85176 | 0.34277 | 0.01 | -89.155
2022-10-06 13:00 | 0.79146 | 0.3441 | 0.02 | 6.8075
2022-10-06 14:00 | 0.85567 | 0.39647 | 0.1 | 39.0283
2022-10-06 15:00 | 0.4909 | 0.4491 | 0.19 | 47.4175
2022-10-06 16:00 | 0.58503 | 0.40333 | 0.28 | 172.6592
2022-10-06 17:00 | 0.28337 | 0.39949 | 0.24 | 255.99
2022-10-06 18:00 | 0.041763 | 0.50306 | 0.18 | 261.3342
2022-10-06 19:00 | 0 | 0.73637 | 0.13 | 201.1708
2022-10-06 20:00 | 0 | 0.80414 | 0.1 | 182.6725
2022-10-06 21:00 | 0 | 0.80238 | 0.19 | 177.86
2022-10-06 22:00 | 0 | 0.70463 | 0.22 | 187.2183
2022-10-06 23:00 | 0 | 0.20028 | 0.21 | 253.4275
2022-10-07 | 0 | 0.093258 | 0.17 | 267.7358
2022-10-07 01:00 | 0 | 0.028728 | 0.13 | 203.8083
2022-10-07 02:00 | 0 | 0.011291 | 0.12 | 198.9433
2022-10-07 03:00 | 0 | 0.21134 | 0.12 | 173.1967
2022-10-07 04:00 | 0 | 0.61264 | 0.13 | 226.3083
2022-10-07 05:00 | 0 | 0.70884 | 0.12 | 186.9825
2022-10-07 06:00 | 0 | 0.6735 | 0.08 | 185.4525
2022-10-07 07:00 | 0.044132 | 0.68663 | 0.02 | 148.385
2022-10-07 08:00 | 0.38408 | 0.54395 | 0.01 | 87.7992
2022-10-07 09:00 | 0.92697 | 0.56634 | 0.02 | 110.4975
2022-10-07 10:00 | 0.99113 | 0.48608 | 0.01 | -38.5325
2022-10-07 11:00 | 1 | 0.41909 | 0.01 | 23.7933
2022-10-07 12:00 | 0.97977 | 0.36135 | 0.01 | -67.8008
2022-10-07 13:00 | 0.96332 | 0.28192 | 0.01 | -85.3192
2022-10-07 14:00 | 0.9024 | 0.26516 | 0.02 | -69.8867
2022-10-07 15:00 | 0.94653 | 0.37031 | 0.06 | -67.9208
2022-10-07 16:00 | 0.92361 | 0.53297 | 0.11 | 10.9258
2022-10-07 17:00 | 0.60196 | 0.60211 | 0.11 | 172.4817
2022-10-07 18:00 | 0.2839 | 0.55775 | 0.1 | 202.405
2022-10-07 19:00 | 0.0019607 | 0.61252 | 0.1 | 142.8992
2022-10-07 20:00 | 0 | 0.6944 | 0.09 | 144.3133
2022-10-07 21:00 | 0 | 0.72419 | 0.1 | 165.8375
2022-10-07 22:00 | 0 | 0.6465 | 0.12 | 151.92
2022-10-07 23:00 | 0 | 0.59509 | 0.14 | 141.2608
2022-10-08 | 0 | 0.55036 | 0.14 | 162.295
2022-10-08 01:00 | 0 | 0.39735 | 0.15 | 171.5033
2022-10-08 02:00 | 0 | 0.31555 | 0.17 | 146.9308
2022-10-08 03:00 | 0 | 0.21609 | 0.23 | 148.9725
2022-10-08 04:00 | 0 | 0.22191 | 0.24 | 169.4533
2022-10-08 05:00 | 0 | 0.19346 | 0.19 | 215.1492
2022-10-08 06:00 | 0 | 0.17166 | 0.1 | 186.9442
2022-10-08 07:00 | 0.065939 | 0.14031 | 0.03 | 126.695
2022-10-08 08:00 | 0.43771 | 0.082008 | 0.02 | 34.4083
2022-10-08 09:00 | 0.86006 | 0.21589 | 0.02 | 18.81
2022-10-08 10:00 | 0.64858 | 0.24877 | 0.02 | -1.4225
2022-10-08 11:00 | 0.37823 | 0.28399 | 0.02 | -34.4567
2022-10-08 12:00 | 0.48164 | 0.36575 | 0.02 | -51.2083
2022-10-08 13:00 | 0.6335 | 0.40783 | 0.02 | -86.8742
2022-10-08 14:00 | 0.81366 | 0.4236 | 0.03 | -73.1908
2022-10-08 15:00 | 0.9892 | 0.53647 | 0.1 | 16.4567
2022-10-08 16:00 | 1 | 0.52855 | 0.2 | 59.4217
2022-10-08 17:00 | 0.97204 | 0.53874 | 0.2 | 191.0375
2022-10-08 18:00 | 0.43793 | 0.47702 | 0.24 | 243.965
2022-10-08 19:00 | 0.0040389 | 0.51886 | 0.25 | 276.8975
2022-10-08 20:00 | 0 | 0.45938 | 0.27 | 250.9467
2022-10-08 21:00 | 0 | 0.39594 | 0.28 | 232.3183
2022-10-08 22:00 | 0 | 0.38174 | 0.31 | 261.3125
2022-10-08 23:00 | 0 | 0.27298 | 0.32 | 247.9817
2022-10-09 | 0 | 0.24452 | 0.33 | 270.5242
2022-10-09 01:00 | 0 | 0.19539 | 0.32 | 272.4392
2022-10-09 02:00 | 0 | 0.15324 | 0.33 | 235.6275
2022-10-09 03:00 | 0 | 0.1332 | 0.33 | 229.3567
2022-10-09 04:00 | 0 | 0.11792 | 0.33 | 252.8117
2022-10-09 05:00 | 0 | 0.10218 | 0.23 | 236.6475
2022-10-09 06:00 | 0 | 0.055697 | 0.1 | 230.8283
2022-10-09 07:00 | 0.095954 | 0.013873 | 0.03 | 151.92
2022-10-09 08:00 | 0.485 | 0.000623 | 0.02 | 100.7692
2022-10-09 09:00 | 0.96408 | 0.000761 | 0 | 17.5175
2022-10-09 10:00 | 0.99874 | 0.000687 | 0.02 | 8.7675
2022-10-09 11:00 | 0.98322 | 0.001719 | 0.02 | 5.6233
2022-10-09 12:00 | 0.95634 | 0.003317 | 0.02 | -4.14
2022-10-09 13:00 | 0.96097 | 0.003069 | 0.02 | 8.5133
2022-10-09 14:00 | 0.95752 | 0.000678 | 0.05 | 24.155
2022-10-09 15:00 | 0.9794 | 0.000638 | 0.2 | 21.7217
2022-10-09 16:00 | 0.99006 | 0.00523 | 0.29 | 140.0875
2022-10-09 17:00 | 0.91895 | 0.030704 | 0.31 | 238.2717
2022-10-09 18:00 | 0.43017 | 0.10872 | 0.27 | 342.76
2022-10-09 19:00 | 0.0042594 | 0.3086 | 0.26 | 292.5983
2022-10-09 20:00 | 0 | 0.40428 | 0.25 | 258.1567
2022-10-09 21:00 | 0 | 0.387 | 0.21 | 238.0325
2022-10-09 22:00 | 0 | 0.2625 | 0.2 | 232.68
2022-10-09 23:00 | 0 | 0.14667 | 0.18 | 252.685
2022-10-10 | 0 | 0.076455 | 0.13 | 261.5008
2022-10-10 01:00 | 0 | 0.058381 | 0.12 | 278.6983
2022-10-10 02:00 | 0 | 0.055895 | 0.11 | 255.6508
2022-10-10 03:00 | 0 | 0.05775 | 0.13 | 244.4558
2022-10-10 04:00 | 0 | 0.071189 | 0.16 | 245.495
2022-10-10 05:00 | 0 | 0.11147 | 0.11 | 257.5892
2022-10-10 06:00 | 0 | 0.19864 | 0.06 | 257.0158
2022-10-10 07:00 | 0.094313 | 0.28003 | 0 | 162.4642
2022-10-10 08:00 | 0.37911 | 0.3065 | 0.02 | 113.4342
2022-10-10 09:00 | 0.8199 | 0.29124 | 0.01 | 51.9842
2022-10-10 10:00 | 0.89782 | 0.54351 | 0.01 | -86.8983
2022-10-10 11:00 | 0.80127 | 0.54761 | 0.02 | -152.7433
2022-10-10 12:00 | 0.92873 | 0.47231 | 0.02 | -77.1642
2022-10-10 13:00 | 0.77229 | 0.50152 | 0.02 | -73.0175
2022-10-10 14:00 | 0.73628 | 0.55077 | 0.06 | -67.8408
2022-10-10 15:00 | 0.70085 | 0.49895 | 0.15 | 33.2808
2022-10-10 16:00 | 0.3703 | 0.34746 | 0.24 | 138.2792
2022-10-10 17:00 | 0.28925 | 0.23134 | 0.25 | 244.3258
2022-10-10 18:00 | 0.09289 | 0.13922 | 0.18 | 264.7517
2022-10-10 19:00 | 0.00083868 | 0.12718 | 0.12 | 245.9425
2022-10-10 20:00 | 0 | 0.050803 | 0.09 | 205.1958
2022-10-10 21:00 | 0 | 0.072094 | 0.07 | 155.6733
2022-10-10 22:00 | 0 | 0.14959 | 0.04 | 133.7358
2022-10-10 23:00 | 0 | 0.23919 | 0.03 | 134.7342
2022-10-11 | 0 | 0.57126 | 0.02 | 165.09
2022-10-11 01:00 | 0 | 0.7037 | 0.02 | 140.2775
2022-10-11 02:00 | 0 | 0.72409 | 0.02 | 131.9442
2022-10-11 03:00 | 0 | 0.76691 | 0.02 | 119.05
2022-10-11 04:00 | 0 | 0.75819 | 0.04 | 155.9008
2022-10-11 05:00 | 0 | 0.7694 | 0.03 | 167.1133
2022-10-11 06:00 | 0 | 0.74236 | 0.02 | 171.1225
2022-10-11 07:00 | 0.028895 | 0.76419 | 0.02 | 86.0517
2022-10-11 08:00 | 0.1269 | 0.86337 | 0.02 | 60.975
2022-10-11 09:00 | 0.24028 | 0.75518 | 0.01 | -25.7675
2022-10-11 10:00 | 0.33217 | 0.69517 | 0.01 | -42.06
2022-10-11 11:00 | 0.62271 | 0.83643 | 0.01 | -42.2483
2022-10-11 12:00 | 0.96385 | 0.87281 | 0.02 | -42.8558
2022-10-11 13:00 | 0.93834 | 0.85945 | 0.02 | -32.1342
2022-10-11 14:00 | 0.93474 | 0.86923 | 0.03 | 7.4808
2022-10-11 15:00 | 0.96593 | 0.85096 | 0.09 | -45.3417
2022-10-11 16:00 | 0.96315 | 0.83181 | 0.14 | 81.0608
2022-10-11 17:00 | 0.83888 | 0.75708 | 0.1 | 177.0833
2022-10-11 18:00 | 0.30029 | 0.70881 | 0.11 | 182.4475
2022-10-11 19:00 | 0.0024974 | 0.68115 | 0.08 | 144.7233
2022-10-11 20:00 | 0 | 0.75845 | 0.08 | 63.9575
2022-10-11 21:00 | 0 | 0.61167 | 0.08 | -6.4925
2022-10-11 22:00 | 0 | 0.54275 | 0.09 | -4.1092
2022-10-11 23:00 | 0 | 0.66364 | 0.1 | 56.5583
2022-10-12 | 0 | 0.63044 | 0.1 | -13.725
2022-10-12 01:00 | 0 | 0.41124 | 0.1 | -29.4792
2022-10-12 02:00 | 0 | 0.078299 | 0.14 | -47.3317
2022-10-12 03:00 | 0 | 0.001181 | 0.24 | -46.0908
2022-10-12 04:00 | 0 | 0.053039 | 0.24 | 73.5692
2022-10-12 05:00 | 0 | 0.08776 | 0.21 | 199.3708
2022-10-12 06:00 | 0 | 0.031852 | 0.18 | 205.545
2022-10-12 07:00 | 0.010746 | 0.00501 | 0.2 | 189.2775
2022-10-12 08:00 | 0.055478 | 0.002504 | 0.19 | 194.5658
2022-10-12 09:00 | 0.085411 | 0.024025 | 0.18 | 216.6525
2022-10-12 10:00 | 0.12183 | 0.022767 | 0.2 | 177.9933
2022-10-12 11:00 | 0.15084 | 0.054887 | 0.21 | 123.44
2022-10-12 12:00 | 0.1786 | 0.10409 | 0.23 | 195.1833
2022-10-12 13:00 | 0.12539 | 0.041238 | 0.24 | 187.8075
2022-10-12 14:00 | 0.12383 | 0.006366 | 0.27 | 186.1817
2022-10-12 15:00 | 0.099969 | 0.019117 | 0.28 | 220.73
2022-10-12 16:00 | 0.07196 | 0.072495 | 0.3 | 206.74
2022-10-12 17:00 | 0.030559 | 0.067083 | 0.35 | 241.085
2022-10-12 18:00 | 0.019827 | 0.048059 | 0.33 | 277.2625
2022-10-12 19:00 | 0.00037847 | 0.050063 | 0.33 | 256.1233
2022-10-12 20:00 | 0 | 0.1343 | 0.34 | 229.2608
2022-10-12 21:00 | 0 | 0.056237 | 0.32 | 197.3542
2022-10-12 22:00 | 0 | 0.00568 | 0.3 | 233.0533
2022-10-12 23:00 | 0 | 0.002252 | 0.3 | 231.84
2022-10-13 | 0 | 0.00147 | 0.24 | 238.45
2022-10-13 01:00 | 0 | 0.049223 | 0.24 | 232.0058
2022-10-13 02:00 | 0 | 0.077741 | 0.2 | 148.245
2022-10-13 03:00 | 0 | 0.056559 | 0.24 | 171.4033
2022-10-13 04:00 | 0 | 0.076645 | 0.31 | 183.7467
2022-10-13 05:00 | 0 | 0.087964 | 0.3 | 256.6158
2022-10-13 06:00 | 0 | 0.041606 | 0.31 | 306.5275
2022-10-13 07:00 | 0.012269 | 0.009601 | 0.23 | 384.485
2022-10-13 08:00 | 0.052478 | 0.039738 | 0.19 | 268.33
2022-10-13 09:00 | 0.094295 | 0.078311 | 0.11 | 201.0042
2022-10-13 10:00 | 0.14406 | 0.1183 | 0.09 | 179.3667
2022-10-13 11:00 | 0.31943 | 0.24737 | 0.06 | 146.7558
2022-10-13 12:00 | 0.31311 | 0.38491 | 0.06 | 91.8258
2022-10-13 13:00 | 0.59342 | 0.46862 | 0.06 | -162.9508
2022-10-13 14:00 | 0.86538 | 0.44509 | 0.06 | -72.9825
2022-10-13 15:00 | 0.49506 | 0.51682 | 0.09 | -21.8358
2022-10-13 16:00 | 0.35468 | 0.73089 | 0.14 | -86.5967
2022-10-13 17:00 | 0.43317 | 0.88098 | 0.1 | 124.6142
2022-10-13 18:00 | 0.12479 | 0.77573 | 0.11 | 238.5708
2022-10-13 19:00 | 0.0064717 | 0.8555 | 0.08 | 195.4317
2022-10-13 20:00 | 0 | 0.72445 | 0.04 | 190.5058
2022-10-13 21:00 | 0 | 0.73221 | 0.02 | 117.7342
2022-10-13 22:00 | 0 | 0.82026 | 0.02 | 3.1708
2022-10-13 23:00 | 0 | 0.86328 | 0 | -5.4242
2022-10-14 | 0 | 0.85608 | 0.02 | -16.3233
2022-10-14 01:00 | 0 | 0.88015 | 0.02 | -27.0525
2022-10-14 02:00 | 0 | 0.84034 | 0 | -47.9242
2022-10-14 03:00 | 0 | 0.83854 | 0 | -52.3442
2022-10-14 04:00 | 0 | 0.76491 | 0.02 | -48.1975
2022-10-14 05:00 | 0 | 0.66282 | 0.02 | -16.0983
2022-10-14 06:00 | 0 | 0.42941 | 0.02 | 53.0983
2022-10-14 07:00 | 0.10262 | 0.34018 | 0.02 | -20.1617
2022-10-14 08:00 | 0.49374 | 0.42897 | 0.02 | -35.4075
2022-10-14 09:00 | 0.86885 | 0.4537 | 0 | -39.7075
2022-10-14 10:00 | 0.66613 | 0.34562 | 0.01 | -53.8217
2022-10-14 11:00 | 0.60196 | 0.3782 | 0.01 | -63.3183
2022-10-14 12:00 | 0.51278 | 0.29709 | 0.02 | -141.4092
2022-10-14 13:00 | 0.60323 | 0.18121 | 0.03 | -55.3508
2022-10-14 14:00 | 0.6624 | 0.10016 | 0.06 | -61.1092
2022-10-14 15:00 | 0.6811 | 0.093613 | 0.11 | -43.63
2022-10-14 16:00 | 0.56065 | 0.071139 | 0.22 | -21.2592
2022-10-14 17:00 | 0.34031 | 0.059677 | 0.27 | 153.5333
2022-10-14 18:00 | 0.12083 | 0.031094 | 0.3 | 254.665
2022-10-14 19:00 | 0.0033232 | 0.037383 | 0.27 | 271.8525
2022-10-14 20:00 | 0 | 0.023625 | 0.25 | 242.6242
2022-10-14 21:00 | 0 | 0.028018 | 0.27 | 227.7817
2022-10-14 22:00 | 0 | 0.011028 | 0.26 | 192.9608
2022-10-14 23:00 | 0 | 0.01185 | 0.27 | 256.4475
2022-10-15 | 0 | 0.009892 | 0.25 | 304.2708
2022-10-15 01:00 | 0 | 0.015876 | 0.25 | 227.1333
2022-10-15 02:00 | 0 | 0.035781 | 0.29 | 206.605
2022-10-15 03:00 | 0 | 0.063312 | 0.31 | 205.4025
2022-10-15 04:00 | 0 | 0.083056 | 0.32 | 219.0133
2022-10-15 05:00 | 0 | 0.097474 | 0.22 | 237.39
2022-10-15 06:00 | 0 | 0.10004 | 0.09 | 200.7558
2022-10-15 07:00 | 0.071945 | 0.06677 | 0.04 | 103.1017
2022-10-15 08:00 | 0.41033 | 0.004291 | 0.03 | 2118.25
2022-10-15 09:00 | 0.9825 | 0.001498 | 0.02 | -34.6575
2022-10-15 10:00 | 0.99432 | 0.004277 | 0 | -16.5233
2022-10-15 11:00 | 0.98405 | 0.012525 | 0.02 | -37.2133
2022-10-15 12:00 | 0.93039 | 0.013191 | 0.02 | -43.9642
2022-10-15 13:00 | 0.88973 | 0.008597 | 0.02 | -42.3517
2022-10-15 14:00 | 0.91138 | 0.008147 | 0.05 | 19.755
2022-10-15 15:00 | 0.88583 | 0.014865 | 0.15 | 62.0358
2022-10-15 16:00 | 0.76365 | 0.015447 | 0.3 | 76.6242
2022-10-15 17:00 | 0.73954 | 0.042217 | 0.3 | 192.845
2022-10-15 18:00 | 0.31135 | 0.096459 | 0.3 | 242.5642
2022-10-15 19:00 | 0.022414 | 0.22076 | 0.3 | 243.1908
2022-10-15 20:00 | 0 | 0.33252 | 0.25 | 236.455
2022-10-15 21:00 | 0 | 0.33965 | 0.25 | 230.2767
2022-10-15 22:00 | 0 | 0.27501 | 0.27 | 212.6717
2022-10-15 23:00 | 0 | 0.20391 | 0.28 | 222.4125
2022-10-16 | 0 | 0.12195 | 0.3 | 218.9567
2022-10-16 01:00 | 0 | 0.097775 | 0.28 | 220.19
2022-10-16 02:00 | 0 | 0.081725 | 0.27 | 214.6325
2022-10-16 03:00 | 0 | 0.071203 | 0.28 | 208.1233
2022-10-16 04:00 | 0 | 0.045635 | 0.27 | 214.88
2022-10-16 05:00 | 0 | 0.027085 | 0.2 | 200.1467
2022-10-16 06:00 | 0 | 0.020453 | 0.06 | 99.8408
2022-10-16 07:00 | 0.10911 | 0.009954 | 0.02 | 31.1708
2022-10-16 08:00 | 0.50191 | 0.00268 | 0.02 | -2.03
2022-10-16 09:00 | 0.9845 | 0 | 0.02 | -14.8483
2022-10-16 10:00 | 0.9988 | 0.001193 | 0.02 | -41.1342
2022-10-16 11:00 | 0.97271 | 0.000973 | 0.02 | 3.6133
2022-10-16 12:00 | 0.98523 | 0.021602 | 0.02 | -11.0542
2022-10-16 13:00 | 0.97202 | 0.045198 | 0.02 | -23.9808
2022-10-16 14:00 | 0.9583 | 0.066058 | 0.05 | -31.2117
2022-10-16 15:00 | 0.99509 | 0.13591 | 0.11 | 3.55
2022-10-16 16:00 | 1 | 0.21145 | 0.19 | 46.8942
2022-10-16 17:00 | 0.97019 | 0.37052 | 0.19 | 185.425
2022-10-16 18:00 | 0.44752 | 0.51033 | 0.15 | 244.6283
2022-10-16 19:00 | 0.035397 | 0.5946 | 0.11 | 244.4125
2022-10-16 20:00 | 0 | 0.4697 | 0.08 | 210.3975
2022-10-16 21:00 | 0 | 0.50735 | 0.07 | 177.2067
2022-10-16 22:00 | 0 | 0.41114 | 0.07 | 144.22
2022-10-16 23:00 | 0 | 0.26911 | 0.07 | 168.7242
2022-10-17 | 0 | 0.24067 | 0.07 | 154.1067
2022-10-17 01:00 | 0 | 0.3885 | 0.06 | 147.4758
2022-10-17 02:00 | 0 | 0.56135 | 0.06 | 141.6458
2022-10-17 03:00 | 0 | 0.67763 | 0.1 | 140.85
2022-10-17 04:00 | 0 | 0.75201 | 0.13 | 162.2208
2022-10-17 05:00 | 0 | 0.73999 | 0.11 | 198.8558
2022-10-17 06:00 | 0 | 0.73594 | 0.06 | 189.1233
2022-10-17 07:00 | 0.10634 | 0.73831 | 0.03 | 102.5467
2022-10-17 08:00 | 0.49066 | 0.47086 | 0.02 | 38.4608
2022-10-17 09:00 | 0.90843 | 0.43302 | 0.02 | -187.9567
2022-10-17 10:00 | 0.97685 | 0.63329 | 0.03 | -132.5875
2022-10-17 11:00 | 0.95833 | 0.50337 | 0.03 | -69.6608
2022-10-17 12:00 | 0.86878 | 0.24653 | 0.03 | -51.9442
2022-10-17 13:00 | 0.65676 | 0.11758 | 0.03 | -33.1142
2022-10-17 14:00 | 0.30266 | 0.087307 | 0.04 | -13.8342
2022-10-17 15:00 | 0.10735 | 0.095764 | 0.11 | 65.9375
2022-10-17 16:00 | 0.082853 | 0.10006 | 0.19 | 133.3933
2022-10-17 17:00 | 0.17785 | 0.21315 | 0.2 | 194.7692
2022-10-17 18:00 | 0.057435 | 0.4645 | 0.13 | 266.3542
2022-10-17 19:00 | 0.0019309 | 0.51578 | 0.1 | 228.0483
2022-10-17 20:00 | 0 | 0.26946 | 0.06 | 189.225
2022-10-17 21:00 | 0 | 0.31048 | 0.06 | 164.2908
2022-10-17 22:00 | 0 | 0.56895 | 0.06 | 1.93
2022-10-17 23:00 | 0 | 0.84396 | 0.06 | 38.9258
2022-10-18 | 0 | 0.87144 | 0.06 | 140.4883
2022-10-18 01:00 | 0 | 0.80749 | 0.07 | 131.155
2022-10-18 02:00 | 0 | 0.75061 | 0.08 | 116.19
2022-10-18 03:00 | 0 | 0.82756 | 0.1 | 115.915
2022-10-18 04:00 | 0 | 0.86229 | 0.1 | 180.9792
2022-10-18 05:00 | 0 | 0.80751 | 0.08 | 206.8367
2022-10-18 06:00 | 0 | 0.75745 | 0.06 | 187.9583
2022-10-18 07:00 | 0.018926 | 0.65639 | 0.04 | 170.6483
2022-10-18 08:00 | 0.1351 | 0.89332 | 0.03 | 78.6808
2022-10-18 09:00 | 0.17471 | 0.85263 | 0.03 | -460.2017
2022-10-18 10:00 | 0.3642 | 0.89418 | 0.04 | -128.3992
2022-10-18 11:00 | 0.54391 | 0.92109 | 0.04 | -280.1142
2022-10-18 12:00 | 0.57495 | 0.91623 | 0.03 | -489.6092
2022-10-18 13:00 | 0.56975 | 0.89019 | 0.04 | -661.7042
2022-10-18 14:00 | 0.70643 | 0.74531 | 0.04 | -120.8492
2022-10-18 15:00 | 0.39846 | 0.68785 | 0.06 | -150.5717
2022-10-18 16:00 | 0.087402 | 0.69695 | 0.1 | -28.6058
2022-10-18 17:00 | 0.05858 | 0.70157 | 0.1 | 171.855
2022-10-18 18:00 | 0.057828 | 0.6668 | 0.1 | 210.0792
2022-10-18 19:00 | 0.0021244 | 0.7347 | 0.09 | 190.2383
2022-10-18 20:00 | 0 | 0.75553 | 0.06 | 182.4133
2022-10-18 21:00 | 0 | 0.69445 | 0.05 | 253.6767
2022-10-18 22:00 | 0 | 0.67436 | 0.05 | 119.9992
2022-10-18 23:00 | 0 | 0.62301 | 0.05 | -13.1167
2022-10-19 | 0 | 0.56754 | 0.04 | 25.6025
2022-10-19 01:00 | 0 | 0.57857 | 0.04 | 123.6908
2022-10-19 02:00 | 0 | 0.6114 | 0.04 | 119.2033
2022-10-19 03:00 | 0 | 0.6626 | 0.04 | 49.4367
2022-10-19 04:00 | 0 | 0.67307 | 0.06 | -32.6992
2022-10-19 05:00 | 0 | 0.71522 | 0.06 | 108.6833
2022-10-19 06:00 | 0 | 0.73821 | 0.06 | 198.1383
2022-10-19 07:00 | 0.017832 | 0.84512 | 0.03 | -264.3892
2022-10-19 08:00 | 0.054163 | 0.83579 | 0.03 | -98.1808
2022-10-19 09:00 | 0.071403 | 0.70419 | 0.03 | -151.5375
2022-10-19 10:00 | 0.12908 | 0.61135 | 0.03 | -119.3733
2022-10-19 11:00 | 0.22485 | 0.5096 | 0.03 | -184.1992
2022-10-19 12:00 | 0.46251 | 0.65684 | 0.03 | -96.6517
2022-10-19 13:00 | 0.33716 | 0.61778 | 0.03 | -68.0742
2022-10-19 14:00 | 0.44189 | 0.66919 | 0 | -79.85
2022-10-19 15:00 | 0.39375 | 0.67077 | 0.07 | -127.9425
2022-10-19 16:00 | 0.63109 | 0.69682 | 0.1 | -69.1058
2022-10-19 17:00 | 0.84745 | 0.5895 | 0.11 | 13.5133
2022-10-19 18:00 | 0.28208 | 0.45379 | 0.11 | 171.2092
2022-10-19 19:00 | 0.021985 | 0.43506 | 0.1 | 166.105
2022-10-19 20:00 | 0 | 0.26012 | 0.11 | 144.9733
2022-10-19 21:00 | 0 | 0.16493 | 0.09 | 147.5367
2022-10-19 22:00 | 0 | 0.17591 | 0.08 | 121.58
2022-10-19 23:00 | 0 | 0.22163 | 0.07 | 94.6417
2022-10-20 | 0 | 0.3423 | 0.07 | 75.3758
2022-10-20 01:00 | 0 | 0.40569 | 0.07 | 26.5917
2022-10-20 02:00 | 0 | 0.44012 | 0.07 | 16.6408
2022-10-20 03:00 | 0 | 0.41475 | 0.07 | 11.8758
2022-10-20 04:00 | 0 | 0.38226 | 0.08 | 68.65
2022-10-20 05:00 | 0 | 0.38074 | 0.07 | 22.2008
2022-10-20 06:00 | 0 | 0.44284 | 0.06 | 124.2467
2022-10-20 07:00 | 0.067661 | 0.45007 | 0.03 | 44.8875
2022-10-20 08:00 | 0.51687 | 0.44055 | 0.02 | -93.3017
2022-10-20 09:00 | 0.96418 | 0.39447 | 0.02 | -88.2258
2022-10-20 10:00 | 0.90707 | 0.36434 | 0.02 | -73.2433
2022-10-20 11:00 | 0.98146 | 0.43962 | 0 | -153.5933
2022-10-20 12:00 | 0.82256 | 0.52933 | 0.04 | -116.3192
2022-10-20 13:00 | 0.62369 | 0.60423 | 0.07 | 5.0133
2022-10-20 14:00 | 0.40024 | 0.54867 | 0.09 | 3.8992
2022-10-20 15:00 | 0.36613 | 0.48667 | 0.12 | 59.9875
2022-10-20 16:00 | 0.70774 | 0.51806 | 0.17 | 106.14
2022-10-20 17:00 | 0.75479 | 0.59245 | 0.19 | 145.5033
2022-10-20 18:00 | 0.42224 | 0.59331 | 0.18 | 180.2192
2022-10-20 19:00 | 0.037165 | 0.52783 | 0.16 | 163.7008
2022-10-20 20:00 | 0 | 0.52711 | 0.14 | 150.6658
2022-10-20 21:00 | 0 | 0.47546 | 0.15 | 133.4317
2022-10-20 22:00 | 0 | 0.47539 | 0.19 | 128.1575
2022-10-20 23:00 | 0 | 0.42667 | 0.19 | 150.3683
2022-10-21 | 0 | 0.35599 | 0.19 | 141.915
2022-10-21 01:00 | 0 | 0.2604 | 0.2 | 154.4867
2022-10-21 02:00 | 0 | 0.22897 | 0.25 | 149.2233
2022-10-21 03:00 | 0 | 0.23019 | 0.29 | 156.37
2022-10-21 04:00 | 0 | 0.19646 | 0.31 | 175.6825
2022-10-21 05:00 | 0 | 0.18481 | 0.25 | 200.5467
2022-10-21 06:00 | 0 | 0.12217 | 0.2 | 243.3317
2022-10-21 07:00 | 0.091127 | 0.073635 | 0.12 | 229.9992
2022-10-21 08:00 | 0.70793 | 0.004815 | 0.1 | 196.1242
2022-10-21 09:00 | 0.94235 | 0.00995 | 0.08 | 168.5725
2022-10-21 10:00 | 0.95205 | 0.025932 | 0.07 | 162.3558
2022-10-21 11:00 | 0.9652 | 0.057117 | 0.06 | 85.3258
2022-10-21 12:00 | 0.91631 | 0.11857 | 0.1 | 51.8533
2022-10-21 13:00 | 0.93913 | 0.22085 | 0.06 | -7.6542
2022-10-21 14:00 | 0.96805 | 0.31613 | 0.07 | -123.0567
2022-10-21 15:00 | 0.97384 | 0.3301 | 0.1 | -53.675
2022-10-21 16:00 | 0.9758 | 0.34373 | 0.19 | 109.58
2022-10-21 17:00 | 0.92576 | 0.33132 | 0.2 | 136.9292
2022-10-21 18:00 | 0.42696 | 0.24323 | 0.2 | 184.2733
2022-10-21 19:00 | 0.043704 | 0.25011 | 0.19 | 176.8025
2022-10-21 20:00 | 0 | 0.21587 | 0.2 | 142.8725
2022-10-21 21:00 | 0 | 0.27845 | 0.23 | 138.2258
2022-10-21 22:00 | 0 | 0.25518 | 0.28 | 150.4467
2022-10-21 23:00 | 0 | 0.19747 | 0.27 | 148.8975
2022-10-22 | 0 | 0.11935 | 0.3 | 170.0875
2022-10-22 01:00 | 0 | 0.028627 | 0.29 | 164.0567
2022-10-22 02:00 | 0 | 0.002311 | 0.3 | 165.5367
2022-10-22 03:00 | 0 | 0.004112 | 0.31 | 159.8142
2022-10-22 04:00 | 0 | 0.001961 | 0.31 | 153.7508
2022-10-22 05:00 | 0 | 0.002024 | 0.3 | 179.1008
2022-10-22 06:00 | 0 | 0.000641 | 0.2 | 180.4
2022-10-22 07:00 | 0.067455 | 0.000603 | 0.18 | 154.2983
2022-10-22 08:00 | 0.13822 | 0.022792 | 0.12 | 138.5192
2022-10-22 09:00 | 0.62384 | 0.004712 | 0.08 | 166.3325
2022-10-22 10:00 | 0.38765 | 0.001627 | 0.07 | 96.1517
2022-10-22 11:00 | 0.47513 | 0.02428 | 0.07 | 55.9342
2022-10-22 12:00 | 0.50687 | 0.085029 | 0.1 | 8.2075
2022-10-22 13:00 | 0.5414 | 0.032615 | 0.1 | 9.5242
2022-10-22 14:00 | 0.60878 | 0.026043 | 0.11 | 15.3167
2022-10-22 15:00 | 0.83815 | 0.001662 | 0.11 | 28.465
2022-10-22 16:00 | 0.51661 | 0.001518 | 0.13 | 119.7483
2022-10-22 17:00 | 0.16913 | 0.12791 | 0.12 | 123.9642
2022-10-22 18:00 | 0.15128 | 0.54112 | 0.11 | 141.6558
2022-10-22 19:00 | 0.029819 | 0.46525 | 0.12 | 130.0417
2022-10-22 20:00 | 0 | 0.5509 | 0.12 | 122.8825
2022-10-22 21:00 | 0 | 0.37196 | 0.12 | 129.3542
2022-10-22 22:00 | 0 | 0.31348 | 0.13 | 128.2525
2022-10-22 23:00 | 0 | 0.34372 | 0.12 | 124.0342
2022-10-23 | 0 | 0.34746 | 0.12 | 131.1492
2022-10-23 01:00 | 0 | 0.27871 | 0.1 | 123.5558
2022-10-23 02:00 | 0 | 0.36569 | 0.11 | 123.1767
2022-10-23 03:00 | 0 | 0.26684 | 0.12 | 79.1117
2022-10-23 04:00 | 0 | 0.34839 | 0.1 | 51.9983
2022-10-23 05:00 | 0 | 0.41902 | 0.1 | 59.8967
2022-10-23 06:00 | 0 | 0.39927 | 0.07 | 54.9633
2022-10-23 07:00 | 0.029616 | 0.34518 | 0.07 | 52.1042
2022-10-23 08:00 | 0.1372 | 0.34073 | 0.08 | 32.4917
2022-10-23 09:00 | 0.19565 | 0.28675 | 0.05 | 10.9975
2022-10-23 10:00 | 0.098773 | 0.13801 | 0.04 | -2.8967
2022-10-23 11:00 | 0.1066 | 0.10286 | 0.06 | -8.4933
2022-10-23 12:00 | 0.055089 | 0.1893 | 0.06 | 29.3542
2022-10-23 13:00 | 0.095855 | 0.40432 | 0.07 | 16.2108
2022-10-23 14:00 | 0.11144 | 0.49422 | 0.1 | 47.2825
2022-10-23 15:00 | 0.11514 | 0.59861 | 0.14 | 59.565
2022-10-23 16:00 | 0.14707 | 0.57978 | 0.16 | 64.4933
2022-10-23 17:00 | 0.13656 | 0.61787 | 0.13 | 128.55
2022-10-23 18:00 | 0.097113 | 0.54117 | 0.1 | 132.3342
2022-10-23 19:00 | 0.0048223 | 0.45952 | 0.07 | 104.46
2022-10-23 20:00 | 0 | 0.30025 | 0.06 | 61.9792
2022-10-23 21:00 | 0 | 0.3564 | 0.05 | 46.5917
2022-10-23 22:00 | 0 | 0.38032 | 0.05 | 42.47
2022-10-23 23:00 | 0 | 0.50191 | 0.06 | 35.8433
2022-10-24 | 0 | 0.50715 | 0.05 | 37.7683
2022-10-24 01:00 | 0 | 0.48836 | 0.05 | 3.2767
2022-10-24 02:00 | 0 | 0.54734 | 0.05 | -15.6475
2022-10-24 03:00 | 0 | 0.62279 | 0.07 | -8.3833
2022-10-24 04:00 | 0 | 0.6446 | 0.1 | 31.02
2022-10-24 05:00 | 0 | 0.63387 | 0.09 | 80.0492
2022-10-24 06:00 | 0 | 0.55726 | 0.05 | 128.8392
2022-10-24 07:00 | 0.06172 | 0.46815 | 0.02 | 125.8867
2022-10-24 08:00 | 0.21756 | 0.59563 | 0.02 | 129.7525
2022-10-24 09:00 | 0.27243 | 0.63537 | 0 | 69.4875
2022-10-24 10:00 | 0.44372 | 0.72545 | 0.02 | 79.1442
2022-10-24 11:00 | 0.4139 | 0.77554 | 0 | 38.8983
2022-10-24 12:00 | 0.42703 | 0.73862 | 0.02 | 10.1467
2022-10-24 13:00 | 0.27572 | 0.79245 | 0.03 | -2.1442
2022-10-24 14:00 | 0.25378 | 0.73993 | 0 | -25.6067
2022-10-24 15:00 | 0.20141 | 0.66555 | 0.09 | 21.15
2022-10-24 16:00 | 0.14586 | 0.63044 | 0.13 | 133.0508
2022-10-24 17:00 | 0.12082 | 0.60335 | 0.15 | 202.695
2022-10-24 18:00 | 0.10058 | 0.55179 | 0.15 | 203.4725
2022-10-24 19:00 | 0.012974 | 0.43558 | 0.14 | 200.6133
2022-10-24 20:00 | 0 | 0.3315 | 0.13 | 186.7433
2022-10-24 21:00 | 0 | 0.30053 | 0.1 | 171.4233
2022-10-24 22:00 | 0 | 0.29656 | 0.09 | 151.4475
2022-10-24 23:00 | 0 | 0.31809 | 0.08 | 172.0967
2022-10-25 | 0 | 0.35217 | 0.07 | 187.7792
2022-10-25 01:00 | 0 | 0.36735 | 0.07 | 174.7158
2022-10-25 02:00 | 0 | 0.40231 | 0.08 | 169.0633
2022-10-25 03:00 | 0 | 0.42246 | 0.13 | 157.0908
2022-10-25 04:00 | 0 | 0.31715 | 0.21 | 173.435
2022-10-25 05:00 | 0 | 0.2586 | 0.18 | 236.2392
2022-10-25 06:00 | 0 | 0.18926 | 0.1 | 257.0992
2022-10-25 07:00 | 0.079725 | 0.1623 | 0.07 | 190.6917
2022-10-25 08:00 | 0.43979 | 0.063723 | 0.06 | 172.2817
2022-10-25 09:00 | 0.67579 | 0.09508 | 0.05 | 160.4792
2022-10-25 10:00 | 0.70475 | 0.095339 | 0.04 | 151.3358
2022-10-25 11:00 | 0.63159 | 0.094773 | 0.04 | 71.4083
2022-10-25 12:00 | 0.66887 | 0.079431 | 0.04 | 111.0933
2022-10-25 13:00 | 0.75313 | 0.12704 | 0.03 | 111.2158
2022-10-25 14:00 | 0.82012 | 0.30202 | 0.06 | 69.3683
2022-10-25 15:00 | 0.95694 | 0.36181 | 0.13 | 132.9883
2022-10-25 16:00 | 0.89045 | 0.38538 | 0.2 | 154.0992
2022-10-25 17:00 | 0.64717 | 0.23086 | 0.25 | 228.1258
2022-10-25 18:00 | 0.19943 | 0.096064 | 0.25 | 263.1908
2022-10-25 19:00 | 0.0084703 | 0.11261 | 0.24 | 260.5717
2022-10-25 20:00 | 0 | 0.20017 | 0.27 | 232.7
2022-10-25 21:00 | 0 | 0.189 | 0.29 | 206.1108
2022-10-25 22:00 | 0 | 0.1867 | 0.27 | 209.21
2022-10-25 23:00 | 0 | 0.18176 | 0.24 | 223.2525
2022-10-26 | 0 | 0.12098 | 0.23 | 199.0275
2022-10-26 01:00 | 0 | 0.059343 | 0.19 | 190.4317
2022-10-26 02:00 | 0 | 0.075992 | 0.19 | 171.1558
2022-10-26 03:00 | 0 | 0.13182 | 0.24 | 155.5433
2022-10-26 04:00 | 0 | 0.1646 | 0.26 | 174.1742
2022-10-26 05:00 | 0 | 0.13012 | 0.19 | 221.6175
2022-10-26 06:00 | 0 | 0.060192 | 0.16 | 240.5292
2022-10-26 07:00 | 0.050616 | 0.036642 | 0.11 | 168.0567
2022-10-26 08:00 | 0.36715 | 0.001567 | 0.07 | 170.755
2022-10-26 09:00 | 0.24709 | 0.010768 | 0.04 | 162.3583
2022-10-26 10:00 | 0.18549 | 0.058186 | 0.03 | 110.7342
2022-10-26 11:00 | 0.44474 | 0.15429 | 0.03 | 121.5958
2022-10-26 12:00 | 0.68732 | 0.28559 | 0.03 | 94.9792
2022-10-26 13:00 | 0.67614 | 0.3842 | 0.03 | 0.73917
2022-10-26 14:00 | 0.80902 | 0.33631 | 0.04 | -61.1175
2022-10-26 15:00 | 0.82157 | 0.31887 | 0.04 | -32.88
2022-10-26 16:00 | 0.9072 | 0.31972 | 0.06 | 3.2083
2022-10-26 17:00 | 0.46725 | 0.42681 | 0.09 | 55.28
2022-10-26 18:00 | 0.19334 | 0.49323 | 0.09 | 165.16
2022-10-26 19:00 | 0.015392 | 0.47756 | 0.07 | 178.0067
2022-10-26 20:00 | 0 | 0.34565 | 0.05 | 170.6583
2022-10-26 21:00 | 0 | 0.34211 | 0.05 | 129.5192
2022-10-26 22:00 | 0 | 0.35175 | 0.05 | 105.3292
2022-10-26 23:00 | 0 | 0.42195 | 0.02 | 101.1433
2022-10-27 | 0 | 0.5153 | 0.02 | 76.3833
2022-10-27 01:00 | 0 | 0.60731 | 0.02 | 62.9442
2022-10-27 02:00 | 0 | 0.53846 | 0.02 | 56.3458
2022-10-27 03:00 | 0 | 0.42831 | 0.02 | 53.8575
2022-10-27 04:00 | 0 | 0.38718 | 0.02 | 64.7208
2022-10-27 05:00 | 0 | 0.34107 | 0.02 | 87.9375
2022-10-27 06:00 | 0 | 0.30662 | 0.02 | 122.6583
2022-10-27 07:00 | 0.080812 | 0.38455 | 0.02 | 107.13
2022-10-27 08:00 | 0.34498 | 0.59805 | 0 | 21.1758
2022-10-27 09:00 | 0.30091 | 0.62587 | 0.01 | 3.9617
2022-10-27 10:00 | 0.31975 | 0.61498 | 0.01 | -61.8475
2022-10-27 11:00 | 0.46464 | 0.61077 | 0.01 | -67.7842
2022-10-27 12:00 | 0.70478 | 0.53252 | 0 | -64.8092
2022-10-27 13:00 | 0.86849 | 0.49694 | 0.01 | -72.4483
2022-10-27 14:00 | 0.87607 | 0.47344 | 0.02 | -71.085
2022-10-27 15:00 | 0.82337 | 0.46691 | 0.02 | -79.5308
2022-10-27 16:00 | 0.87093 | 0.41321 | 0.03 | -63.9558
2022-10-27 17:00 | 0.74008 | 0.35182 | 0.04 | -41.6492
2022-10-27 18:00 | 0.40596 | 0.27562 | 0.03 | 56.3933
2022-10-27 19:00 | 0.04092 | 0.32922 | 0.02 | 65.205
2022-10-27 20:00 | 0 | 0.35002 | 0.02 | 38.9083
2022-10-27 21:00 | 0 | 0.49205 | 0.03 | 7.1267
2022-10-27 22:00 | 0 | 0.4312 | 0.03 | 6.1458
2022-10-27 23:00 | 0 | 0.41936 | 0.02 | 18.4042
2022-10-28 | 0 | 0.3839 | 0.02 | 7.7167
2022-10-28 01:00 | 0 | 0.34799 | 0.02 | -11.4275
2022-10-28 02:00 | 0 | 0.33649 | 0.02 | -37.1633
2022-10-28 03:00 | 0 | 0.28597 | 0.03 | -30.6025
2022-10-28 04:00 | 0 | 0.18124 | 0.03 | -8.6817
2022-10-28 05:00 | 0 | 0.13053 | 0.03 | 21.8533
2022-10-28 06:00 | 0 | 0.082978 | 0.02 | 14.2592
2022-10-28 07:00 | 0.33613 | 0.10696 | 0.02 | -3.19
2022-10-28 08:00 | 0.90254 | 0.30538 | 0.02 | -21.72
2022-10-28 09:00 | 1 | 0.65182 | 0 | -62.9183
2022-10-28 10:00 | 0.98511 | 0.7256 | 0.02 | -95.5175
2022-10-28 11:00 | 0.8591 | 0.66402 | 0 | -63.9258
2022-10-28 12:00 | 0.81232 | 0.53359 | 0.02 | -87.2175
2022-10-28 13:00 | 1 | 0.41268 | 0 | -98.3975
2022-10-28 14:00 | 1 | 0.39896 | 0.02 | -96.2142
2022-10-28 15:00 | 1 | 0.34473 | 0.02 | -79.1108
2022-10-28 16:00 | 1 | 0.27522 | 0.06 | -83.1292
2022-10-28 17:00 | 1 | 0.26666 | 0.11 | -39.58
2022-10-28 18:00 | 0.48378 | 0.30139 | 0.13 | 45.0908
2022-10-28 19:00 | 0.077605 | 0.30245 | 0.15 | 126.665
2022-10-28 20:00 | 0 | 0.28697 | 0.15 | 122.5058
2022-10-28 21:00 | 0 | 0.21571 | 0.11 | 116.1742
2022-10-28 22:00 | 0 | 0.18383 | 0.12 | 74.0792
2022-10-28 23:00 | 0 | 0.19865 | 0.13 | 110.4542
2022-10-29 | 0 | 0.19379 | 0.13 | 98.8333
2022-10-29 01:00 | 0 | 0.2158 | 0.13 | 126.23
2022-10-29 02:00 | 0 | 0.22985 | 0.16 | 48.8825
2022-10-29 03:00 | 0 | 0.18629 | 0.19 | 30.4733
2022-10-29 04:00 | 0 | 0.16388 | 0.2 | 94.775
2022-10-29 05:00 | 0 | 0.099482 | 0.13 | 123.6958
2022-10-29 06:00 | 0 | 0.096975 | 0.08 | 70.3708
2022-10-29 07:00 | 0.11356 | 0.10519 | 0.05 | -1.4558
2022-10-29 08:00 | 0.57438 | 0.033187 | 0 | -40.6092
2022-10-29 09:00 | 0.4225 | 0.027421 | 0.03 | -55.6383
2022-10-29 10:00 | 0.82495 | 0.039269 | 0 | -66.6583
2022-10-29 11:00 | 0.98493 | 0.037709 | 0.03 | -65.0967
2022-10-29 12:00 | 0.73456 | 0.035051 | 0.03 | -61.38
2022-10-29 13:00 | 0.94018 | 0.047451 | 0.03 | -61.3542
2022-10-29 14:00 | 0.93122 | 0.03967 | 0.04 | -55.8875
2022-10-29 15:00 | 0.77446 | 0.021831 | 0.09 | -2.1925
2022-10-29 16:00 | 0.69259 | 0.017919 | 0.21 | 54.5583
2022-10-29 17:00 | 0.67645 | 0.046947 | 0.3 | 140.7025
2022-10-29 18:00 | 0.21979 | 0.13256 | 0.27 | 236.98
2022-10-29 19:00 | 0.05139 | 0.19266 | 0.22 | 278.0758
2022-10-29 20:00 | 0 | 0.21049 | 0.18 | 250.9642
2022-10-29 21:00 | 0 | 0.12101 | 0.14 | 143.16
2022-10-29 22:00 | 0 | 0.020703 | 0.11 | 125.6933
2022-10-29 23:00 | 0 | 0.033493 | 0.09 | 138.4942
2022-10-30 | 0 | 0.072295 | 0.06 | 134.4117
2022-10-30 01:00 | 0 | 0.16625 | 0.03 | 121.0683
2022-10-30 02:00 | 0 | 0.28016 | 0 | 110.5258
2022-10-30 03:00 | 0 | 0.58809 | 0.02 | 76.2158
2022-10-30 04:00 | 0 | 0.85558 | 0.02 | 66.9408
2022-10-30 05:00 | 0 | 0.90609 | 0 | 72.4392
2022-10-30 06:00 | 0 | 0.90305 | 0.02 | -26.0375
2022-10-30 07:00 | 0.03063 | 0.89284 | 0.02 | -36.6125
2022-10-30 08:00 | 0.050292 | 0.90345 | 0.02 | -56.9183
2022-10-30 09:00 | 0.52348 | 0.90067 | 0.02 | -68.4983
2022-10-30 10:00 | 0.79878 | 0.89282 | 0.02 | -65.0317
2022-10-30 11:00 | 0.68601 | 0.9237 | 0.02 | -57.4233
2022-10-30 12:00 | 0.68417 | 0.93644 | 0.02 | -76.8208
2022-10-30 13:00 | 0.98527 | 0.93001 | 0.02 | -267.1742
2022-10-30 14:00 | 0.88416 | 0.89698 | 0 | -90.1233
2022-10-30 15:00 | 0.69605 | 0.91473 | 0.02 | -198.2342
2022-10-30 16:00 | 0.87585 | 0.90838 | 0.02 | -78.3325
2022-10-30 17:00 | 0.5359 | 0.91726 | 0.03 | -151.7675
2022-10-30 18:00 | 0.25871 | 0.93219 | 0.03 | -56.9567
2022-10-30 19:00 | 0.01716 | 0.93438 | 0 | 41.8667
2022-10-30 20:00 | 0 | 0.91918 | 0.03 | -9.7117
2022-10-30 21:00 | 0 | 0.74409 | 0.03 | -56.5125
2022-10-30 22:00 | 0 | 0.65039 | 0.03 | -60.7042
2022-10-30 23:00 | 0 | 0.51539 | 0.03 | -42.0608
2022-10-31 | 0 | 0.25801 | 0.04 | -37.7158
2022-10-31 01:00 | 0 | 0.10697 | 0.1 | -35.4192
2022-10-31 02:00 | 0 | 0.041001 | 0.05 | -47.3158
2022-10-31 03:00 | 0 | 0.084251 | 0.08 | -41.4083
2022-10-31 04:00 | 0 | 0.19862 | 0.11 | 62.6383
2022-10-31 05:00 | 0 | 0.20002 | 0.08 | 96.8825
2022-10-31 06:00 | 0 | 0.11424 | 0.05 | -6.9517
2022-10-31 07:00 | 0.048239 | 0.093798 | 0.04 | 342.3333
2022-10-31 08:00 | 0.23967 | 0.026108 | 0 | -4.3167
2022-10-31 09:00 | 0.48878 | 0.18257 | 0.03 | -39.9175
2022-10-31 10:00 | 0.27667 | 0.19264 | 0.02 | -11.4658
2022-10-31 11:00 | 0.52044 | 0.40599 | 0.02 | -91.0342
2022-10-31 12:00 | 0.4582 | 0.69259 | 0.02 | -37.77
2022-10-31 13:00 | 0.16589 | 0.87366 | 0.02 | -38.1967
2022-10-31 14:00 | 0.22275 | 0.91444 | 0.02 | -38.1725
2022-10-31 15:00 | 0.22654 | 0.87511 | 0.03 | 33.8433
2022-10-31 16:00 | 0.43038 | 0.88049 | 0.04 | 19.6958
2022-10-31 17:00 | 0.23084 | 0.87301 | 0.05 | 79.0233
2022-10-31 18:00 | 0.063221 | 0.91847 | 0 | 174.8883
2022-10-31 19:00 | 0.029082 | 0.93723 | 0.03 | 170.6175
2022-10-31 20:00 | 0 | 0.88805 | 0.03 | 116.7758
2022-10-31 21:00 | 0 | 0.89151 | 0.03 | 21.9283
2022-10-31 22:00 | 0 | 0.88887 | 0 | 24.0833
2022-10-31 23:00 | 0 | 0.90709 | 0.03 | 43.5442
2022-11-01 | 0 | 0.89574 | 0 | 46.12
2022-11-01 01:00 | 0 | 0.89599 | 0.03 | 1.8075
2022-11-01 02:00 | 0 | 0.90744 | 0.03 | 0.77333
2022-11-01 03:00 | 0 | 0.89582 | 0 | 0.295
2022-11-01 04:00 | 0 | 0.91285 | 0.03 | 1.3575
2022-11-01 05:00 | 0 | 0.89495 | 0.03 | 11.7192
2022-11-01 06:00 | 0 | 0.91782 | 0.03 | 21.7792
2022-11-01 07:00 | 0.12352 | 0.90575 | 0.02 | 9.2558
2022-11-01 08:00 | 0.72977 | 0.89569 | 0.02 | 45.7875
2022-11-01 09:00 | 0.65284 | 0.88741 | 0.02 | -30.08
2022-11-01 10:00 | 0.459 | 0.90913 | 0.02 | -23.0908
2022-11-01 11:00 | 0.75364 | 0.89478 | 0.02 | -6.7717
2022-11-01 12:00 | 0.80319 | 0.89741 | 0.02 | -40.3033
2022-11-01 13:00 | 0.98091 | 0.91031 | 0.02 | -35.6658
2022-11-01 14:00 | 0.79548 | 0.8709 | 0.02 | -48.9283
2022-11-01 15:00 | 0.57812 | 0.91884 | 0.01 | -39.6317
2022-11-01 16:00 | 0.89278 | 0.90211 | 0.02 | -25.4867
2022-11-01 17:00 | 0.46252 | 0.9089 | 0.02 | 12.4917
2022-11-01 18:00 | 0.26255 | 0.91095 | 0.02 | 0.72417
2022-11-01 19:00 | 0.026463 | 0.91473 | 0.02 | 0
2022-11-01 20:00 | 0 | 0.90098 | 0.02 | 57.5
2022-11-01 21:00 | 0 | 0.8663 | 0.02 | 6.1708
2022-11-01 22:00 | 0 | 0.89939 | 0.02 | -2.7692
2022-11-01 23:00 | 0 | 0.86959 | 0.02 | -6.0967
2022-11-02 | 0 | 0.88484 | 0.02 | -5.0308
2022-11-02 01:00 | 0 | 0.84164 | 0.02 | -5.9375
2022-11-02 02:00 | 0 | 0.81105 | 0.02 | -11.8267
2022-11-02 03:00 | 0 | 0.73962 | 0.03 | -8.4725
2022-11-02 04:00 | 0 | 0.69987 | 0 | 4.8008
2022-11-02 05:00 | 0 | 0.67181 | 0.06 | 38.5642
2022-11-02 06:00 | 0 | 0.63049 | 0.03 | 88.3458
2022-11-02 07:00 | 0.25192 | 0.49241 | 0.02 | 11.2867
2022-11-02 08:00 | 0.82465 | 0.54662 | 0.01 | -38.9667
2022-11-02 09:00 | 0.89977 | 0.68623 | 0.01 | -54.4033
2022-11-02 10:00 | 0.90087 | 0.62737 | 0.01 | -61.1233
2022-11-02 11:00 | 0.80958 | 0.64689 | 0.01 | -63.8008
2022-11-02 12:00 | 0.56269 | 0.6344 | 0.01 | -62.0425
2022-11-02 13:00 | 0.53656 | 0.62543 | 0.01 | -59.9233
2022-11-02 14:00 | 0.72598 | 0.6072 | 0.02 | -45.0408
2022-11-02 15:00 | 0.83839 | 0.64863 | 0.03 | -0.0575
2022-11-02 16:00 | 1 | 0.60925 | 0 | 69.3708
2022-11-02 17:00 | 0.94742 | 0.49318 | 0.07 | 8.88
2022-11-02 18:00 | 0.39187 | 0.40825 | 0.07 | 47.8175
2022-11-02 19:00 | 0.073709 | 0.37852 | 0.1 | 42.1117
2022-11-02 20:00 | 0 | 0.29114 | 0.08 | 54.7233
2022-11-02 21:00 | 0 | 0.34697 | 0.09 | 44.715
2022-11-02 22:00 | 0 | 0.34068 | 0.13 | 9.6442
2022-11-02 23:00 | 0 | 0.35194 | 0.14 | 29.3117
2022-11-03 | 0 | 0.37984 | 0.13 | 153.7417
2022-11-03 01:00 | 0 | 0.36765 | 0.11 | 171.8125
2022-11-03 02:00 | 0 | 0.42544 | 0.16 | 67.3375
2022-11-03 03:00 | 0 | 0.37118 | 0.18 | 89.6325
2022-11-03 04:00 | 0 | 0.29377 | 0.21 | 81.68
2022-11-03 05:00 | 0 | 0.18992 | 0.18 | 175.1908
2022-11-03 06:00 | 0 | 0.14091 | 0.1 | 236.9967
2022-11-03 07:00 | 0.19951 | 0.091428 | 0.07 | 148.4833
2022-11-03 08:00 | 0.56984 | 0.046892 | 0.06 | 16.6508
2022-11-03 09:00 | 0.87171 | 0.050587 | 0.06 | -1.1008
2022-11-03 10:00 | 0.54234 | 0.077792 | 0.05 | -1.8533
2022-11-03 11:00 | 0.5657 | 0.089272 | 0.04 | -16.9583
2022-11-03 12:00 | 0.78461 | 0.10793 | 0.04 | -18.595
2022-11-03 13:00 | 0.71848 | 0.15577 | 0.04 | -38.9133
2022-11-03 14:00 | 0.8243 | 0.17884 | 0.05 | -34.2808
2022-11-03 15:00 | 0.73165 | 0.26619 | 0.07 | 16.6233
2022-11-03 16:00 | 0.88731 | 0.29291 | 0.15 | 55.2258
2022-11-03 17:00 | 1 | 0.35795 | 0.21 | 94.2125
2022-11-03 18:00 | 0.47199 | 0.38838 | 0.17 | 296.0625
2022-11-03 19:00 | 0.10052 | 0.37618 | 0.13 | 318.9108
2022-11-03 20:00 | 0 | 0.36463 | 0.11 | 189.9933
2022-11-03 21:00 | 0 | 0.43852 | 0.14 | 139.7992
2022-11-03 22:00 | 0 | 0.39028 | 0.16 | 76.6058
2022-11-03 23:00 | 0 | 0.31763 | 0.12 | 186.3767
2022-11-04 | 0 | 0.23866 | 0.11 | 180.9625
2022-11-04 01:00 | 0 | 0.12699 | 0.11 | 174.555
2022-11-04 02:00 | 0 | 0.056363 | 0.14 | 145.7517
2022-11-04 03:00 | 0 | 0.062597 | 0.17 | 153.0608
2022-11-04 04:00 | 0 | 0.073825 | 0.2 | 211.4275
2022-11-04 05:00 | 0 | 0.071357 | 0.12 | 255.5058
2022-11-04 06:00 | 0 | 0.066398 | 0.06 | 117.7367
2022-11-04 07:00 | 0.38263 | 0.047052 | 0.05 | 111.2292
2022-11-04 08:00 | 0.94732 | 0.004844 | 0.03 | 89.4258
2022-11-04 09:00 | 1 | 0.02584 | 0.04 | 106.31
2022-11-04 10:00 | 1 | 0.013165 | 0.03 | 191.2167
2022-11-04 11:00 | 1 | 0.005335 | 0.02 | 108.4417
2022-11-04 12:00 | 0.99265 | 0.0023 | 0 | 76.1017
2022-11-04 13:00 | 0.9943 | 0.000606 | 0.04 | 41.77
2022-11-04 14:00 | 0.9811 | 0.000461 | 0.07 | 28.7075
2022-11-04 15:00 | 1 | 0.001516 | 0.11 | 32.6
2022-11-04 16:00 | 1 | 0.009879 | 0.21 | 51.0283
2022-11-04 17:00 | 0.92409 | 0.049998 | 0.24 | 123.4467
2022-11-04 18:00 | 0.43457 | 0.088116 | 0.18 | 213.8992
2022-11-04 19:00 | 0.095732 | 0.23807 | 0.1 | 186.1658
2022-11-04 20:00 | 0 | 0.24805 | 0.1 | 167.37
2022-11-04 21:00 | 0 | 0.19083 | 0.09 | 144.3175
2022-11-04 22:00 | 0 | 0.1836 | 0.08 | 122.6975
2022-11-04 23:00 | 0 | 0.32897 | 0.08 | 115.71
2022-11-05 | 0 | 0.38162 | 0.09 | 110.4167
2022-11-05 01:00 | 0 | 0.33846 | 0.09 | 100.2667
2022-11-05 02:00 | 0 | 0.34095 | 0.09 | 90.2933
2022-11-05 03:00 | 0 | 0.28756 | 0.09 | 82.3075
2022-11-05 04:00 | 0 | 0.25521 | 0 | 88.965
2022-11-05 05:00 | 0 | 0.25833 | 0.03 | 93.31
2022-11-05 06:00 | 0 | 0.27131 | 0.02 | 40.0667
2022-11-05 07:00 | 0.18474 | 0.24944 | 0.02 | 23.805
2022-11-05 08:00 | 0.75369 | 0.12151 | 0.02 | 4.7708
2022-11-05 09:00 | 0.99342 | 0.081814 | 0 | -46.2117
2022-11-05 10:00 | 1 | 0.15085 | 0.02 | -73.9367
2022-11-05 11:00 | 0.97633 | 0.063785 | 0.02 | -45.01
2022-11-05 12:00 | 0.88631 | 0.018047 | 0.02 | -7.605
2022-11-05 13:00 | 0.82142 | 0.004733 | 0.02 | 18.1867
2022-11-05 14:00 | 0.80703 | 0.001089 | 0.07 | 17.7975
2022-11-05 15:00 | 0.94814 | 0.000287 | 0.14 | 31.9658
2022-11-05 16:00 | 0.99831 | 0.001014 | 0.24 | 87.7992
2022-11-05 17:00 | 0.96747 | 0.015884 | 0.26 | 122.1275
2022-11-05 18:00 | 0.42468 | 0.033679 | 0.2 | 190.7042
2022-11-05 19:00 | 0.067874 | 0.08179 | 0.2 | 179.5258
2022-11-05 20:00 | 0 | 0.041497 | 0.16 | 157.2933
2022-11-05 21:00 | 0 | 0.054087 | 0.1 | 124.3717
2022-11-05 22:00 | 0 | 0.17897 | 0.11 | 107.9383
2022-11-05 23:00 | 0 | 0.43855 | 0.1 | 120.8225
2022-11-06 | 0 | 0.49851 | 0.1 | 126.9867
2022-11-06 01:00 | 0 | 0.44646 | 0.12 | 103.7933
2022-11-06 02:00 | 0 | 0.39993 | 0.13 | 107.7917
2022-11-06 03:00 | 0 | 0.35027 | 0.11 | 94.77
2022-11-06 04:00 | 0 | 0.27654 | 0.1 | 97.81
2022-11-06 05:00 | 0 | 0.19465 | 0.06 | 128.175
2022-11-06 06:00 | 0 | 0.10136 | 0 | 26.825
2022-11-06 07:00 | 0.34649 | 0.057669 | 0.03 | -44.8242
2022-11-06 08:00 | 0.84771 | 0.000897 | 0.02 | -59.755
2022-11-06 09:00 | 0.95026 | 0.001052 | 0.02 | -64.7325
2022-11-06 10:00 | 1 | 0.00051 | 0.02 | -60.3333
2022-11-06 11:00 | 0.98956 | 0.001327 | 0.03 | -20.2933
2022-11-06 12:00 | 0.91815 | 0.001092 | 0.02 | 0.10417
2022-11-06 13:00 | 0.94401 | 0.001092 | 0.03 | -8.685
2022-11-06 14:00 | 0.92086 | 0.001092 | 0.05 | 42.7583
2022-11-06 15:00 | 0.89471 | 0.001092 | 0.12 | 61.9767
2022-11-06 16:00 | 0.96291 | 0.002135 | 0.2 | 150.205
2022-11-06 17:00 | 0.77868 | 0.014265 | 0.22 | 147.62
2022-11-06 18:00 | 0.44454 | 0.094188 | 0.18 | 193.715
2022-11-06 19:00 | 0.0967 | 0.1896 | 0.14 | 156.7958
2022-11-06 20:00 | 0 | 0.17975 | 0.1 | 120.2725
2022-11-06 21:00 | 0 | 0.14738 | 0.06 | 115.3125
2022-11-06 22:00 | 0 | 0.12516 | 0.03 | 115.5258
2022-11-06 23:00 | 0 | 0.173 | 0.03 | 119.5883
2022-11-07 | 0 | 0.23561 | 0.03 | 122.46
2022-11-07 01:00 | 0 | 0.30733 | 0.03 | 116.045
2022-11-07 02:00 | 0 | 0.39107 | 0.04 | 109.1033
2022-11-07 03:00 | 0 | 0.44389 | 0.09 | 113.7933
2022-11-07 04:00 | 0 | 0.37003 | 0.1 | 124.3375
2022-11-07 05:00 | 0 | 0.35151 | 0.08 | 144.3367
2022-11-07 06:00 | 0 | 0.35767 | 0.06 | 97.1558
2022-11-07 07:00 | 0.3821 | 0.36285 | 0.05 | 76.0958
2022-11-07 08:00 | 0.89652 | 0.15745 | 0.04 | 61.1425
2022-11-07 09:00 | 0.99133 | 0.08593 | 0.04 | 3.9425
2022-11-07 10:00 | 1 | 0.17212 | 0.05 | 4.1858
2022-11-07 11:00 | 0.99997 | 0.2192 | 0.05 | 27.8575
2022-11-07 12:00 | 1 | 0.15885 | 0 | 73.3708
2022-11-07 13:00 | 1 | 0.1068 | 0.1 | 120.705
2022-11-07 14:00 | 0.99318 | 0.073463 | 0.1 | 156.4142
2022-11-07 15:00 | 0.99953 | 0.041529 | 0.12 | 90.8917
2022-11-07 16:00 | 0.98484 | 0.030924 | 0.21 | 136.6117
2022-11-07 17:00 | 0.8309 | 0.041882 | 0.2 | 175.125
2022-11-07 18:00 | 0.3281 | 0.072688 | 0.21 | 189.9958
2022-11-07 19:00 | 0.078441 | 0.14993 | 0.1 | 164.4483
2022-11-07 20:00 | 0 | 0.18126 | 0.1 | 131.1608
2022-11-07 21:00 | 0 | 0.28969 | 0.08 | 132.905
2022-11-07 22:00 | 0 | 0.40957 | 0.06 | 146.5
2022-11-07 23:00 | 0 | 0.36319 | 0.05 | 164.5833
2022-11-08 | 0 | 0.39691 | 0.05 | 138.6925
2022-11-08 01:00 | 0 | 0.4512 | 0.05 | 106.56
2022-11-08 02:00 | 0 | 0.5243 | 0.06 | 88.03
2022-11-08 03:00 | 0 | 0.53463 | 0.1 | 87.3658
2022-11-08 04:00 | 0 | 0.61722 | 0.09 | 89.5633
2022-11-08 05:00 | 0 | 0.61542 | 0.08 | 69.1225
2022-11-08 06:00 | 0 | 0.48701 | 0.07 | 54.1342
2022-11-08 07:00 | 0.21666 | 0.37022 | 0.05 | 32.1692
2022-11-08 08:00 | 0.40239 | 0.28625 | 0.03 | -31.8667
2022-11-08 09:00 | 0.46634 | 0.21383 | 0.03 | -61.3783
2022-11-08 10:00 | 0.56748 | 0.34318 | 0.03 | -36.7642
2022-11-08 11:00 | 0.72255 | 0.43338 | 0.03 | -36.5658
2022-11-08 12:00 | 0.68833 | 0.53556 | 0.05 | -12.08
2022-11-08 13:00 | 0.83893 | 0.52867 | 0.09 | 60.5825
2022-11-08 14:00 | 0.85162 | 0.41253 | 0.15 | 91.645
2022-11-08 15:00 | 0.79207 | 0.30344 | 0.19 | 118.7558
2022-11-08 16:00 | 0.52585 | 0.25707 | 0.26 | 140.235
2022-11-08 17:00 | 0.17539 | 0.20093 | 0.28 | 158.3642
2022-11-08 18:00 | 0.066123 | 0.12336 | 0.26 | 193.9025
2022-11-08 19:00 | 0.058318 | 0.13093 | 0.22 | 172.6333
2022-11-08 20:00 | 0 | 0.25585 | 0.17 | 145.0733
2022-11-08 21:00 | 0 | 0.30959 | 0.12 | 121.1175
2022-11-08 22:00 | 0 | 0.32949 | 0.1 | 116.4483
2022-11-08 23:00 | 0 | 0.41787 | 0.07 | 103.5075
2022-11-09 | 0 | 0.62327 | 0.03 | 89.8642
2022-11-09 01:00 | 0 | 0.7198 | 0.02 | 53.0425
2022-11-09 02:00 | 0 | 0.77192 | 0.02 | 44.4008
2022-11-09 03:00 | 0 | 0.69695 | 0.02 | 32.4542
2022-11-09 04:00 | 0 | 0.67796 | 0.02 | 40.7267
2022-11-09 05:00 | 0 | 0.78337 | 0.02 | 45.785
2022-11-09 06:00 | 0 | 0.87416 | 0.02 | 9.615
2022-11-09 07:00 | 0.14929 | 0.92004 | 0.01 | 2.155
2022-11-09 08:00 | 0.18675 | 0.88105 | 0.01 | 6.1792
2022-11-09 09:00 | 0.34355 | 0.86413 | 0.01 | -15.4725
2022-11-09 10:00 | 0.52171 | 0.86694 | 0.01 | -28.1942
2022-11-09 11:00 | 0.90444 | 0.9084 | 0.01 | -52.2083
2022-11-09 12:00 | 0.93372 | 0.92196 | 0.01 | -51.8192
2022-11-09 13:00 | 0.93677 | 0.92965 | 0.02 | -21.6858
2022-11-09 14:00 | 0.62866 | 0.93258 | 0.04 | 0.92083
2022-11-09 15:00 | 0.58549 | 0.92858 | 0.08 | 21.735
2022-11-09 16:00 | 0.73253 | 0.88406 | 0.1 | 60.0608
2022-11-09 17:00 | 0.60505 | 0.60782 | 0.09 | 111.3125
2022-11-09 18:00 | 0.23815 | 0.33445 | 0.07 | 117.2708
2022-11-09 19:00 | 0.011803 | 0.66119 | 0.06 | 97.0717
2022-11-09 20:00 | 0 | 0.31961 | 0.07 | 72.6883
2022-11-09 21:00 | 0 | 0.19022 | 0.09 | 44.4158
2022-11-09 22:00 | 0 | 0.48807 | 0.1 | 37.9275
2022-11-09 23:00 | 0 | 0.79022 | 0.12 | 39.7175
2022-11-10 | 0 | 0.72439 | 0.11 | 69.9975
2022-11-10 01:00 | 0 | 0.69484 | 0.1 | 130.5925
2022-11-10 02:00 | 0 | 0.6496 | 0.11 | 44.9583
2022-11-10 03:00 | 0 | 0.48602 | 0.18 | 27.9492
2022-11-10 04:00 | 0 | 0.36296 | 0.23 | 58.6942
2022-11-10 05:00 | 0 | 0.35632 | 0.16 | 114.9567
2022-11-10 06:00 | 0 | 0.10915 | 0.1 | 82.8225
2022-11-10 07:00 | 0.33574 | 0.008535 | 0.07 | 3.1192
2022-11-10 08:00 | 0.68756 | 0.003556 | 0.06 | 343.1333
2022-11-10 09:00 | 0.75222 | 0.020033 | 0.05 | -29.885
2022-11-10 10:00 | 0.60021 | 0.014394 | 0.04 | -29.5425
2022-11-10 11:00 | 0.88647 | 0 | 0.03 | 6.3858
2022-11-10 12:00 | 0.9727 | 0.000427 | 0.03 | 26.765
2022-11-10 13:00 | 1 | 0.076166 | 0.04 | 23.7133
2022-11-10 14:00 | 0.99821 | 0.14618 | 0.06 | 42.785
2022-11-10 15:00 | 0.98801 | 0.10704 | 0.09 | 13.945
2022-11-10 16:00 | 1 | 0.16736 | 0.14 | 83.8367
2022-11-10 17:00 | 0.9632 | 0.40588 | 0.18 | 95.6758
2022-11-10 18:00 | 0.47858 | 0.59879 | 0.18 | 111.21
2022-11-10 19:00 | 0.10472 | 0.75823 | 0.18 | 123.4792
2022-11-10 20:00 | 0 | 0.76192 | 0.18 | 101.2592
2022-11-10 21:00 | 0 | 0.80046 | 0.18 | 103.9342
2022-11-10 22:00 | 0 | 0.81854 | 0.19 | 114.155
2022-11-10 23:00 | 0 | 0.75668 | 0.2 | 126.1592
2022-11-11 | 0 | 0.5241 | 0.27 | 132.5458
2022-11-11 01:00 | 0 | 0.3099 | 0.27 | 131.4067
2022-11-11 02:00 | 0 | 0.21669 | 0.27 | 141.1758
2022-11-11 03:00 | 0 | 0.1814 | 0.27 | 143.7858
2022-11-11 04:00 | 0 | 0.15597 | 0.26 | 157.4175
2022-11-11 05:00 | 0 | 0.13377 | 0.22 | 150.0333
2022-11-11 06:00 | 0 | 0.10236 | 0.16 | 150.3208
2022-11-11 07:00 | 0.32386 | 0.04789 | 0.13 | 134.8933
2022-11-11 08:00 | 0.94306 | 0.000683 | 0.1 | 115.64
2022-11-11 09:00 | 1 | 0.000263 | 0.07 | 95.6767
2022-11-11 10:00 | 1 | 0.000421 | 0.06 | 57.0608
2022-11-11 11:00 | 1 | 0.003333 | 0.05 | -36.8092
2022-11-11 12:00 | 1 | 0.07489 | 0.06 | -112.7058
2022-11-11 13:00 | 1 | 0.058894 | 0.07 | -37.42
2022-11-11 14:00 | 0.99056 | 0.074533 | 0.1 | -10.2933
2022-11-11 15:00 | 1 | 0.13277 | 0.13 | 26.9183
2022-11-11 16:00 | 0.73297 | 0.20445 | 0.18 | 103.9442
2022-11-11 17:00 | 0.40722 | 0.24174 | 0.19 | 115.0517
2022-11-11 18:00 | 0.32544 | 0.22551 | 0.14 | 204.5742
2022-11-11 19:00 | 0.066746 | 0.32844 | 0.1 | 149.2667
2022-11-11 20:00 | 0 | 0.33254 | 0.1 | 118.3275
2022-11-11 21:00 | 0 | 0.26577 | 0.09 | 101.255
2022-11-11 22:00 | 0 | 0.167 | 0.09 | 118.3858
2022-11-11 23:00 | 0 | 0.22671 | 0.08 | 97.825
2022-11-12 | 0 | 0.38047 | 0.08 | 90.2183
2022-11-12 01:00 | 0 | 0.33527 | 0.09 | 93.9467
2022-11-12 02:00 | 0 | 0.64474 | 0.07 | 43.57
2022-11-12 03:00 | 0 | 0.84985 | 0.05 | -148.5092
2022-11-12 04:00 | 0 | 0.84977 | 0.06 | -40.9658
2022-11-12 05:00 | 0 | 0.77709 | 0.07 | -27.3375
2022-11-12 06:00 | 0 | 0.81371 | 0.1 | 30.6358
2022-11-12 07:00 | 0.03935 | 0.82902 | 0.06 | 74.9967
2022-11-12 08:00 | 0.32872 | 0.9244 | 0.05 | 194.3
2022-11-12 09:00 | 0.70767 | 0.91693 | 0.05 | -44.3242
2022-11-12 10:00 | 0.51046 | 0.87875 | 0.05 | 34.4933
2022-11-12 11:00 | 0.94911 | 0.92417 | 0.1 | 33.61
2022-11-12 12:00 | 0.99628 | 0.86732 | 0.05 | 24.0975
2022-11-12 13:00 | 0.58616 | 0.50402 | 0.05 | 51.555
2022-11-12 14:00 | 0.4046 | 0.59575 | 0.11 | 21.315
2022-11-12 15:00 | 0.1933 | 0.55401 | 0.14 | 106.7567
2022-11-12 16:00 | 0.39129 | 0.37873 | 0.16 | 14.3275
2022-11-12 17:00 | 0.30637 | 0.6337 | 0.22 | -333.105
2022-11-12 18:00 | 0.12314 | 0.21592 | 0.2 | 18.5858
2022-11-12 19:00 | 0.033742 | 0.10382 | 0.26 | 179.6742
2022-11-12 20:00 | 0 | 0.30958 | 0.29 | 123.3392
2022-11-12 21:00 | 0 | 0.10865 | 0.3 | 559.5875
2022-11-12 22:00 | 0 | 0.002898 | 0.26 | 274.4842
2022-11-12 23:00 | 0 | 0 | 0.21 | 283.0375
2022-11-13 | 0 | 0.029306 | 0.19 | 237.3375
2022-11-13 01:00 | 0 | 0.18667 | 0.25 | 146.7117
2022-11-13 02:00 | 0 | 0.42292 | 0.21 | 576.4208
2022-11-13 03:00 | 0 | 0.33796 | 0.17 | 4726.1733
2022-11-13 04:00 | 0 | 0.15605 | 0.1 | 54.6292
2022-11-13 05:00 | 0 | 0.19856 | 0.13 | -61.1458
2022-11-13 06:00 | 0.000318 | 0.2693 | 0.11 | -65.9733
2022-11-13 07:00 | 0.2019 | 0.31201 | 0.1 | -110.3858
2022-11-13 08:00 | 0.69227 | 0.80571 | 0.1 | -363.51
2022-11-13 09:00 | 0.93578 | 0.67021 | 0.11 | -93.34
2022-11-13 10:00 | 0.99966 | 0.62729 | 0.12 | 8
2022-11-13 11:00 | 0.96753 | 0.88178 | 0.12 | 12.2308
2022-11-13 12:00 | 0.98239 | 0.90126 | 0.1 | 71.5275
2022-11-13 13:00 | 0.95435 | 0.92857 | 0.09 | 81.8692
2022-11-13 14:00 | 0.81324 | 0.91149 | 0.09 | -252.7658
2022-11-13 15:00 | 0.89096 | 0.92168 | 0.09 | -604.4667
2022-11-13 16:00 | 0.74156 | 0.92883 | 0.08 | -124.8517
2022-11-13 17:00 | 0.50467 | 0.91858 | 0.09 | -68.6892
2022-11-13 18:00 | 0.29415 | 0.91521 | 0.1 | -63.1975
2022-11-13 19:00 | 0.030731 | 0.90341 | 0.1 | -34.5833
2022-11-13 20:00 | 0 | 0.92381 | 0.1 | 6.1042
2022-11-13 21:00 | 0 | 0.91577 | 0.1 | -54.7775
2022-11-13 22:00 | 0 | 0.91492 | 0.1 | -74.5425
2022-11-13 23:00 | 0 | 0.89532 | 0.1 | -69.185
2022-11-14 | 0 | 0.91592 | 0.1 | -76.7992
2022-11-14 01:00 | 0 | 0.91105 | 0.11 | -71.8525
2022-11-14 02:00 | 0 | 0.91615 | 0.1 | -65.7508
2022-11-14 03:00 | 0 | 0.93431 | 0.11 | -73.6742
2022-11-14 04:00 | 0 | 0.89281 | 0.09 | -71.0025
2022-11-14 05:00 | 0 | 0.92708 | 0.09 | -67.2567
2022-11-14 06:00 | 0.00019819 | 0.89631 | 0.09 | -29.5633
2022-11-14 07:00 | 0.16057 | 0.92177 | 0.08 | 12.175
2022-11-14 08:00 | 0.41759 | 0.89949 | 0.09 | 5.8092
2022-11-14 09:00 | 0.41305 | 0.90408 | 0.09 | -71.635
2022-11-14 10:00 | 0.47207 | 0.89646 | 0.1 | -56.9492
2022-11-14 11:00 | 0.46565 | 0.89309 | 0.08 | -72.3675
2022-11-14 12:00 | 0.53738 | 0.87082 | 0.07 | -65.7608
2022-11-14 13:00 | 0.66391 | 0.83738 | 0.06 | -61.75
2022-11-14 14:00 | 0.9072 | 0.85966 | 0.06 | -233.7358
2022-11-14 15:00 | 0.8651 | 0.86636 | 0.06 | -74.1667
2022-11-14 16:00 | 0.96601 | 0.87298 | 0.08 | -77.1992
2022-11-14 17:00 | 0.97242 | 0.86314 | 0.09 | -130.5992
2022-11-14 18:00 | 0.471 | 0.83653 | 0.09 | 34.9
2022-11-14 19:00 | 0.11549 | 0.72444 | 0.11 | 30.9867
2022-11-14 20:00 | 0 | 0.64465 | 0.1 | 112.1692
2022-11-14 21:00 | 0 | 0.58066 | 0.15 | 42.7608
2022-11-14 22:00 | 0 | 0.57534 | 0.2 | -2.3458
2022-11-14 23:00 | 0 | 0.49842 | 0.21 | 111.095
2022-11-15 | 0 | 0.48449 | 0.19 | 299.5592
2022-11-15 01:00 | 0 | 0.38201 | 0.18 | 293.8075
2022-11-15 02:00 | 0 | 0.30881 | 0.2 | 162.2867
2022-11-15 03:00 | 0 | 0.31716 | 0.25 | 151.6233
2022-11-15 04:00 | 0 | 0.24241 | 0.26 | 211.5442
2022-11-15 05:00 | 0 | 0.23737 | 0.2 | 285.22
2022-11-15 06:00 | 0.00059803 | 0.26615 | 0.16 | 276.0117
2022-11-15 07:00 | 0.20136 | 0.24847 | 0.1 | 128.0658
2022-11-15 08:00 | 0.35921 | 0.16247 | 0.07 | -143.33
2022-11-15 09:00 | 0.57644 | 0.1853 | 0.04 | 123.2792
2022-11-15 10:00 | 0.38075 | 0.19565 | 0.05 | 61.885
2022-11-15 11:00 | 0.68862 | 0.2078 | 0.05 | 163.56
2022-11-15 12:00 | 0.91539 | 0.22356 | 0.05 | 941.6867
2022-11-15 13:00 | 0.7628 | 0.23864 | 0.05 | 27.5192
2022-11-15 14:00 | 0.77524 | 0.31308 | 0.1 | -44.7067
2022-11-15 15:00 | 0.90426 | 0.39638 | 0.08 | -68.0617
2022-11-15 16:00 | 0.89999 | 0.49315 | 0.12 | -83.885
2022-11-15 17:00 | 0.98122 | 0.65681 | 0.17 | -54.9175
2022-11-15 18:00 | 0.60413 | 0.67661 | 0.2 | 46.6225
2022-11-15 19:00 | 0.11023 | 0.59742 | 0.23 | 230.7167
2022-11-15 20:00 | 0 | 0.60164 | 0.25 | 225.0275
2022-11-15 21:00 | 0 | 0.56675 | 0.28 | 223.7292
2022-11-15 22:00 | 0 | 0.57282 | 0.3 | 236.9208
2022-11-15 23:00 | 0 | 0.47617 | 0.31 | 450.9067
2022-11-16 | 0 | 0.37524 | 0.3 | 411.6308
2022-11-16 01:00 | 0 | 0.23626 | 0.29 | 275.8267
2022-11-16 02:00 | 0 | 0.16676 | 0.29 | 403.2117
2022-11-16 03:00 | 0 | 0.21229 | 0.31 | 226.5625
2022-11-16 04:00 | 0 | 0.22908 | 0.28 | 224.2017
2022-11-16 05:00 | 0 | 0.27402 | 0.21 | 232.1542
2022-11-16 06:00 | 0.0016802 | 0.1684 | 0.12 | 230.0067
2022-11-16 07:00 | 0.25826 | 0.097983 | 0.13 | 8.7708
2022-11-16 08:00 | 0.76868 | 0.039043 | 0.1 | 701.1783
2022-11-16 09:00 | 0.75511 | 0.12139 | 0.08 | 112.7358
2022-11-16 10:00 | 0.79096 | 0.15592 | 0.08 | 93.28
2022-11-16 11:00 | 0.92982 | 0.16735 | 0.07 | 211.6408
2022-11-16 12:00 | 0.88511 | 0.25291 | 0.07 | -24.0633
2022-11-16 13:00 | 0.93948 | 0.26516 | 0.07 | -10.5883
2022-11-16 14:00 | 0.99548 | 0.24052 | 0.1 | -32.0258
2022-11-16 15:00 | 1 | 0.2962 | 0.12 | -93.665
2022-11-16 16:00 | 1 | 0.21716 | 0.18 | -111.8375
2022-11-16 17:00 | 1 | 0.23152 | 0.23 | -89.8167
2022-11-16 18:00 | 0.74164 | 0.22512 | 0.2 | 194.31
2022-11-16 19:00 | 0.11011 | 0.26472 | 0.16 | 272.3142
2022-11-16 20:00 | 0 | 0.34611 | 0.2 | 229.425
2022-11-16 21:00 | 0 | 0.4018 | 0.18 | 94.1208
2022-11-16 22:00 | 0 | 0.33422 | 0.16 | 189.3658
2022-11-16 23:00 | 0 | 0.18501 | 0.16 | 201.4367
2022-11-17 | 0 | 0.11175 | 0.14 | 153.9183
2022-11-17 01:00 | 0 | 0.085851 | 0.14 | 84.275
2022-11-17 02:00 | 0 | 0.10008 | 0.14 | 29.23
2022-11-17 03:00 | 0 | 0.15436 | 0.13 | 12.6083
2022-11-17 04:00 | 0 | 0.20688 | 0.12 | -61.775
2022-11-17 05:00 | 0 | 0.24912 | 0.11 | -5.2717
2022-11-17 06:00 | 0.002054 | 0.26702 | 0.08 | 123.73
2022-11-17 07:00 | 0.42053 | 0.27866 | 0.06 | 14.0292
2022-11-17 08:00 | 0.97813 | 0.20184 | 0.08 | -100.3833
2022-11-17 09:00 | 1 | 0.33888 | 0.1 | 77.5033
2022-11-17 10:00 | 1 | 0.30593 | 0.11 | 191.4325
2022-11-17 11:00 | 1 | 0.13082 | 0.1 | 342.53
2022-11-17 12:00 | 1 | 0.053433 | 0.11 | 259.4667
2022-11-17 13:00 | 1 | 0.055763 | 0.11 | 212.1483
2022-11-17 14:00 | 1 | 0.037939 | 0.13 | 30.6233
2022-11-17 15:00 | 1 | 0.019606 | 0.16 | 127.5592
2022-11-17 16:00 | 1 | 0.022485 | 0.21 | 1827.8625
2022-11-17 17:00 | 0.98435 | 0.03786 | 0.2 | 120.3208
2022-11-17 18:00 | 0.841 | 0.075898 | 0.15 | 277.0658
2022-11-17 19:00 | 0.1103 | 0.14913 | 0.09 | 251.8092
2022-11-17 20:00 | 0 | 0.49708 | 0.06 | 199.2033
2022-11-17 21:00 | 0 | 0.52661 | 0.06 | 68.155
2022-11-17 22:00 | 0 | 0.51828 | 0.06 | 47.1408
2022-11-17 23:00 | 0 | 0.74916 | 0.05 | -36.8258
2022-11-18 | 0 | 0.84798 | 0.06 | -37.1417
2022-11-18 01:00 | 0 | 0.83822 | 0.06 | -27.8908
2022-11-18 02:00 | 0 | 0.80732 | 0.06 | -48.8917
2022-11-18 03:00 | 0 | 0.81099 | 0.1 | -57.5
2022-11-18 04:00 | 0 | 0.80893 | 0.05 | -61.0542
2022-11-18 05:00 | 0 | 0.55791 | 0.06 | -54.02
2022-11-18 06:00 | 0.0015212 | 0.64807 | 0.05 | -66.2125
2022-11-18 07:00 | 0.091938 | 0.77596 | 0.03 | -67.3408
2022-11-18 08:00 | 0.11872 | 0.90313 | 0.04 | -86.7942
2022-11-18 09:00 | 0.1464 | 0.87484 | 0.06 | -72.1208
2022-11-18 10:00 | 0.1909 | 0.80836 | 0.05 | -65.9542
2022-11-18 11:00 | 0.10851 | 0.89774 | 0.04 | -43.9208
2022-11-18 12:00 | 0.12631 | 0.87708 | 0.04 | -60.655
2022-11-18 13:00 | 0.56681 | 0.91952 | 0.1 | -61.7692
2022-11-18 14:00 | 0.85441 | 0.92834 | 0.1 | -51.6567
2022-11-18 15:00 | 1 | 0.89725 | 0.07 | -63.5258
2022-11-18 16:00 | 1 | 0.9181 | 0.07 | -65.7342
2022-11-18 17:00 | 0.94827 | 0.89454 | 0.07 | -80.4442
2022-11-18 18:00 | 0.7213 | 0.87157 | 0.09 | -58.5817
2022-11-18 19:00 | 0.08803 | 0.84784 | 0.08 | -37.71
2022-11-18 20:00 | 0 | 0.87579 | 0.08 | -70.6783
2022-11-18 21:00 | 0 | 0.86234 | 0.09 | -67.0025
2022-11-18 22:00 | 0 | 0.9031 | 0.09 | -64.6283
2022-11-18 23:00 | 0 | 0.92605 | 0.08 | -67.4683
2022-11-19 | 0 | 0.92698 | 0.09 | -64.52
2022-11-19 01:00 | 0 | 0.92953 | 0.1 | -60.5642
2022-11-19 02:00 | 0 | 0.88212 | 0.1 | -71.3442
2022-11-19 03:00 | 0 | 0.88161 | 0.14 | -82.6667
2022-11-19 04:00 | 0 | 0.91221 | 0.14 | -77.7108
2022-11-19 05:00 | 0 | 0.84359 | 0.12 | 2198.4067
2022-11-19 06:00 | 0.0011461 | 0.88326 | 0.07 | -59.4358
2022-11-19 07:00 | 0.30568 | 0.93033 | 0.07 | -68.5908
2022-11-19 08:00 | 0.88378 | 0.56221 | 0.07 | -102.2417
2022-11-19 09:00 | 0.85874 | 0.26555 | 0.06 | -61.0158
2022-11-19 10:00 | 0.71344 | 0.55099 | 0.07 | -59.5283
2022-11-19 11:00 | 0.82016 | 0.64646 | 0.07 | -63.9142
2022-11-19 12:00 | 0.90181 | 0.8373 | 0.07 | -63.1533
2022-11-19 13:00 | 0.97119 | 0.9158 | 0.06 | -61.2833
2022-11-19 14:00 | 0.76774 | 0.90641 | 0.05 | -66.3367
2022-11-19 15:00 | 0.90554 | 0.92165 | 0.04 | -70.8867
2022-11-19 16:00 | 0.67464 | 0.9433 | 0.03 | -59.9825
2022-11-19 17:00 | 0.32324 | 0.9167 | 0.02 | -34.0192
2022-11-19 18:00 | 0.50348 | 0.91039 | 0.02 | -16.9367
2022-11-19 19:00 | 0.10954 | 0.88035 | 0 | -21.4508
2022-11-19 20:00 | 0 | 0.87284 | 0 | -47.5542
2022-11-19 21:00 | 0 | 0.90919 | 0.02 | -61.8575
2022-11-19 22:00 | 0 | 0.90736 | 0.02 | -70.9175
2022-11-19 23:00 | 0 | 0.87509 | 0.02 | -63.8792
2022-11-20 | 0 | 0.84531 | 0.02 | -40.8875
2022-11-20 01:00 | 0 | 0.79916 | 0.02 | -54.8242
2022-11-20 02:00 | 0 | 0.69654 | 0.02 | -71.54
2022-11-20 03:00 | 0 | 0.5921 | 0.02 | -67.4625
2022-11-20 04:00 | 0 | 0.563 | 0.03 | -70.2575
2022-11-20 05:00 | 0 | 0.58542 | 0.03 | -70.01
2022-11-20 06:00 | 0.0023639 | 0.61725 | 0.02 | -76.9592
2022-11-20 07:00 | 0.26008 | 0.65589 | 0.02 | -103.0733
2022-11-20 08:00 | 0.61434 | 0.87092 | 0 | -122.0775
2022-11-20 09:00 | 1 | 0.90576 | 0.02 | -186.0108
2022-11-20 10:00 | 0.94828 | 0.91018 | 0.02 | -90.1167
2022-11-20 11:00 | 0.97817 | 0.90157 | 0.02 | -301.41
2022-11-20 12:00 | 0.94096 | 0.90493 | 0.02 | -307.9208
2022-11-20 13:00 | 0.93133 | 0.92048 | 0.02 | -386.1825
2022-11-20 14:00 | 0.81931 | 0.91751 | 0 | -664.9017
2022-11-20 15:00 | 0.72479 | 0.93439 | 0.02 | -126.0725
2022-11-20 16:00 | 0.70364 | 0.92787 | 0.02 | -65.1275
2022-11-20 17:00 | 0.44636 | 0.92674 | 0.02 | -64.585
2022-11-20 18:00 | 0.45107 | 0.92876 | 0.02 | -52.9617
2022-11-20 19:00 | 0.048767 | 0.91674 | 0.02 | -36.1875
2022-11-20 20:00 | 0 | 0.87095 | 0.02 | -54.9717
2022-11-20 21:00 | 0 | 0.90914 | 0.02 | -51.9392
2022-11-20 22:00 | 0 | 0.89528 | 0.02 | -63.45
2022-11-20 23:00 | 0 | 0.89414 | 0.02 | -40.3408
2022-11-21 | 0 | 0.88472 | 0.02 | -37.8142
2022-11-21 01:00 | 0 | 0.8451 | 0.02 | -51.7483
2022-11-21 02:00 | 0 | 0.83528 | 0.02 | -60.3067
2022-11-21 03:00 | 0 | 0.8243 | 0 | -61.93
2022-11-21 04:00 | 0 | 0.80201 | 0.02 | -56.3392
2022-11-21 05:00 | 0 | 0.82107 | 0.02 | -24.21
2022-11-21 06:00 | 0.0023629 | 0.8513 | 0 | -57.155
2022-11-21 07:00 | 0.31568 | 0.8946 | 0.02 | -74.6008
2022-11-21 08:00 | 0.93686 | 0.91587 | 0.02 | -110.175
2022-11-21 09:00 | 0.83526 | 0.90316 | 0.02 | -108.2642
2022-11-21 10:00 | 0.81921 | 0.90867 | 0.02 | -123.3267
2022-11-21 11:00 | 0.60386 | 0.90072 | 0.02 | -235.9058
2022-11-21 12:00 | 0.8289 | 0.89668 | 0.02 | -175.1492
2022-11-21 13:00 | 0.76367 | 0.88375 | 0.02 | -127.715
2022-11-21 14:00 | 0.95527 | 0.90173 | 0.03 | -229.6225
2022-11-21 15:00 | 1 | 0.90324 | 0.03 | -100.6575
2022-11-21 16:00 | 1 | 0.90635 | 0.04 | -98.9608
2022-11-21 17:00 | 1 | 0.91228 | 0.1 | -100.17
2022-11-21 18:00 | 0.87137 | 0.89413 | 0.09 | -70.9475
2022-11-21 19:00 | 0.12361 | 0.84361 | 0.1 | -46.9942
2022-11-21 20:00 | 0 | 0.79337 | 0.1 | 89.1433
2022-11-21 21:00 | 0 | 0.68976 | 0.1 | -0.31917
2022-11-21 22:00 | 0 | 0.57768 | 0.11 | -25.0617
2022-11-21 23:00 | 0 | 0.53985 | 0.11 | -7.2808
2022-11-22 | 0 | 0.58069 | 0.1 | 0.435
2022-11-22 01:00 | 0 | 0.6222 | 0.11 | -21.7992
2022-11-22 02:00 | 0 | 0.54339 | 0.11 | -33.2358
2022-11-22 03:00 | 0 | 0.52833 | 0.12 | -35.9692
2022-11-22 04:00 | 0 | 0.4284 | 0.15 | -23.9225
2022-11-22 05:00 | 0 | 0.41649 | 0.14 | 41.1425
2022-11-22 06:00 | 0.0024686 | 0.29012 | 0.1 | 187.4783
2022-11-22 07:00 | 0.2073 | 0.14115 | 0.09 | 182.3767
2022-11-22 08:00 | 0.31116 | 0.27854 | 0.07 | 98.2208
2022-11-22 09:00 | 0.3927 | 0.3316 | 0.04 | -35.6633
2022-11-22 10:00 | 0.47748 | 0.25703 | 0.04 | 14.5333
2022-11-22 11:00 | 0.59684 | 0.1819 | 0.04 | -43.33
2022-11-22 12:00 | 0.7474 | 0.17117 | 0.04 | -29.8208
2022-11-22 13:00 | 0.76095 | 0.15598 | 0 | -75.3592
2022-11-22 14:00 | 0.79133 | 0.12495 | 0.09 | -71.0042
2022-11-22 15:00 | 0.93563 | 0.14273 | 0.11 | -59.16
2022-11-22 16:00 | 1 | 0.18619 | 0.16 | 8.8842
2022-11-22 17:00 | 1 | 0.18355 | 0.23 | 34.9508
2022-11-22 18:00 | 0.88324 | 0.26022 | 0.26 | 176.6175
2022-11-22 19:00 | 0.18529 | 0.3024 | 0.27 | 260.7717
2022-11-22 20:00 | 0 | 0.23118 | 0.26 | 394.5842
2022-11-22 21:00 | 0 | 0.20486 | 0.23 | 302.7117
2022-11-22 22:00 | 0 | 0.2883 | 0.25 | 243.7308
2022-11-22 23:00 | 0 | 0.31613 | 0.22 | 189.91
2022-11-23 | 0 | 0.29354 | 0.2 | 229.96
2022-11-23 01:00 | 0 | 0.24149 | 0.21 | 201.9583
2022-11-23 02:00 | 0 | 0.21528 | 0.22 | 40.9308
2022-11-23 03:00 | 0 | 0.20145 | 0.26 | 74.4075
2022-11-23 04:00 | 0 | 0.1673 | 0.26 | 155.9825
2022-11-23 05:00 | 0 | 0.093848 | 0.22 | 227.3658
2022-11-23 06:00 | 0.0031824 | 0.053624 | 0.16 | 229.9658
2022-11-23 07:00 | 0.35441 | 0.014964 | 0.12 | 227.625
2022-11-23 08:00 | 0.92454 | 0.000489 | 0.09 | 173.7075
2022-11-23 09:00 | 0.98888 | 0.002775 | 0.1 | 190.3033
2022-11-23 10:00 | 1 | 0.007237 | 0.04 | 151.3792
2022-11-23 11:00 | 1 | 0.027785 | 0.04 | 52.835
2022-11-23 12:00 | 1 | 0.050026 | 0.04 | -54.8867
2022-11-23 13:00 | 1 | 0.035847 | 0.06 | -221.9483
2022-11-23 14:00 | 1 | 0.037243 | 0.1 | -510.095
2022-11-23 15:00 | 1 | 0.061851 | 0.11 | -363.0608
2022-11-23 16:00 | 1 | 0.081989 | 0.17 | -248.9333
2022-11-23 17:00 | 1 | 0.14008 | 0.25 | -28.17
2022-11-23 18:00 | 0.92538 | 0.26526 | 0.2 | 234.0633
2022-11-23 19:00 | 0.18159 | 0.45898 | 0.2 | 256.24
2022-11-23 20:00 | 0 | 0.4116 | 0.2 | 215.18
2022-11-23 21:00 | 0 | 0.39695 | 0.21 | 197.6067
2022-11-23 22:00 | 0 | 0.32526 | 0.23 | 176.5942
2022-11-23 23:00 | 0 | 0.1785 | 0.26 | 172.78
2022-11-24 | 0 | 0.069358 | 0.25 | 204.2858
2022-11-24 01:00 | 0 | 0.049511 | 0.24 | 188.9242
2022-11-24 02:00 | 0 | 0.035716 | 0.25 | 175.9117
2022-11-24 03:00 | 0 | 0.018658 | 0.27 | 168.3908
2022-11-24 04:00 | 0 | 0.010472 | 0.25 | 180.3867
2022-11-24 05:00 | 0 | 0.01451 | 0.17 | 183.925
2022-11-24 06:00 | 0.0031583 | 0.033634 | 0.12 | 125.7525
2022-11-24 07:00 | 0.29468 | 0.034349 | 0.04 | 102.6133
2022-11-24 08:00 | 0.6712 | 0.031061 | 0.02 | 105.5083
2022-11-24 09:00 | 0.83767 | 0.017442 | 0.02 | 106.1283
2022-11-24 10:00 | 1 | 0.018996 | 0.02 | 94.915
2022-11-24 11:00 | 1 | 0.001825 | 0.02 | 87.0108
2022-11-24 12:00 | 1 | 0.012237 | 0.02 | 74.56
2022-11-24 13:00 | 1 | 0.051795 | 0.02 | 53.7917
2022-11-24 14:00 | 1 | 0.060918 | 0.05 | 56.345
2022-11-24 15:00 | 1 | 0.07139 | 0.1 | 68.6867
2022-11-24 16:00 | 1 | 0.096653 | 0.21 | 82.4358
2022-11-24 17:00 | 0.99875 | 0.19945 | 0.26 | 135.61
2022-11-24 18:00 | 0.90471 | 0.35858 | 0.24 | 266.0033
2022-11-24 19:00 | 0.34214 | 0.46034 | 0.2 | 289.4925
2022-11-24 20:00 | 0 | 0.40028 | 0.2 | 230.4058
2022-11-24 21:00 | 0 | 0.34232 | 0.16 | 210.21
2022-11-24 22:00 | 0 | 0.23743 | 0.15 | 207.9933
2022-11-24 23:00 | 0 | 0.13309 | 0.14 | 209.8475
2022-11-25 | 0 | 0.068781 | 0.13 | 199.7742
2022-11-25 01:00 | 0 | 0.047253 | 0.13 | 171.3583
2022-11-25 02:00 | 0 | 0.053247 | 0.12 | 152.7692
2022-11-25 03:00 | 0 | 0.13214 | 0.13 | 152.2283
2022-11-25 04:00 | 0 | 0.28019 | 0.11 | 146.7792
2022-11-25 05:00 | 0 | 0.39326 | 0.07 | 149.3725
2022-11-25 06:00 | 0.0038595 | 0.53693 | 0.04 | -29.1283
2022-11-25 07:00 | 0.38856 | 0.51438 | 0.02 | -65.8333
2022-11-25 08:00 | 0.93281 | 0.4127 | 0.01 | -25.7767
2022-11-25 09:00 | 1 | 0.36024 | 0.01 | -2.3683
2022-11-25 10:00 | 1 | 0.43234 | 0.02 | -38.5033
2022-11-25 11:00 | 1 | 0.33816 | 0 | -44.4167
2022-11-25 12:00 | 1 | 0.1542 | 0.02 | 23.5158
2022-11-25 13:00 | 1 | 0.047303 | 0.03 | 17.5217
2022-11-25 14:00 | 1 | 0.017007 | 0.08 | 35.9517
2022-11-25 15:00 | 1 | 0.006572 | 0.13 | 69.8325
2022-11-25 16:00 | 1 | 0.00743 | 0.23 | 110.2092
2022-11-25 17:00 | 0.99552 | 0.012796 | 0.27 | 165.9367
2022-11-25 18:00 | 0.88346 | 0.018763 | 0.21 | 325.6917
2022-11-25 19:00 | 0.33619 | 0.045892 | 0.2 | 266.1158
2022-11-25 20:00 | 0 | 0.11031 | 0.11 | 180.1025
2022-11-25 21:00 | 0 | 0.19754 | 0.1 | 145.4492
2022-11-25 22:00 | 0 | 0.35932 | 0.07 | 115.0642
2022-11-25 23:00 | 0 | 0.58234 | 0.05 | 96.7817
2022-11-26 | 0 | 0.75399 | 0.02 | 68.1883
2022-11-26 01:00 | 0 | 0.82587 | 0.02 | 60.5733
2022-11-26 02:00 | 0 | 0.8881 | 0 | 45.7342
2022-11-26 03:00 | 0 | 0.91626 | 0.02 | -47.265
2022-11-26 04:00 | 0 | 0.92048 | 0 | -39.9042
2022-11-26 05:00 | 0 | 0.92451 | 0.02 | -32.0175
2022-11-26 06:00 | 0.0029194 | 0.91761 | 0.02 | -63.4
2022-11-26 07:00 | 0.29326 | 0.91352 | 0.02 | -63.3917
2022-11-26 08:00 | 0.49207 | 0.89755 | 0.02 | -91.8575
2022-11-26 09:00 | 0.53723 | 0.92034 | 0.02 | -65.615
2022-11-26 10:00 | 0.19992 | 0.93047 | 0 | -75.97
2022-11-26 11:00 | 0.16014 | 0.90587 | 0.02 | -56.64
2022-11-26 12:00 | 0.20963 | 0.91333 | 0.02 | -67.3133
2022-11-26 13:00 | 0.266 | 0.27869 | 0.01 | -58.1192
2022-11-26 14:00 | 0.59546 | 0.087688 | 0.01 | -124.7317
2022-11-26 15:00 | 0.8386 | 0.062801 | 0.02 | -72.7958
2022-11-26 16:00 | 0.90574 | 0.11946 | 0.05 | -14.1875
2022-11-26 17:00 | 0.90453 | 0.23608 | 0.09 | 80.49
2022-11-26 18:00 | 0.84877 | 0.53296 | 0.09 | 96.7825
2022-11-26 19:00 | 0.30858 | 0.82491 | 0.1 | 124.9367
2022-11-26 20:00 | 0 | 0.86912 | 0.12 | 107.385
2022-11-26 21:00 | 0 | 0.82292 | 0.14 | 92.7983
2022-11-26 22:00 | 0 | 0.76955 | 0.2 | 93.35
2022-11-26 23:00 | 0 | 0.73666 | 0.12 | 116.9725
2022-11-27 | 0 | 0.62353 | 0.11 | 122.9842
2022-11-27 01:00 | 0 | 0.47817 | 0.1 | 125.4683
2022-11-27 02:00 | 0 | 0.4449 | 0.08 | 114.8133
2022-11-27 03:00 | 0 | 0.48892 | 0.07 | 89.1175
2022-11-27 04:00 | 0 | 0.59493 | 0.04 | 104.7358
2022-11-27 05:00 | 0 | 0.61825 | 0.02 | 75.6008
2022-11-27 06:00 | 0.0030379 | 0.60788 | 0.02 | 54.8125
2022-11-27 07:00 | 0.27262 | 0.61215 | 0.02 | -33.705
2022-11-27 08:00 | 0.70211 | 0.51006 | 0.02 | -64.9083
2022-11-27 09:00 | 0.84133 | 0.45561 | 0.02 | -81.5333
2022-11-27 10:00 | 0.89841 | 0.54389 | 0.02 | -111.7425
2022-11-27 11:00 | 0.90546 | 0.59563 | 0 | -112.98
2022-11-27 12:00 | 1 | 0.66916 | 0.02 | -136.0317
2022-11-27 13:00 | 1 | 0.63467 | 0.02 | -135.6508
2022-11-27 14:00 | 1 | 0.65681 | 0.02 | -128.47
2022-11-27 15:00 | 1 | 0.72075 | 0.02 | -63.9042
2022-11-27 16:00 | 1 | 0.73134 | 0.06 | -67.6733
2022-11-27 17:00 | 1 | 0.75172 | 0.12 | -69.5833
2022-11-27 18:00 | 0.8883 | 0.72356 | 0.13 | 61.3375
2022-11-27 19:00 | 0.33958 | 0.72593 | 0.13 | 132.1408
2022-11-27 20:00 | 0 | 0.75311 | 0.13 | 128.0642
2022-11-27 21:00 | 0 | 0.70586 | 0.1 | 106.1283
2022-11-27 22:00 | 0 | 0.70372 | 0.14 | 107.3192
2022-11-27 23:00 | 0 | 0.69055 | 0.15 | 128.7242
2022-11-28 | 0 | 0.65733 | 0.15 | 132.9417
2022-11-28 01:00 | 0 | 0.59954 | 0.16 | 123.29
2022-11-28 02:00 | 0 | 0.44577 | 0.17 | 116.51
2022-11-28 03:00 | 0 | 0.342 | 0.2 | 120.21
2022-11-28 04:00 | 0 | 0.31655 | 0.21 | 138.2058
2022-11-28 05:00 | 0 | 0.30133 | 0.14 | 174.2642
2022-11-28 06:00 | 0.0033216 | 0.24097 | 0.12 | 135.9675
2022-11-28 07:00 | 0.28353 | 0.27211 | 0.04 | 91.2092
2022-11-28 08:00 | 0.53699 | 0.44844 | 0.02 | 26.3442
2022-11-28 09:00 | 0.86721 | 0.31065 | 0.02 | 22.545
2022-11-28 10:00 | 0.89507 | 0.32697 | 0.02 | 20.365
2022-11-28 11:00 | 0.51702 | 0.41474 | 0.02 | -26.0417
2022-11-28 12:00 | 0.60628 | 0.47092 | 0.01 | -51.9692
2022-11-28 13:00 | 0.6538 | 0.49511 | 0.01 | -46.7492
2022-11-28 14:00 | 0.80768 | 0.50061 | 0.02 | -55.435
2022-11-28 15:00 | 0.88906 | 0.63347 | 0.03 | -63.6533
2022-11-28 16:00 | 0.88011 | 0.72138 | 0.08 | 37.4583
2022-11-28 17:00 | 1 | 0.72356 | 0.13 | 95.8808
2022-11-28 18:00 | 0.92326 | 0.74253 | 0.14 | 134.25
2022-11-28 19:00 | 0.36011 | 0.71889 | 0.1 | 159.5108
2022-11-28 20:00 | 0 | 0.60941 | 0.11 | 136.14
2022-11-28 21:00 | 0 | 0.6419 | 0.12 | 126.8208
2022-11-28 22:00 | 0 | 0.66597 | 0.13 | 119.3033
2022-11-28 23:00 | 0 | 0.65762 | 0.15 | 155.905
2022-11-29 | 0 | 0.58776 | 0.16 | 167.6517
2022-11-29 01:00 | 0 | 0.558 | 0.18 | 149.2292
2022-11-29 02:00 | 0 | 0.57894 | 0.2 | 127.1933
2022-11-29 03:00 | 0 | 0.50351 | 0.24 | 131.6992
2022-11-29 04:00 | 0 | 0.44821 | 0.22 | 165.3975
2022-11-29 05:00 | 0 | 0.42871 | 0.15 | 212.5992
2022-11-29 06:00 | 0.0038596 | 0.39065 | 0.11 | 171.8042
2022-11-29 07:00 | 0.28333 | 0.34558 | 0.04 | 76.5583
2022-11-29 08:00 | 0.8154 | 0.37593 | 0.02 | 46.2217
2022-11-29 09:00 | 0.9853 | 0.35935 | 0.02 | -16.0167
2022-11-29 10:00 | 1 | 0.36752 | 0.02 | -30.9033
2022-11-29 11:00 | 1 | 0.27619 | 0.02 | -22.82
2022-11-29 12:00 | 1 | 0.25216 | 0.02 | -35.2383
2022-11-29 13:00 | 1 | 0.31485 | 0.02 | -24.6125
2022-11-29 14:00 | 1 | 0.40488 | 0.02 | -10.6
2022-11-29 15:00 | 1 | 0.48917 | 0.03 | 6.8842
2022-11-29 16:00 | 1 | 0.5572 | 0.08 | 22.9225
2022-11-29 17:00 | 1 | 0.64801 | 0.11 | 104.3375
2022-11-29 18:00 | 0.94309 | 0.71727 | 0.1 | 207.0558
2022-11-29 19:00 | 0.34528 | 0.73194 | 0.07 | 207.475
2022-11-29 20:00 | 0 | 0.74529 | 0.06 | 150.7892
2022-11-29 21:00 | 0 | 0.74648 | 0.07 | 143.4375
2022-11-29 22:00 | 0 | 0.74724 | 0.08 | 129.7017
2022-11-29 23:00 | 0 | 0.67658 | 0.09 | 158.7775
2022-11-30 | 0 | 0.58017 | 0.1 | 166.3083
2022-11-30 01:00 | 0 | 0.44022 | 0.11 | 168.6325
2022-11-30 02:00 | 0 | 0.34268 | 0.1 | 156.25
2022-11-30 03:00 | 0 | 0.23002 | 0.1 | 152.4708
2022-11-30 04:00 | 0 | 0.13484 | 0.13 | 169.3625
2022-11-30 05:00 | 0 | 0.094478 | 0.08 | 181.7325
2022-11-30 06:00 | 0.0041971 | 0.083401 | 0.05 | 145.72
2022-11-30 07:00 | 0.41607 | 0.034447 | 0.02 | 108.5925
2022-11-30 08:00 | 0.96534 | 0.011086 | 0 | 80.615
2022-11-30 09:00 | 1 | 0.014577 | 0.02 | -8.36
2022-11-30 10:00 | 1 | 0.020337 | 0.02 | -32.1842
2022-11-30 11:00 | 1 | 0.023403 | 0.02 | -40.285
2022-11-30 12:00 | 1 | 0.049575 | 0.01 | -46.1508
2022-11-30 13:00 | 1 | 0.11618 | 0.02 | -51.3417
2022-11-30 14:00 | 1 | 0.24554 | 0.02 | -56.2883
2022-11-30 15:00 | 1 | 0.40617 | 0 | -59.9942
2022-11-30 16:00 | 1 | 0.55305 | 0.02 | -54.3708
2022-11-30 17:00 | 1 | 0.65807 | 0.03 | 27.2417
2022-11-30 18:00 | 0.90809 | 0.72105 | 0.03 | 121.1792
2022-11-30 19:00 | 0.35404 | 0.74673 | 0.02 | 171.3717
2022-11-30 20:00 | 0 | 0.77452 | 0.02 | 133.6
2022-11-30 21:00 | 0 | 0.75394 | 0.02 | 118.2542
2022-11-30 22:00 | 0 | 0.69159 | 0.03 | 111.8342
2022-11-30 23:00 | 0 | 0.6051 | 0.03 | 112.6592
2022-12-01 | 0 | 0.53816 | 0.03 | 105.93
2022-12-01 01:00 | 0 | 0.41497 | 0.04 | 113.2483
2022-12-01 02:00 | 0 | 0.25684 | 0.03 | 96.6067
2022-12-01 03:00 | 0 | 0.13557 | 0.03 | 111.8392
2022-12-01 04:00 | 0 | 0.12519 | 0.03 | 127.9325
2022-12-01 05:00 | 0 | 0.104 | 0 | 142.2033
2022-12-01 06:00 | 0.0043897 | 0.081285 | 0.02 | 131.5925
2022-12-01 07:00 | 0.41886 | 0.045999 | 0.02 | 112.4267
2022-12-01 08:00 | 0.96044 | 0.016761 | 0.02 | -17.5375
2022-12-01 09:00 | 1 | 0.019525 | 0.02 | -67.165
2022-12-01 10:00 | 1 | 0.01437 | 0.02 | -57.8858
2022-12-01 11:00 | 1 | 0.007652 | 0.02 | -58.5975
2022-12-01 12:00 | 1 | 0.037227 | 0.02 | -58.555
2022-12-01 13:00 | 1 | 0.088968 | 0.01 | -64.195
2022-12-01 14:00 | 1 | 0.15975 | 0.01 | -68.04
2022-12-01 15:00 | 1 | 0.20828 | 0.02 | -28.9067
2022-12-01 16:00 | 1 | 0.26234 | 0.03 | 12.855
2022-12-01 17:00 | 1 | 0.31294 | 0.05 | 36.9217
2022-12-01 18:00 | 0.92272 | 0.38107 | 0.04 | 142.0733
2022-12-01 19:00 | 0.36424 | 0.45105 | 0.03 | 162.4942
2022-12-01 20:00 | 0 | 0.39969 | 0.03 | 129.4142
2022-12-01 21:00 | 0 | 0.39021 | 0.03 | 121.755
2022-12-01 22:00 | 0 | 0.32536 | 0.03 | 121.5825
2022-12-01 23:00 | 0 | 0.34692 | 0.03 | 125.2725
2022-12-02 | 0 | 0.31873 | 0.03 | 125.69
2022-12-02 01:00 | 0 | 0.29095 | 0.03 | 112.87
2022-12-02 02:00 | 0 | 0.26861 | 0.03 | 116.9858
2022-12-02 03:00 | 0 | 0.25293 | 0.03 | 114.2975
2022-12-02 04:00 | 0 | 0.27565 | 0.03 | 117.4
2022-12-02 05:00 | 0 | 0.2602 | 0 | 131.5058
2022-12-02 06:00 | 0.0045022 | 0.27991 | 0.02 | 114.8475
2022-12-02 07:00 | 0.42562 | 0.25425 | 0.02 | 52.16
2022-12-02 08:00 | 0.9514 | 0.09047 | 0.02 | -6.7808
2022-12-02 09:00 | 1 | 0.099695 | 0.02 | -14.005
2022-12-02 10:00 | 1 | 0.051527 | 0 | -28.3908
2022-12-02 11:00 | 1 | 0.000783 | 0 | -21.1183
2022-12-02 12:00 | 1 | 0.003275 | 0.04 | -61.035
2022-12-02 13:00 | 1 | 0.010106 | 0.04 | -17.38
2022-12-02 14:00 | 1 | 0.032086 | 0.06 | -8.7717
2022-12-02 15:00 | 1 | 0.075501 | 0.09 | 15.5783
2022-12-02 16:00 | 1 | 0.13221 | 0.2 | 107.6458
2022-12-02 17:00 | 1 | 0.19862 | 0.17 | 154.0875
2022-12-02 18:00 | 0.9176 | 0.24616 | 0.12 | 216.6
2022-12-02 19:00 | 0.3323 | 0.33816 | 0.09 | 247.9717
2022-12-02 20:00 | 0 | 0.38872 | 0.1 | 161.4858
2022-12-02 21:00 | 0 | 0.36213 | 0.1 | 149.105
2022-12-02 22:00 | 0 | 0.30299 | 0.1 | 175.9083
2022-12-02 23:00 | 0 | 0.21517 | 0.1 | 176.7767
2022-12-03 | 0 | 0.20088 | 0.04 | 148.8217
2022-12-03 01:00 | 0 | 0.30062 | 0.04 | 157.505
2022-12-03 02:00 | 0 | 0.3977 | 0.04 | 157.115
2022-12-03 03:00 | 0 | 0.40829 | 0.04 | 153.9283
2022-12-03 04:00 | 0 | 0.30098 | 0.04 | 148.5325
2022-12-03 05:00 | 0 | 0.24651 | 0.03 | 106.5833
2022-12-03 06:00 | 0.0046473 | 0.18404 | 0.04 | -2.75
2022-12-03 07:00 | 0.4153 | 0.15749 | 0 | -28.45
2022-12-03 08:00 | 0.87188 | 0.045917 | 0.04 | -30.2992
2022-12-03 09:00 | 1 | 0.036057 | 0.05 | -57.615
2022-12-03 10:00 | 1 | 0.065398 | 0.02 | -60.0625
2022-12-03 11:00 | 1 | 0.008899 | 0.02 | -56.3192
2022-12-03 12:00 | 1 | 0.001956 | 0.02 | -43.6292
2022-12-03 13:00 | 1 | 0.001911 | 0.03 | -4.2367
2022-12-03 14:00 | 1 | 0.002986 | 0.05 | 7.3917
2022-12-03 15:00 | 1 | 0.011516 | 0.09 | 70.2992
2022-12-03 16:00 | 1 | 0.032161 | 0.19 | 142.3675
2022-12-03 17:00 | 0.99783 | 0.063267 | 0.24 | 198.1133
2022-12-03 18:00 | 0.89871 | 0.1333 | 0.2 | 292.8792
2022-12-03 19:00 | 0.35138 | 0.29109 | 0.2 | 232.9125
2022-12-03 20:00 | 0 | 0.27986 | 0.15 | 180.2017
2022-12-03 21:00 | 0 | 0.21372 | 0.12 | 173.6475
2022-12-03 22:00 | 0 | 0.19108 | 0.1 | 189.8717
2022-12-03 23:00 | 0 | 0.21011 | 0.09 | 167.45
2022-12-04 | 0 | 0.27703 | 0.1 | 153.1717
2022-12-04 01:00 | 0 | 0.32814 | 0.1 | 140.36
2022-12-04 02:00 | 0 | 0.40465 | 0.09 | 122.4817
2022-12-04 03:00 | 0 | 0.52791 | 0.08 | 93.975
2022-12-04 04:00 | 0 | 0.62369 | 0.05 | 48.6683
2022-12-04 05:00 | 0 | 0.63174 | 0.02 | 13.7083
2022-12-04 06:00 | 0.0048853 | 0.58905 | 0.02 | -44.8292
2022-12-04 07:00 | 0.40836 | 0.5398 | 0.01 | -49.2517
2022-12-04 08:00 | 0.92776 | 0.36142 | 0.01 | -52.715
2022-12-04 09:00 | 1 | 0.29698 | 0.01 | -74.7592
2022-12-04 10:00 | 1 | 0.49511 | 0.01 | -68.7492
2022-12-04 11:00 | 1 | 0.38207 | 0 | -66.7825
2022-12-04 12:00 | 1 | 0.21007 | 0.01 | -54.6992
2022-12-04 13:00 | 1 | 0.096971 | 0 | -19.615
2022-12-04 14:00 | 1 | 0.027285 | 0.09 | 33.715
2022-12-04 15:00 | 0.98799 | 0.004019 | 0.07 | 133.6692
2022-12-04 16:00 | 0.99331 | 0.003628 | 0.07 | 156.5892
2022-12-04 17:00 | 0.89407 | 0.11435 | 0.09 | 152.9333
2022-12-04 18:00 | 0.66824 | 0.85764 | 0.09 | 208.7442
2022-12-04 19:00 | 0.12086 | 0.89082 | 0.06 | 189.1583
2022-12-04 20:00 | 0 | 0.87367 | 0.05 | 140.3583
2022-12-04 21:00 | 0 | 0.86013 | 0.04 | 104.565
2022-12-04 22:00 | 0 | 0.82923 | 0.03 | 100.3708
2022-12-04 23:00 | 0 | 0.80787 | 0.04 | 114.8883
2022-12-05 | 0 | 0.8396 | 0.04 | 106.9858
2022-12-05 01:00 | 0 | 0.59092 | 0.03 | 105.3342
2022-12-05 02:00 | 0 | 0.34382 | 0.04 | 74.1125
2022-12-05 03:00 | 0 | 0.34876 | 0.04 | 47.5458
2022-12-05 04:00 | 0 | 0.56959 | 0.03 | 51.5617
2022-12-05 05:00 | 0 | 0.70727 | 0.03 | 23.5608
2022-12-05 06:00 | 0.0032504 | 0.69637 | 0.03 | 4.5233
2022-12-05 07:00 | 0.32709 | 0.62021 | 0.03 | -10.385
2022-12-05 08:00 | 0.77398 | 0.49143 | 0.04 | -45.4517
2022-12-05 09:00 | 0.94134 | 0.49833 | 0.02 | -49.4733
2022-12-05 10:00 | 1 | 0.42319 | 0.02 | -53.3858
2022-12-05 11:00 | 1 | 0.473 | 0.03 | -60.7908
2022-12-05 12:00 | 0.57884 | 0.57342 | 0.04 | -50.5342
2022-12-05 13:00 | 0.41973 | 0.57343 | 0.02 | -58.3892
2022-12-05 14:00 | 0.43463 | 0.54011 | 0.02 | -141.475
2022-12-05 15:00 | 0.67395 | 0.52171 | 0.02 | -63.4767
2022-12-05 16:00 | 0.87252 | 0.54291 | 0.03 | -30.3825
2022-12-05 17:00 | 0.92685 | 0.59003 | 0.03 | -48.0825
2022-12-05 18:00 | 0.53477 | 0.58054 | 0.03 | 12.3758
2022-12-05 19:00 | 0.12404 | 0.60503 | 0 | 157.7358
2022-12-05 20:00 | 0 | 0.36555 | 0.04 | 121.0417
2022-12-05 21:00 | 0 | 0.39744 | 0.04 | 114.8583
2022-12-05 22:00 | 0 | 0.39938 | 0.04 | 130.4275
2022-12-05 23:00 | 0 | 0.30844 | 0.04 | 161.765
2022-12-06 | 0 | 0.20611 | 0.03 | 168.905
2022-12-06 01:00 | 0 | 0.093881 | 0.04 | 132.7783
2022-12-06 02:00 | 0 | 0.052899 | 0.04 | 115.2092
2022-12-06 03:00 | 0 | 0.049521 | 0.04 | 115.3392
2022-12-06 04:00 | 0 | 0.088413 | 0.06 | 138.4783
2022-12-06 05:00 | 0 | 0.14854 | 0.05 | 136.325
2022-12-06 06:00 | 0.0025643 | 0.19573 | 0.05 | 70.4592
2022-12-06 07:00 | 0.1821 | 0.083451 | 0 | 17.8792
2022-12-06 08:00 | 0.16127 | 0.086256 | 0.02 | -18.4225
2022-12-06 09:00 | 0.14934 | 0.064973 | 0.03 | 2.4733
2022-12-06 10:00 | 0.19614 | 0.064225 | 0.03 | 47.5933
2022-12-06 11:00 | 0.43194 | 0.036683 | 0.02 | 53.4267
2022-12-06 12:00 | 0.88223 | 0.046397 | 0.04 | 27.8583
2022-12-06 13:00 | 0.84838 | 0.009991 | 0.05 | 49.4258
2022-12-06 14:00 | 0.49775 | 0.013288 | 0.12 | 49.9417
2022-12-06 15:00 | 0.091178 | 0.026306 | 0.19 | 58.9417
2022-12-06 16:00 | 0.14166 | 0.001249 | 0.23 | 1963.3108
2022-12-06 17:00 | 0.074506 | 0.000819 | 0.2 | 156.3025
2022-12-06 18:00 | 0.061972 | 0.001283 | 0.2 | 217.095
2022-12-06 19:00 | 0.015726 | 0.099729 | 0.18 | 207.1033
2022-12-06 20:00 | 0 | 0.013231 | 0.14 | 146.1658
2022-12-06 21:00 | 0 | 0.10286 | 0.15 | 158.9733
2022-12-06 22:00 | 0 | 0.17521 | 0.19 | 164.3483
2022-12-06 23:00 | 0 | 0.10752 | 0.22 | 175.7142
2022-12-07 | 0 | 0.021525 | 0.21 | 175.2758
2022-12-07 01:00 | 0 | 0.037428 | 0.15 | 172.4567
2022-12-07 02:00 | 0 | 0.34193 | 0.14 | 168.4725
2022-12-07 03:00 | 0 | 0.7433 | 0.13 | 135.9375
2022-12-07 04:00 | 0 | 0.78694 | 0.1 | 130.8617
2022-12-07 05:00 | 0 | 0.72239 | 0.06 | 123.3575
2022-12-07 06:00 | 0.0024326 | 0.68242 | 0.02 | 122.2875
2022-12-07 07:00 | 0.12646 | 0.65756 | 0.02 | 62.4042
2022-12-07 08:00 | 0.32414 | 0.8111 | 0.03 | 10.285
2022-12-07 09:00 | 0.31387 | 0.8731 | 0.03 | -29.3192
2022-12-07 10:00 | 0.60954 | 0.91491 | 0.03 | -147.1258
2022-12-07 11:00 | 0.78074 | 0.91703 | 0.04 | -80.8267
2022-12-07 12:00 | 1 | 0.94054 | 0.05 | -88.3142
2022-12-07 13:00 | 1 | 0.93174 | 0.04 | -94.0775
2022-12-07 14:00 | 1 | 0.92706 | 0.03 | -92.2183
2022-12-07 15:00 | 1 | 0.92724 | 0.03 | -73.1842
2022-12-07 16:00 | 1 | 0.9356 | 0.02 | -209.9775
2022-12-07 17:00 | 1 | 0.92855 | 0.02 | -63.4583
2022-12-07 18:00 | 0.95631 | 0.92833 | 0.02 | -53.3167
2022-12-07 19:00 | 0.37339 | 0.91701 | 0.02 | 2.3025
2022-12-07 20:00 | 0 | 0.89899 | 0.02 | 11.4825
2022-12-07 21:00 | 0 | 0.8852 | 0.03 | 17.9875
2022-12-07 22:00 | 0 | 0.87684 | 0.06 | 18.8025
2022-12-07 23:00 | 0 | 0.8377 | 0.06 | 43.5042
2022-12-08 | 0 | 0.79006 | 0.07 | 54.8342
2022-12-08 01:00 | 0 | 0.79739 | 0.07 | 35.2975
2022-12-08 02:00 | 0 | 0.74802 | 0.07 | 39.32
2022-12-08 03:00 | 0 | 0.72616 | 0.08 | 35.665
2022-12-08 04:00 | 0 | 0.637 | 0.1 | 75.8033
2022-12-08 05:00 | 0 | 0.54801 | 0.07 | 124.0858
2022-12-08 06:00 | 0.0049028 | 0.46367 | 0.03 | 24.2242
2022-12-08 07:00 | 0.43579 | 0.39015 | 0 | -41.4558
2022-12-08 08:00 | 0.99804 | 0.30619 | 0.02 | -60.3908
2022-12-08 09:00 | 1 | 0.27981 | 0.02 | -66.8333
2022-12-08 10:00 | 1 | 0.32554 | 0.02 | -79.695
2022-12-08 11:00 | 1 | 0.25021 | 0.02 | -88.3942
2022-12-08 12:00 | 1 | 0.19665 | 0.02 | -93.2575
2022-12-08 13:00 | 1 | 0.20549 | 0.01 | -68.8167
2022-12-08 14:00 | 0.99995 | 0.19185 | 0.02 | -56.2683
2022-12-08 15:00 | 1 | 0.17269 | 0.03 | -57.8433
2022-12-08 16:00 | 1 | 0.17038 | 0.1 | -30.4533
2022-12-08 17:00 | 1 | 0.22978 | 0.13 | 11.8258
2022-12-08 18:00 | 0.93088 | 0.3621 | 0.1 | 87.1142
2022-12-08 19:00 | 0.37633 | 0.4617 | 0.09 | 159.2092
2022-12-08 20:00 | 0 | 0.56609 | 0.09 | 117.9192
2022-12-08 21:00 | 0 | 0.54471 | 0.1 | 95.2683
2022-12-08 22:00 | 0 | 0.41625 | 0.11 | 83.6767
2022-12-08 23:00 | 0 | 0.28469 | 0.11 | 111.6125
2022-12-09 | 0 | 0.16559 | 0.11 | 104.8883
2022-12-09 01:00 | 0 | 0.12271 | 0.09 | 76.4125
2022-12-09 02:00 | 0 | 0.043685 | 0.09 | 93.6058
2022-12-09 03:00 | 0 | 0.13623 | 0.09 | 82.3825
2022-12-09 04:00 | 0 | 0.38397 | 0.1 | 76.3442
2022-12-09 05:00 | 0 | 0.18552 | 0.1 | 102.125
2022-12-09 06:00 | 0.0024576 | 0.19273 | 0.08 | 77.3583
2022-12-09 07:00 | 0.18059 | 0.15209 | 0.04 | 85.005
2022-12-09 08:00 | 0.12812 | 0.1019 | 0.02 | 53.2358
2022-12-09 09:00 | 0.41388 | 0.12322 | 0.03 | -22.4608
2022-12-09 10:00 | 0.9188 | 0.085212 | 0.02 | -8.455
2022-12-09 11:00 | 0.97019 | 0.072883 | 0 | -19.0967
2022-12-09 12:00 | 0.87785 | 0.044139 | 0.02 | -45.5817
2022-12-09 13:00 | 1 | 0.028413 | 0.02 | -50.9008
2022-12-09 14:00 | 1 | 0.009593 | 0.02 | -43.9542
2022-12-09 15:00 | 1 | 0.001268 | 0.05 | -2.625
2022-12-09 16:00 | 1 | 0.001406 | 0.12 | 7.9317
2022-12-09 17:00 | 0.97841 | 0.001707 | 0.17 | 24.2842
2022-12-09 18:00 | 0.88484 | 0.010783 | 0.15 | 168.8642
2022-12-09 19:00 | 0.36993 | 0.080738 | 0.09 | 164.4892
2022-12-09 20:00 | 0 | 0.17972 | 0.05 | 129.8625
2022-12-09 21:00 | 0 | 0.14561 | 0.04 | 98.165
2022-12-09 22:00 | 0 | 0.10503 | 0.04 | 86.3467
2022-12-09 23:00 | 0 | 0.31497 | 0.03 | 84.9892
2022-12-10 | 0 | 0.73928 | 0.03 | 62.2008
2022-12-10 01:00 | 0 | 0.88174 | 0.03 | 46.56
2022-12-10 02:00 | 0 | 0.87026 | 0.03 | 53.0283
2022-12-10 03:00 | 0 | 0.82545 | 0.03 | 78.2083
2022-12-10 04:00 | 0 | 0.80575 | 0 | 71.8608
2022-12-10 05:00 | 0 | 0.78417 | 0.03 | 70.0633
2022-12-10 06:00 | 0.0035489 | 0.70847 | 0.02 | 19.015
2022-12-10 07:00 | 0.33746 | 0.6762 | 0.02 | -30.4733
2022-12-10 08:00 | 0.80913 | 0.5618 | 0.02 | -63.1892
2022-12-10 09:00 | 0.84113 | 0.70488 | 0.02 | -66.82
2022-12-10 10:00 | 0.77783 | 0.86332 | 0.02 | -68.1375
2022-12-10 11:00 | 0.80302 | 0.88637 | 0.02 | -69.26
2022-12-10 12:00 | 0.80854 | 0.89398 | 0.02 | -70.5725
2022-12-10 13:00 | 0.75071 | 0.90766 | 0.02 | -73.9675
2022-12-10 14:00 | 0.32931 | 0.88921 | 0.02 | -66.1342
2022-12-10 15:00 | 0.55017 | 0.89834 | 0.03 | -73.1008
2022-12-10 16:00 | 0.43215 | 0.80558 | 0.06 | 7.1367
2022-12-10 17:00 | 0.45642 | 0.66235 | 0.09 | 92.55
2022-12-10 18:00 | 0.11908 | 0.39052 | 0.09 | 125.5725
2022-12-10 19:00 | 0.023939 | 0.30064 | 0.1 | 131.4417
2022-12-10 20:00 | 0 | 0.38849 | 0.14 | 112.2167
2022-12-10 21:00 | 0 | 0.58083 | 0.17 | 105.6292
2022-12-10 22:00 | 0 | 0.44178 | 0.19 | 128.1675
2022-12-10 23:00 | 0 | 0.26057 | 0.2 | 143.6967
2022-12-11 | 0 | 0.26644 | 0.16 | 131.0125
2022-12-11 01:00 | 0 | 0.21499 | 0.14 | 96.4342
2022-12-11 02:00 | 0 | 0.18621 | 0.13 | 64.2525
2022-12-11 03:00 | 0 | 0.17021 | 0.11 | 46.8625
2022-12-11 04:00 | 0 | 0.16884 | 0.1 | 10.1183
2022-12-11 05:00 | 0 | 0.18942 | 0.05 | 24.9308
2022-12-11 06:00 | 0.0027046 | 0.23666 | 0.04 | -5.1567
2022-12-11 07:00 | 0.2878 | 0.30478 | 0.03 | -23.3192
2022-12-11 08:00 | 0.78103 | 0.14202 | 0.03 | -49.1792
2022-12-11 09:00 | 0.99759 | 0.10473 | 0.02 | -47.9367
2022-12-11 10:00 | 1 | 0.25333 | 0.02 | -60.7575
2022-12-11 11:00 | 1 | 0.69904 | 0.02 | -68.305
2022-12-11 12:00 | 1 | 0.8911 | 0.02 | -128.3375
2022-12-11 13:00 | 1 | 0.88155 | 0.02 | -166.7192
2022-12-11 14:00 | 1 | 0.86329 | 0 | -135.5608
2022-12-11 15:00 | 1 | 0.88877 | 0.02 | -70.3292
2022-12-11 16:00 | 1 | 0.90482 | 0.03 | -33.8033
2022-12-11 17:00 | 0.65304 | 0.9143 | 0.03 | 41.9083
2022-12-11 18:00 | 0.12023 | 0.88641 | 0.02 | 106.4025
2022-12-11 19:00 | 0.029979 | 0.88604 | 0.03 | 90.0917
2022-12-11 20:00 | 0.00031835 | 0.90702 | 0.03 | 98.34
2022-12-11 21:00 | 0 | 0.9054 | 0.03 | 78.5983
2022-12-11 22:00 | 0 | 0.88288 | 0 | 100.7225
2022-12-11 23:00 | 0 | 0.8482 | 0.02 | 75.3758
2022-12-12 | 0 | 0.86499 | 0.02 | 73.6983
2022-12-12 01:00 | 0 | 0.85972 | 0.03 | 20.2508
2022-12-12 02:00 | 0 | 0.87221 | 0.02 | -32.5617
2022-12-12 03:00 | 0 | 0.85636 | 0.03 | -1.0808
2022-12-12 04:00 | 0 | 0.86689 | 0 | 25.6658
2022-12-12 05:00 | 0 | 0.8403 | 0.02 | 40.8917
2022-12-12 06:00 | 0.0038107 | 0.8201 | 0.02 | -4.0933
2022-12-12 07:00 | 0.32246 | 0.83022 | 0.02 | -40.455
2022-12-12 08:00 | 0.71163 | 0.8605 | 0.01 | -199.0567
2022-12-12 09:00 | 0.79301 | 0.89086 | 0.01 | -211.5933
2022-12-12 10:00 | 0.97707 | 0.89668 | 0.02 | -84.9242
2022-12-12 11:00 | 0.82543 | 0.89519 | 0.02 | -88.1142
2022-12-12 12:00 | 0.97951 | 0.87695 | 0.02 | -74.2367
2022-12-12 13:00 | 1 | 0.8428 | 0.02 | -87.6375
2022-12-12 14:00 | 1 | 0.81932 | 0.02 | -69.4425
2022-12-12 15:00 | 1 | 0.83185 | 0.02 | -77.7083
2022-12-12 16:00 | 1 | 0.82117 | 0.02 | -82.5958
2022-12-12 17:00 | 1 | 0.81785 | 0.02 | -57.4167
2022-12-12 18:00 | 0.94786 | 0.80038 | 0.02 | -1.8783
2022-12-12 19:00 | 0.39654 | 0.77377 | 0.02 | 41.94
2022-12-12 20:00 | 0.0015836 | 0.5784 | 0.03 | 69.2142
2022-12-12 21:00 | 0 | 0.57375 | 0.06 | 62.4292
2022-12-12 22:00 | 0 | 0.60363 | 0.1 | 59.8317
2022-12-12 23:00 | 0 | 0.56991 | 0.07 | 70.965
2022-12-13 | 0 | 0.61101 | 0.07 | 56.5033
2022-12-13 01:00 | 0 | 0.5499 | 0.07 | 48.0808
2022-12-13 02:00 | 0 | 0.47965 | 0.07 | 49.2608
2022-12-13 03:00 | 0 | 0.35911 | 0.1 | 56.9767
2022-12-13 04:00 | 0 | 0.31399 | 0.08 | 80.2433
2022-12-13 05:00 | 0 | 0.34063 | 0.06 | 97.5558
2022-12-13 06:00 | 0.0036314 | 0.33414 | 0.02 | 54.7508
2022-12-13 07:00 | 0.26884 | 0.40566 | 0.02 | -14.3258
2022-12-13 08:00 | 0.62429 | 0.48168 | 0.02 | -42.7592
2022-12-13 09:00 | 0.72496 | 0.40136 | 0.01 | -56.3358
2022-12-13 10:00 | 0.7432 | 0.41497 | 0.01 | -63.3833
2022-12-13 11:00 | 0.71062 | 0.49416 | 0.01 | -73.3467
2022-12-13 12:00 | 0.84209 | 0.55443 | 0.02 | -74.905
2022-12-13 13:00 | 0.9623 | 0.72534 | 0.01 | -73.41
2022-12-13 14:00 | 1 | 0.77465 | 0.02 | -77.4533
2022-12-13 15:00 | 1 | 0.79249 | 0.01 | -72.5925
2022-12-13 16:00 | 1 | 0.83336 | 0.02 | -79.775
2022-12-13 17:00 | 1 | 0.85222 | 0.02 | -63.3583
2022-12-13 18:00 | 0.91002 | 0.89628 | 0.02 | 0.65333
2022-12-13 19:00 | 0.30067 | 0.89134 | 0.02 | 54.16
2022-12-13 20:00 | 0.0013416 | 0.89121 | 0.02 | 64.1417
2022-12-13 21:00 | 0 | 0.8563 | 0.02 | 52.1942
2022-12-13 22:00 | 0 | 0.86396 | 0.02 | 32.4483
2022-12-13 23:00 | 0 | 0.86203 | 0 | 48.06
2022-12-14 | 0 | 0.80309 | 0.03 | 43.1767
2022-12-14 01:00 | 0 | 0.7076 | 0 | 32.5983
2022-12-14 02:00 | 0 | 0.63902 | 0.04 | 8.9892
2022-12-14 03:00 | 0 | 0.48302 | 0.06 | 9.3992
2022-12-14 04:00 | 0 | 0.3458 | 0.09 | 38.5417
2022-12-14 05:00 | 0 | 0.32619 | 0.04 | 61.8367
2022-12-14 06:00 | 0.0041447 | 0.39726 | 0.02 | 19.5633
2022-12-14 07:00 | 0.3338 | 0.49219 | 0.02 | -17.6367
2022-12-14 08:00 | 0.85238 | 0.59191 | 0.02 | -31.7517
2022-12-14 09:00 | 0.85991 | 0.60966 | 0.02 | -46.4375
2022-12-14 10:00 | 0.87017 | 0.52081 | 0 | -59.2075
2022-12-14 11:00 | 1 | 0.43818 | 0.02 | -61.2308
2022-12-14 12:00 | 1 | 0.46361 | 0.02 | -56.4542
2022-12-14 13:00 | 1 | 0.50873 | 0.01 | -60.98
2022-12-14 14:00 | 1 | 0.45885 | 0.02 | -61.1308
2022-12-14 15:00 | 1 | 0.48927 | 0.02 | -56.9633
2022-12-14 16:00 | 1 | 0.53661 | 0.02 | -59.4425
2022-12-14 17:00 | 1 | 0.66249 | 0.02 | -13.375
2022-12-14 18:00 | 0.95506 | 0.75413 | 0.03 | 12.5392
2022-12-14 19:00 | 0.40505 | 0.80973 | 0.02 | 82.4467
2022-12-14 20:00 | 0.0019962 | 0.82179 | 0.02 | 99.28
2022-12-14 21:00 | 0 | 0.87381 | 0.02 | 57.51
2022-12-14 22:00 | 0 | 0.87611 | 0.02 | 9.03
2022-12-14 23:00 | 0 | 0.80375 | 0.02 | 21.9825
2022-12-15 | 0 | 0.69145 | 0.02 | 36.9342
2022-12-15 01:00 | 0 | 0.61766 | 0.02 | 19.7975
2022-12-15 02:00 | 0 | 0.64472 | 0.02 | 9.1108
2022-12-15 03:00 | 0 | 0.54089 | 0.03 | 8.57
2022-12-15 04:00 | 0 | 0.4487 | 0.02 | 16.5367
2022-12-15 05:00 | 0 | 0.40505 | 0.02 | 75.9825
2022-12-15 06:00 | 0.0040332 | 0.40311 | 0.02 | 17.0458
2022-12-15 07:00 | 0.40361 | 0.39101 | 0.02 | -14.6333
2022-12-15 08:00 | 0.96809 | 0.30352 | 0 | -40.1775
2022-12-15 09:00 | 1 | 0.24483 | 0.02 | -45.9892
2022-12-15 10:00 | 1 | 0.17238 | 0.02 | -47.8575
2022-12-15 11:00 | 1 | 0.09735 | 0 | -59.2025
2022-12-15 12:00 | 1 | 0.094627 | 0.01 | -64.1808
2022-12-15 13:00 | 1 | 0.16164 | 0.01 | -79.7558
2022-12-15 14:00 | 1 | 0.2561 | 0.02 | -95.95
2022-12-15 15:00 | 1 | 0.32366 | 0 | -82.8267
2022-12-15 16:00 | 1 | 0.39455 | 0.02 | -66.9425
2022-12-15 17:00 | 1 | 0.49205 | 0.02 | -59.2792
2022-12-15 18:00 | 0.96917 | 0.61414 | 0.02 | 16.36
2022-12-15 19:00 | 0.40854 | 0.70194 | 0.02 | 44.1458
2022-12-15 20:00 | 0.002684 | 0.74078 | 0.02 | 33.2392
2022-12-15 21:00 | 0 | 0.77101 | 0.02 | 24.1292
2022-12-15 22:00 | 0 | 0.67642 | 0.02 | 15.775
2022-12-15 23:00 | 0 | 0.58577 | 0.02 | 23.8833
2022-12-16 | 0 | 0.45666 | 0.02 | 25.535
2022-12-16 01:00 | 0 | 0.3671 | 0.02 | 26.0583
2022-12-16 02:00 | 0 | 0.2568 | 0 | 25.255
2022-12-16 03:00 | 0 | 0.15001 | 0.03 | 22.9117
2022-12-16 04:00 | 0 | 0.13705 | 0.02 | 75.185
2022-12-16 05:00 | 0 | 0.13729 | 0.02 | 103.86
2022-12-16 06:00 | 0.0042028 | 0.14141 | 0.03 | 22.5592
2022-12-16 07:00 | 0.42368 | 0.09341 | 0.02 | -10.3058
2022-12-16 08:00 | 0.99435 | 0.097177 | 0.02 | -57.7958
2022-12-16 09:00 | 1 | 0.14658 | 0.02 | -52.5958
2022-12-16 10:00 | 1 | 0.072419 | 0.01 | -54.8567
2022-12-16 11:00 | 1 | 0.051172 | 0.01 | -56.79
2022-12-16 12:00 | 1 | 0.084104 | 0.01 | -70.1425
2022-12-16 13:00 | 1 | 0.10935 | 0.01 | -66.6408
2022-12-16 14:00 | 1 | 0.12508 | 0.01 | -67.65
2022-12-16 15:00 | 1 | 0.18553 | 0 | -56.1283
2022-12-16 16:00 | 1 | 0.27748 | 0.02 | -65.7783
2022-12-16 17:00 | 1 | 0.35933 | 0 | -65.8325
2022-12-16 18:00 | 0.95098 | 0.48531 | 0.02 | -34.2083
2022-12-16 19:00 | 0.40566 | 0.52377 | 0.02 | 18.4242
2022-12-16 20:00 | 0.0027635 | 0.51496 | 0.02 | 26.0925
2022-12-16 21:00 | 0 | 0.45186 | 0.02 | 17.7867
2022-12-16 22:00 | 0 | 0.34376 | 0 | 8.0375
2022-12-16 23:00 | 0 | 0.3253 | 0.02 | 17.1417
2022-12-17 | 0 | 0.29927 | 0.03 | 15.5475
2022-12-17 01:00 | 0 | 0.24439 | 0.03 | 13.7292
2022-12-17 02:00 | 0 | 0.1829 | 0.02 | 19.23
2022-12-17 03:00 | 0 | 0.20235 | 0.02 | 18.0733
2022-12-17 04:00 | 0 | 0.19782 | 0.02 | 24.9833
2022-12-17 05:00 | 0 | 0.13242 | 0 | 24.8333
2022-12-17 06:00 | 0.0037661 | 0.14285 | 0.02 | -13.2667
2022-12-17 07:00 | 0.41723 | 0.14016 | 0.02 | -50.7233
2022-12-17 08:00 | 0.96545 | 0.080027 | 0.02 | -57.97
2022-12-17 09:00 | 1 | 0.19979 | 0.02 | -64.23
2022-12-17 10:00 | 1 | 0.29799 | 0.02 | -81.2675
2022-12-17 11:00 | 1 | 0.27077 | 0.02 | -114.7775
2022-12-17 12:00 | 1 | 0.29445 | 0.02 | -81.0142
2022-12-17 13:00 | 1 | 0.36303 | 0.02 | -75.7508
2022-12-17 14:00 | 1 | 0.43621 | 0.02 | -78.7225
2022-12-17 15:00 | 1 | 0.45004 | 0.01 | -79.4517
2022-12-17 16:00 | 1 | 0.39932 | 0.02 | -60.2133
2022-12-17 17:00 | 0.89089 | 0.41358 | 0.03 | -59.625
2022-12-17 18:00 | 0.57124 | 0.49091 | 0.02 | -18.1942
2022-12-17 19:00 | 0.24955 | 0.45223 | 0.02 | 19.4717
2022-12-17 20:00 | 0.00091017 | 0.4205 | 0.02 | 12.9
2022-12-17 21:00 | 0 | 0.38418 | 0.02 | 7.8333
2022-12-17 22:00 | 0 | 0.52711 | 0.02 | 7.68
2022-12-17 23:00 | 0 | 0.57016 | 0.02 | -0.8175
2022-12-18 | 0 | 0.60178 | 0.02 | -6.8292
2022-12-18 01:00 | 0 | 0.67312 | 0.02 | -31.8658
2022-12-18 02:00 | 0 | 0.74269 | 0.02 | -39.0208
2022-12-18 03:00 | 0 | 0.78252 | 0.02 | -41.9717
2022-12-18 04:00 | 0 | 0.77641 | 0.02 | -32.3325
2022-12-18 05:00 | 0 | 0.81958 | 0.02 | -37.5317
2022-12-18 06:00 | 0.0030056 | 0.82557 | 0.02 | -63.8708
2022-12-18 07:00 | 0.10175 | 0.84964 | 0 | -68.3817
2022-12-18 08:00 | 0.55272 | 0.91196 | 0.02 | -83.585
2022-12-18 09:00 | 0.62015 | 0.8992 | 0.02 | -80.1883
2022-12-18 10:00 | 0.69748 | 0.9019 | 0 | -81.6642
2022-12-18 11:00 | 0.8876 | 0.82517 | 0.02 | -68.9883
2022-12-18 12:00 | 0.88149 | 0.60588 | 0.02 | -86.7608
2022-12-18 13:00 | 0.97386 | 0.37148 | 0 | -76.6058
2022-12-18 14:00 | 0.96988 | 0.27874 | 0 | -64.3325
2022-12-18 15:00 | 0.90373 | 0.26048 | 0.02 | -61.3117
2022-12-18 16:00 | 0.70846 | 0.30415 | 0.02 | -54.9958
2022-12-18 17:00 | 0.74434 | 0.30082 | 0.02 | -29.99
2022-12-18 18:00 | 0.51743 | 0.30337 | 0.02 | 11.905
2022-12-18 19:00 | 0.3201 | 0.32896 | 0.02 | 22.9058
2022-12-18 20:00 | 0.0029145 | 0.79786 | 0.02 | 13.24
2022-12-18 21:00 | 0 | 0.87405 | 0.02 | 6.9358
2022-12-18 22:00 | 0 | 0.89705 | 0 | 4.7567
2022-12-18 23:00 | 0 | 0.87963 | 0.02 | 8.0608
2022-12-19 | 0 | 0.86275 | 0.02 | 8.0108
2022-12-19 01:00 | 0 | 0.87716 | 0.02 | 5.9967
2022-12-19 02:00 | 0 | 0.90225 | 0.02 | 3.7133
2022-12-19 03:00 | 0 | 0.93633 | 0.02 | -8.465
2022-12-19 04:00 | 0 | 0.93295 | 0.02 | -5.5242
2022-12-19 05:00 | 0 | 0.93918 | 0.02 | 21.4825
2022-12-19 06:00 | 0.0027998 | 0.92631 | 0.01 | -8.1975
2022-12-19 07:00 | 0.19778 | 0.91754 | 0.01 | -16.0767
2022-12-19 08:00 | 0.38953 | 0.82875 | 0.01 | -77.9067
2022-12-19 09:00 | 0.41451 | 0.77471 | 0.01 | -69.9967
2022-12-19 10:00 | 0.50328 | 0.6964 | 0.01 | -71.7758
2022-12-19 11:00 | 0.71903 | 0.51829 | 0.01 | -70.5867
2022-12-19 12:00 | 0.91225 | 0.24188 | 0.01 | -59.4708
2022-12-19 13:00 | 0.71648 | 0.20623 | 0.02 | -35.0567
2022-12-19 14:00 | 0.48882 | 0.47506 | 0.05 | -26.19
2022-12-19 15:00 | 0.33006 | 0.36319 | 0.1 | 1.9417
2022-12-19 16:00 | 0.1321 | 0.12461 | 0.11 | 137.1825
2022-12-19 17:00 | 0.10419 | 0.035751 | 0.14 | 25.8358
2022-12-19 18:00 | 0.084012 | 0.063275 | 0.17 | 88.2383
2022-12-19 19:00 | 0.043222 | 0.20038 | 0.16 | 123.6967
2022-12-19 20:00 | 0.00046887 | 0.49048 | 0.15 | 130.55
2022-12-19 21:00 | 0 | 0.55975 | 0.14 | 68.2083
2022-12-19 22:00 | 0 | 0.76126 | 0.1 | 47.4133
2022-12-19 23:00 | 0 | 0.59021 | 0.1 | 47.4817
2022-12-20 | 0 | 0.28593 | 0.03 | 35.6583
2022-12-20 01:00 | 0 | 0.64638 | 0.03 | 27.5417
2022-12-20 02:00 | 0 | 0.83397 | 0.03 | 19.97
2022-12-20 03:00 | 0 | 0.89648 | 0 | 19.9967
2022-12-20 04:00 | 0 | 0.90906 | 0 | 20.755
2022-12-20 05:00 | 0 | 0.90153 | 0.03 | 19.5533
2022-12-20 06:00 | 0.0012932 | 0.80314 | 0.02 | 4.23
2022-12-20 07:00 | 0.21879 | 0.66862 | 0.02 | -4.6033
2022-12-20 08:00 | 0.50446 | 0.66947 | 0.03 | -32.8842
2022-12-20 09:00 | 0.68562 | 0.67329 | 0.03 | -23.5942
2022-12-20 10:00 | 0.79915 | 0.77428 | 0.02 | -31.5433
2022-12-20 11:00 | 0.59474 | 0.15231 | 0.03 | -39.415
2022-12-20 12:00 | 0.64756 | 0.009158 | 0.1 | -36.83
2022-12-20 13:00 | 0.42652 | 0.20186 | 0.1 | 404.7867
2022-12-20 14:00 | 0.75753 | 0.12689 | 0.07 | -4.89
2022-12-20 15:00 | 0.94974 | 0.17084 | 0.07 | -23.7233
2022-12-20 16:00 | 1 | 0.16659 | 0.07 | -107.9008
2022-12-20 17:00 | 0.93447 | 0.27361 | 0.07 | -26.9283
2022-12-20 18:00 | 0.18406 | 0.42913 | 0.08 | 34.7783
2022-12-20 19:00 | 0.01477 | 0.28181 | 0.08 | 73.0308
2022-12-20 20:00 | 0.0005361 | 0.41805 | 0.08 | 69.65
2022-12-20 21:00 | 0 | 0.23985 | 0.1 | 20.69
2022-12-20 22:00 | 0 | 0.077893 | 0.1 | 26.5008
2022-12-20 23:00 | 0 | 0.001267 | 0.11 | 53.4233
2022-12-21 | 0 | 0.011705 | 0.13 | 54.5725
2022-12-21 01:00 | 0 | 0.027937 | 0.14 | 67.1583
2022-12-21 02:00 | 0 | 0.083209 | 0.15 | 79.7592
2022-12-21 03:00 | 0 | 0.18813 | 0.2 | 84.0708
2022-12-21 04:00 | 0 | 0.22616 | 0.21 | 93.5758
2022-12-21 05:00 | 0 | 0.22536 | 0.17 | 114.7583
2022-12-21 06:00 | 0.0015268 | 0.22411 | 0.11 | 58.2808
2022-12-21 07:00 | 0.23798 | 0.28541 | 0.05 | 18.985
2022-12-21 08:00 | 0.69284 | 0.24426 | 0.05 | -2.9458
2022-12-21 09:00 | 0.93965 | 0.18849 | 0.05 | -17.7608
2022-12-21 10:00 | 0.72786 | 0.11103 | 0.04 | 33.8642
2022-12-21 11:00 | 0.72366 | 0.10598 | 0.03 | 18.3042
2022-12-21 12:00 | 0.7285 | 0.11759 | 0.03 | 49.51
2022-12-21 13:00 | 0.70559 | 0.06783 | 0.04 | 27.5608
2022-12-21 14:00 | 0.46113 | 0.081572 | 0.07 | 55.8367
2022-12-21 15:00 | 0.33089 | 0.10824 | 0.1 | 96.8417
2022-12-21 16:00 | 0.75682 | 0.22614 | 0.16 | 102.9383
2022-12-21 17:00 | 0.59113 | 0.15002 | 0.17 | 128.8183
2022-12-21 18:00 | 0.45827 | 0.096138 | 0.18 | 170.795
2022-12-21 19:00 | 0.16527 | 0.14187 | 0.15 | 129.2067
2022-12-21 20:00 | 0.0034644 | 0.15067 | 0.17 | 112.8142
2022-12-21 21:00 | 0 | 0.22568 | 0.21 | 86.2642
2022-12-21 22:00 | 0 | 0.30629 | 0.24 | 103.8558
2022-12-21 23:00 | 0 | 0.33003 | 0.3 | 123.5208
2022-12-22 | 0 | 0.39742 | 0.26 | 169.4333
2022-12-22 01:00 | 0 | 0.31226 | 0.3 | 160.3433
2022-12-22 02:00 | 0 | 0.25125 | 0.26 | 128.6775
2022-12-22 03:00 | 0 | 0.23044 | 0.26 | 104.2633
2022-12-22 04:00 | 0 | 0.2625 | 0.2 | 122.1633
2022-12-22 05:00 | 0 | 0.30444 | 0.17 | 132.525
2022-12-22 06:00 | 0.0020841 | 0.3392 | 0.08 | 102.21
2022-12-22 07:00 | 0.12254 | 0.29682 | 0.03 | 99.955
2022-12-22 08:00 | 0.28471 | 0.156 | 0.02 | 70.25
2022-12-22 09:00 | 0.7198 | 0.19022 | 0.01 | 1.4142
2022-12-22 10:00 | 0.87377 | 0.23289 | 0.01 | -17.64
2022-12-22 11:00 | 1 | 0.30429 | 0.01 | -55.5333
2022-12-22 12:00 | 1 | 0.36555 | 0.01 | -56.4583
2022-12-22 13:00 | 1 | 0.41757 | 0.01 | -60.7067
2022-12-22 14:00 | 1 | 0.45672 | 0.04 | -58.0825
2022-12-22 15:00 | 1 | 0.51568 | 0.1 | -56.5
2022-12-22 16:00 | 1 | 0.58271 | 0.1 | -32.7408
2022-12-22 17:00 | 0.98323 | 0.60545 | 0.14 | 70.9517
2022-12-22 18:00 | 0.69563 | 0.63994 | 0.14 | 102.0592
2022-12-22 19:00 | 0.23796 | 0.605 | 0.13 | 111.4825
2022-12-22 20:00 | 0.0021779 | 0.57535 | 0.13 | 127.0508
2022-12-22 21:00 | 0 | 0.65155 | 0.14 | 127.5383
2022-12-22 22:00 | 0 | 0.65087 | 0.14 | 116.6892
2022-12-22 23:00 | 0 | 0.59566 | 0.14 | 117.6383
2022-12-23 | 0 | 0.51059 | 0.15 | 115.51
2022-12-23 01:00 | 0 | 0.47469 | 0.2 | 90.9267
2022-12-23 02:00 | 0 | 0.33223 | 0.18 | 88.0117
2022-12-23 03:00 | 0 | 0.27246 | 0.2 | 87.6408
2022-12-23 04:00 | 0 | 0.23956 | 0.21 | 98.2633
2022-12-23 05:00 | 0 | 0.21459 | 0.15 | 119.5817
2022-12-23 06:00 | 0.0024376 | 0.15718 | 0.1 | 91.7575
2022-12-23 07:00 | 0.41021 | 0.070088 | 0.03 | 40.0567
2022-12-23 08:00 | 0.96245 | 0.00575 | 0.02 | 0.67917
2022-12-23 09:00 | 1 | 0.004586 | 0.02 | -8.09
2022-12-23 10:00 | 1 | 0.009858 | 0.02 | -33.215
2022-12-23 11:00 | 1 | 0.041637 | 0.01 | -33.425
2022-12-23 12:00 | 1 | 0.11987 | 0.01 | -42.4983
2022-12-23 13:00 | 1 | 0.21281 | 0.01 | -47.3342
2022-12-23 14:00 | 1 | 0.34675 | 0.02 | -58.67
2022-12-23 15:00 | 1 | 0.42658 | 0.06 | -18.0475
2022-12-23 16:00 | 1 | 0.44238 | 0.1 | 23.7642
2022-12-23 17:00 | 1 | 0.46636 | 0.15 | 89.2975
2022-12-23 18:00 | 0.94938 | 0.43028 | 0.14 | 124.4242
2022-12-23 19:00 | 0.41413 | 0.39083 | 0.15 | 145.0242
2022-12-23 20:00 | 0.004641 | 0.64627 | 0.15 | 118.035
2022-12-23 21:00 | 0 | 0.71142 | 0.18 | 123.8075
2022-12-23 22:00 | 0 | 0.67595 | 0.22 | 114.8633
2022-12-23 23:00 | 0 | 0.61204 | 0.26 | 132.1217
2022-12-24 | 0 | 0.50014 | 0.26 | 154.1558
2022-12-24 01:00 | 0 | 0.27602 | 0.26 | 142.2792
2022-12-24 02:00 | 0 | 0.071267 | 0.28 | 124.2025
2022-12-24 03:00 | 0 | 0.026667 | 0.29 | 110.8717
2022-12-24 04:00 | 0 | 0.041183 | 0.25 | 117.4908
2022-12-24 05:00 | 0 | 0.061886 | 0.11 | 133.8233
2022-12-24 06:00 | 0.0024467 | 0.053584 | 0 | 85.8625
2022-12-24 07:00 | 0.40377 | 0.039546 | 0.02 | 31.1558
2022-12-24 08:00 | 0.95758 | 0.013892 | 0.02 | -9.495
2022-12-24 09:00 | 1 | 0.004903 | 0.02 | -9.5542
2022-12-24 10:00 | 1 | 0.001664 | 0.01 | -17.44
2022-12-24 11:00 | 1 | 0.001572 | 0.01 | -39.2583
2022-12-24 12:00 | 1 | 0.025 | 0 | -49.3258
2022-12-24 13:00 | 1 | 0.056143 | 0.02 | -38.7675
2022-12-24 14:00 | 1 | 0.097397 | 0.02 | -3.235
2022-12-24 15:00 | 1 | 0.14033 | 0.1 | 12.385
2022-12-24 16:00 | 1 | 0.1646 | 0.14 | 12.7533
2022-12-24 17:00 | 1 | 0.23043 | 0.2 | 87.6333
2022-12-24 18:00 | 0.93186 | 0.32567 | 0.22 | 165.7058
2022-12-24 19:00 | 0.40595 | 0.40914 | 0.22 | 178.8633
2022-12-24 20:00 | 0.0046763 | 0.52507 | 0.2 | 139.7725
2022-12-24 21:00 | 0 | 0.54694 | 0.2 | 135.4292
2022-12-24 22:00 | 0 | 0.49604 | 0.17 | 135.9608
2022-12-24 23:00 | 0 | 0.28864 | 0.16 | 126.6617
2022-12-25 | 0 | 0.09613 | 0.14 | 116.0433
2022-12-25 01:00 | 0 | 0.044013 | 0.13 | 115.6708
2022-12-25 02:00 | 0 | 0.030373 | 0.1 | 98.0733
2022-12-25 03:00 | 0 | 0.035679 | 0.13 | 91.9533
2022-12-25 04:00 | 0 | 0.041077 | 0.12 | 91.7358
2022-12-25 05:00 | 0 | 0.03748 | 0.04 | 75.4742
2022-12-25 06:00 | 0.0019912 | 0.047865 | 0.02 | 22.5258
2022-12-25 07:00 | 0.39207 | 0.077898 | 0.02 | -19.3517
2022-12-25 08:00 | 0.90221 | 0.082184 | 0.02 | -39.1458
2022-12-25 09:00 | 0.99527 | 0.088803 | 0.01 | -56.8058
2022-12-25 10:00 | 1 | 0.097242 | 0.02 | -46.915
2022-12-25 11:00 | 1 | 0.093036 | 0.02 | -43.4333
2022-12-25 12:00 | 1 | 0.063229 | 0.02 | -57.6983
2022-12-25 13:00 | 0.98552 | 0.017196 | 0.02 | -42.0492
2022-12-25 14:00 | 0.996 | 0.005573 | 0.06 | -43.5467
2022-12-25 15:00 | 0.9932 | 0.002617 | 0.1 | 25.8992
2022-12-25 16:00 | 0.98106 | 0.002617 | 0.1 | 65.7933
2022-12-25 17:00 | 0.92901 | 0.012734 | 0.18 | 119.8433
2022-12-25 18:00 | 0.83332 | 0.05916 | 0.15 | 152.4867
2022-12-25 19:00 | 0.38925 | 0.277 | 0.14 | 162.4592
2022-12-25 20:00 | 0.0047134 | 0.58597 | 0.1 | 125.4858
2022-12-25 21:00 | 0 | 0.71408 | 0.1 | 106.2083
2022-12-25 22:00 | 0 | 0.67888 | 0.11 | 103.925
2022-12-25 23:00 | 0 | 0.55301 | 0.1 | 95.8725
2022-12-26 | 0 | 0.48132 | 0.1 | 97.4983
2022-12-26 01:00 | 0 | 0.49128 | 0.1 | 66.1117
2022-12-26 02:00 | 0 | 0.41553 | 0.11 | 40.7383
2022-12-26 03:00 | 0 | 0.22147 | 0.12 | 41.0692
2022-12-26 04:00 | 0 | 0.11391 | 0.1 | 56.92
2022-12-26 05:00 | 0 | 0.078184 | 0.03 | 54.7975
2022-12-26 06:00 | 0.0013161 | 0.11466 | 0.02 | 14.715
2022-12-26 07:00 | 0.36454 | 0.16107 | 0.02 | -19.385
2022-12-26 08:00 | 0.86972 | 0.12439 | 0 | -19.6183
2022-12-26 09:00 | 0.92263 | 0.14165 | 0.02 | -30.1467
2022-12-26 10:00 | 0.98692 | 0.23977 | 0.03 | -32.4717
2022-12-26 11:00 | 0.981 | 0.17158 | 0.07 | -0.84917
2022-12-26 12:00 | 0.98076 | 0.083653 | 0.09 | 486.755
2022-12-26 13:00 | 0.91898 | 0.038854 | 0.1 | 161.6
2022-12-26 14:00 | 0.77401 | 0.030419 | 0.13 | 55.5825
2022-12-26 15:00 | 0.74326 | 0.038302 | 0.12 | 99.4883
2022-12-26 16:00 | 0.82822 | 0.13494 | 0.18 | 107.4358
2022-12-26 17:00 | 0.67393 | 0.34936 | 0.21 | 81.5325
2022-12-26 18:00 | 0.55697 | 0.21122 | 0.18 | 151.9458
2022-12-26 19:00 | 0.29069 | 0.15579 | 0.16 | 148.8833
2022-12-26 20:00 | 0.0036533 | 0.35856 | 0.1 | 113.6842
2022-12-26 21:00 | 0 | 0.60396 | 0.15 | 98.5275
2022-12-26 22:00 | 0 | 0.50799 | 0.13 | 108.085
2022-12-26 23:00 | 0 | 0.41301 | 0.1 | 102.1767
2022-12-27 | 0 | 0.43557 | 0.1 | 84.95
2022-12-27 01:00 | 0 | 0.48597 | 0.08 | 78.1892
2022-12-27 02:00 | 0 | 0.46036 | 0.08 | 48.0925
2022-12-27 03:00 | 0 | 0.44319 | 0.08 | 38.7233
2022-12-27 04:00 | 0 | 0.51551 | 0.07 | 31.2808
2022-12-27 05:00 | 0 | 0.62538 | 0.06 | 20.5125
2022-12-27 06:00 | 0.00063045 | 0.63211 | 0.1 | -39.4042
2022-12-27 07:00 | 0.35409 | 0.57707 | 0.04 | -46.9667
2022-12-27 08:00 | 0.85931 | 0.25968 | 0 | -37.7808
2022-12-27 09:00 | 0.96166 | 0.19147 | 0.04 | -52.8142
2022-12-27 10:00 | 1 | 0.29724 | 0.05 | -55.6042
2022-12-27 11:00 | 1 | 0.40182 | 0.05 | -48.7392
2022-12-27 12:00 | 0.99645 | 0.41679 | 0.07 | -36.0033
2022-12-27 13:00 | 0.99242 | 0.39406 | 0.08 | -1.0817
2022-12-27 14:00 | 0.95249 | 0.37082 | 0.1 | 54.9433
2022-12-27 15:00 | 0.91974 | 0.35255 | 0.15 | 83.6583
2022-12-27 16:00 | 0.94285 | 0.39251 | 0.19 | 104.9142
2022-12-27 17:00 | 0.80282 | 0.40571 | 0.23 | 121.8617
2022-12-27 18:00 | 0.75213 | 0.378 | 0.25 | 118.7783
2022-12-27 19:00 | 0.34237 | 0.386 | 0.19 | 194.3417
2022-12-27 20:00 | 0.002516 | 0.12084 | 0.13 | 171.5975
2022-12-27 21:00 | 0 | 0.28731 | 0.09 | 100.0708
2022-12-27 22:00 | 0 | 0.4755 | 0.07 | 72.9592
2022-12-27 23:00 | 0 | 0.56274 | 0.08 | 56.7525
2022-12-28 | 0 | 0.49814 | 0.08 | 19.1367
2022-12-28 01:00 | 0 | 0.24385 | 0.08 | 67.415
2022-12-28 02:00 | 0 | 0.80607 | 0.06 | 183.38
2022-12-28 03:00 | 0 | 0.82901 | 0.06 | 52.3508
2022-12-28 04:00 | 0 | 0.85025 | 0.03 | 21.1083
2022-12-28 05:00 | 0 | 0.92823 | 0.02 | 38.2792
2022-12-28 06:00 | 0 | 0.92677 | 0.02 | 22.6108
2022-12-28 07:00 | 0.041446 | 0.92001 | 0.02 | -9.9058
2022-12-28 08:00 | 0.14796 | 0.89012 | 0.01 | -33.1725
2022-12-28 09:00 | 0.20724 | 0.84123 | 0.01 | -42.9392
2022-12-28 10:00 | 0.25592 | 0.81607 | 0.01 | -52.0358
2022-12-28 11:00 | 0.30115 | 0.78179 | 0.01 | -61.8975
2022-12-28 12:00 | 0.68675 | 0.81076 | 0.01 | -62.6658
2022-12-28 13:00 | 0.69093 | 0.81278 | 0.01 | -62.9658
2022-12-28 14:00 | 0.73698 | 0.811 | 0.01 | -60.1383
2022-12-28 15:00 | 0.89487 | 0.82529 | 0.03 | -61.7967
2022-12-28 16:00 | 1 | 0.83832 | 0.04 | -13.8625
2022-12-28 17:00 | 1 | 0.86088 | 0.06 | 11.1975
2022-12-28 18:00 | 0.70785 | 0.8824 | 0.1 | 40.3842
2022-12-28 19:00 | 0.3979 | 0.89678 | 0.08 | 66.2908
2022-12-28 20:00 | 0.0034443 | 0.89138 | 0.1 | 83.1475
2022-12-28 21:00 | 0 | 0.87958 | 0.08 | 81.61
2022-12-28 22:00 | 0 | 0.87076 | 0.08 | 87.4625
2022-12-28 23:00 | 0 | 0.80865 | 0.07 | 87.985
2022-12-29 | 0 | 0.76736 | 0.07 | 88.4933
2022-12-29 01:00 | 0 | 0.70263 | 0.1 | 70.8308
2022-12-29 02:00 | 0 | 0.61822 | 0.07 | 47.6092
2022-12-29 03:00 | 0 | 0.51879 | 0.06 | 40.2092
2022-12-29 04:00 | 0 | 0.52125 | 0.04 | 45.2017
2022-12-29 05:00 | 0 | 0.50813 | 0.02 | 28.0133
2022-12-29 06:00 | 0.0006899 | 0.421 | 0.02 | -19.7633
2022-12-29 07:00 | 0.39321 | 0.38026 | 0.02 | -52.705
2022-12-29 08:00 | 0.95413 | 0.20468 | 0.02 | -82.1525
2022-12-29 09:00 | 1 | 0.2095 | 0 | -61.0258
2022-12-29 10:00 | 1 | 0.17755 | 0.02 | -52.9233
2022-12-29 11:00 | 1 | 0.17508 | 0.02 | -52.9342
2022-12-29 12:00 | 1 | 0.16738 | 0.02 | -55.9558
2022-12-29 13:00 | 1 | 0.13381 | 0.02 | -57.5275
2022-12-29 14:00 | 1 | 0.13162 | 0.02 | -64.75
2022-12-29 15:00 | 1 | 0.15231 | 0 | -55.6833
2022-12-29 16:00 | 1 | 0.22524 | 0.02 | -33.4117
2022-12-29 17:00 | 1 | 0.35482 | 0.1 | -8.345
2022-12-29 18:00 | 0.95887 | 0.55403 | 0.1 | 43.435
2022-12-29 19:00 | 0.42269 | 0.67234 | 0.07 | 93.9783
2022-12-29 20:00 | 0.0060968 | 0.79688 | 0.07 | 86.36
2022-12-29 21:00 | 0 | 0.74849 | 0.07 | 82.6333
2022-12-29 22:00 | 0 | 0.72397 | 0.07 | 83.4375
2022-12-29 23:00 | 0 | 0.65667 | 0.07 | 91.2525
2022-12-30 | 0 | 0.56818 | 0.07 | 93.4842
2022-12-30 01:00 | 0 | 0.45518 | 0.1 | 86.9983
2022-12-30 02:00 | 0 | 0.30507 | 0.08 | 87.23
2022-12-30 03:00 | 0 | 0.20176 | 0.1 | 88.7283
2022-12-30 04:00 | 0 | 0.13705 | 0.08 | 89.7833
2022-12-30 05:00 | 0 | 0.1224 | 0.04 | 97.4567
2022-12-30 06:00 | 0.00053768 | 0.094183 | 0.02 | 73.3933
2022-12-30 07:00 | 0.38686 | 0.066252 | 0.02 | 34.5933
2022-12-30 08:00 | 0.94052 | 0.012311 | 0.02 | -19.3475
2022-12-30 09:00 | 1 | 0.02768 | 0.02 | -45.3842
2022-12-30 10:00 | 1 | 0.037232 | 0.02 | -54.1517
2022-12-30 11:00 | 1 | 0.020985 | 0.02 | -61.5733
2022-12-30 12:00 | 1 | 0.025558 | 0.01 | -52.3842
2022-12-30 13:00 | 1 | 0.052335 | 0.01 | -52.4067
2022-12-30 14:00 | 1 | 0.092785 | 0.01 | -38.7583
2022-12-30 15:00 | 1 | 0.1576 | 0.02 | -26.2592
2022-12-30 16:00 | 1 | 0.28526 | 0.03 | 30.5825
2022-12-30 17:00 | 1 | 0.5129 | 0.06 | 79.5225
2022-12-30 18:00 | 0.91752 | 0.7402 | 0.07 | 107.8708
2022-12-30 19:00 | 0.41801 | 0.78917 | 0.07 | 97.5967
2022-12-30 20:00 | 0.0059208 | 0.76746 | 0.1 | 85.5808
2022-12-30 21:00 | 0 | 0.81228 | 0.06 | 82.45
2022-12-30 22:00 | 0 | 0.79418 | 0.1 | 82.4133
2022-12-30 23:00 | 0 | 0.68211 | 0.07 | 77.5075
2022-12-31 | 0 | 0.54666 | 0.06 | 80.9875
2022-12-31 01:00 | 0 | 0.4298 | 0.07 | 77.6767
2022-12-31 02:00 | 0 | 0.27292 | 0.07 | 71.4558
2022-12-31 03:00 | 0 | 0.2097 | 0.08 | 72.1192
2022-12-31 04:00 | 0 | 0.14989 | 0.05 | 87.2767
2022-12-31 05:00 | 0 | 0.10339 | 0.02 | 96.1092
2022-12-31 06:00 | 0 | 0.096829 | 0.02 | 45.0508
2022-12-31 07:00 | 0.38859 | 0.070136 | 0.02 | -12.9133
2022-12-31 08:00 | 0.93324 | 0.037161 | 0.02 | -23.1458
2022-12-31 09:00 | 1 | 0.051801 | 0.02 | -56.5892
2022-12-31 10:00 | 1 | 0.037503 | 0.02 | -36.4775
2022-12-31 11:00 | 1 | 0.007253 | 0.02 | -10.9417
2022-12-31 12:00 | 1 | 0.003332 | 0.02 | 10.1525
2022-12-31 13:00 | 1 | 0.010626 | 0.01 | 9.5525
2022-12-31 14:00 | 1 | 0.052754 | 0.04 | 16.8792
2022-12-31 15:00 | 1 | 0.14826 | 0.07 | 27.4708
2022-12-31 16:00 | 1 | 0.28731 | 0.1 | 81.1583
2022-12-31 17:00 | 1 | 0.45771 | 0.14 | 90.8917
2022-12-31 18:00 | 0.93638 | 0.61699 | 0.1 | 144.6492
2022-12-31 19:00 | 0.41818 | 0.61627 | 0.11 | 148.64
2022-12-31 20:00 | 0.0061841 | 0.69164 | 0.11 | 107.3683
2022-12-31 21:00 | 0 | 0.71159 | 0.1 | 96.2008
2022-12-31 22:00 | 0 | 0.64136 | 0.1 | 97.1158
2022-12-31 23:00 | 0 | 0.51467 | 0.09 | 89.8425

## eyre2021
dateTime | solar | wind | gridElectricityEmissionsFactor | wholesaleElectricityPrice
2021-01-01 | 0 | 0.45493 | 0.29 | 35.72
2021-01-01 01:00 | 0 | 0.49543 | 0.3 | 29.635
2021-01-01 02:00 | 0 | 0.52671 | 0.28 | 11.36
2021-01-01 03:00 | 0 | 0.59949 | 0.3 | 8.31
2021-01-01 04:00 | 0 | 0.69161 | 0.25 | 8.42
2021-01-01 05:00 | 0 | 0.90159 | 0.18 | 8.61
2021-01-01 06:00 | 0 | 0.92509 | 0.12 | 8.935
2021-01-01 07:00 | 0.38768 | 0.91466 | 0.1 | 9.505
2021-01-01 08:00 | 0.94381 | 0.8405 | 0.12 | 6.755
2021-01-01 09:00 | 1 | 0.73255 | 0.12 | 0
2021-01-01 10:00 | 1 | 0.59708 | 0.11 | 8.25
2021-01-01 11:00 | 1 | 0.003175 | 0.11 | 6.88
2021-01-01 12:00 | 1 | 0.038241 | 0.11 | -3.475
2021-01-01 13:00 | 1 | 0.13119 | 0.1 | -0.785
2021-01-01 14:00 | 0.9922 | 0.24178 | 0.11 | 8.095
2021-01-01 15:00 | 0.87367 | 0.31886 | 0.12 | 26.99
2021-01-01 16:00 | 0.8271 | 0.40247 | 0.1 | 28.865
2021-01-01 17:00 | 1 | 0.31929 | 0.1 | 29.03
2021-01-01 18:00 | 0.38788 | 0.23379 | 0.11 | 30.93
2021-01-01 19:00 | 0.16528 | 0.28018 | 0.11 | 31.92
2021-01-01 20:00 | 0.0060612 | 0.402 | 0.11 | 31.485
2021-01-01 21:00 | 0 | 0.5847 | 0.11 | 30.575
2021-01-01 22:00 | 0 | 0.66098 | 0.12 | 31.38
2021-01-01 23:00 | 0 | 0.63213 | 0.1 | 31.67
2021-01-02 | 0 | 0.50848 | 0.15 | 32.01
2021-01-02 01:00 | 0 | 0.44924 | 0.19 | 34.465
2021-01-02 02:00 | 0 | 0.34641 | 0.22 | 29.4
2021-01-02 03:00 | 0 | 0.30929 | 0.27 | 18.945
2021-01-02 04:00 | 0 | 0.17415 | 0.28 | 24.685
2021-01-02 05:00 | 0 | 0.043262 | 0.22 | 32.47
2021-01-02 06:00 | 0 | 0.003834 | 0.17 | 36.9
2021-01-02 07:00 | 0.21941 | 0.033548 | 0.11 | 34.575
2021-01-02 08:00 | 0.5345 | 0.058971 | 0.09 | 33.5
2021-01-02 09:00 | 0.87403 | 0.080476 | 0.09 | 29.045
2021-01-02 10:00 | 0.93999 | 0.094061 | 0.08 | 19.705
2021-01-02 11:00 | 1 | 0.13498 | 0.08 | 16.13
2021-01-02 12:00 | 1 | 0.26515 | 0.07 | 14.84
2021-01-02 13:00 | 1 | 0.44292 | 0.07 | 14.44
2021-01-02 14:00 | 1 | 0.5482 | 0.07 | -8.275
2021-01-02 15:00 | 1 | 0.62335 | 0.1 | -67.665
2021-01-02 16:00 | 1 | 0.61958 | 0.07 | -85.93
2021-01-02 17:00 | 1 | 0.65209 | 0.11 | -84.24
2021-01-02 18:00 | 0.97982 | 0.50755 | 0.13 | -19.885
2021-01-02 19:00 | 0.42863 | 0.57307 | 0.1 | 19.845
2021-01-02 20:00 | 0.014973 | 0.45062 | 0.14 | 22.51
2021-01-02 21:00 | 0 | 0.46747 | 0.14 | 26.78
2021-01-02 22:00 | 0 | 0.32727 | 0.14 | 24.79
2021-01-02 23:00 | 0 | 0.42286 | 0.16 | 23.505
2021-01-03 | 0 | 0.44017 | 0.17 | 32.92
2021-01-03 01:00 | 0 | 0.48185 | 0.18 | 37.225
2021-01-03 02:00 | 0 | 0.3968 | 0.22 | 36.1
2021-01-03 03:00 | 0 | 0.31026 | 0.24 | 32.355
2021-01-03 04:00 | 0 | 0.18646 | 0.23 | 27.775
2021-01-03 05:00 | 0 | 0.2044 | 0.16 | 33.225
2021-01-03 06:00 | 0 | 0.18792 | 0.13 | 38.075
2021-01-03 07:00 | 0.04447 | 0.17463 | 0.12 | 34.025
2021-01-03 08:00 | 0.37187 | 0.022284 | 0.1 | 44.535
2021-01-03 09:00 | 0.50424 | 0.03211 | 0.1 | 37.63
2021-01-03 10:00 | 0.44421 | 0.05958 | 0.1 | 35.38
2021-01-03 11:00 | 0.58 | 0.085325 | 0.09 | 19.33
2021-01-03 12:00 | 0.84793 | 0.17601 | 0.09 | -10.665
2021-01-03 13:00 | 0.90555 | 0.24298 | 0.08 | 3.745
2021-01-03 14:00 | 0.67666 | 0.32379 | 0.07 | -15.13
2021-01-03 15:00 | 0.5876 | 0.40465 | 0.08 | -24.765
2021-01-03 16:00 | 0.62762 | 0.4255 | 0.08 | -19.175
2021-01-03 17:00 | 0.30968 | 0.42196 | 0.09 | 1.265
2021-01-03 18:00 | 0.20805 | 0.34548 | 0.09 | 18.835
2021-01-03 19:00 | 0.17084 | 0.22479 | 0.09 | 28.62
2021-01-03 20:00 | 0.0083299 | 0.41922 | 0.09 | 27.8
2021-01-03 21:00 | 0 | 0.73538 | 0.1 | 32.115
2021-01-03 22:00 | 0 | 0.70904 | 0.1 | 28.695
2021-01-03 23:00 | 0 | 0.70029 | 0.1 | 33.96
2021-01-04 | 0 | 0.57759 | 0.1 | 36.97
2021-01-04 01:00 | 0 | 0.70294 | 0.08 | 36.065
2021-01-04 02:00 | 0 | 0.76046 | 0.1 | 34.935
2021-01-04 03:00 | 0 | 0.86966 | 0.08 | 11.12
2021-01-04 04:00 | 0 | 0.91697 | 0.08 | 0
2021-01-04 05:00 | 0 | 0.92673 | 0.1 | 0.055
2021-01-04 06:00 | 0 | 0.79247 | 0.07 | 11.025
2021-01-04 07:00 | 0.35266 | 0.47828 | 0.08 | 9.625
2021-01-04 08:00 | 0.76195 | 0.41994 | 0.07 | -7.085
2021-01-04 09:00 | 0.88103 | 0.43161 | 0.07 | -22.07
2021-01-04 10:00 | 0.91697 | 0.2756 | 0.07 | -45.87
2021-01-04 11:00 | 1 | 0.34891 | 0.1 | -32.615
2021-01-04 12:00 | 1 | 0.31055 | 0.07 | -26.715
2021-01-04 13:00 | 0.95402 | 0.38275 | 0.07 | -12.19
2021-01-04 14:00 | 0.96865 | 0.54569 | 0.07 | -17.06
2021-01-04 15:00 | 0.99345 | 0.61762 | 0.07 | -22.55
2021-01-04 16:00 | 1 | 0.59999 | 0.1 | -22.925
2021-01-04 17:00 | 1 | 0.65888 | 0.07 | -26.22
2021-01-04 18:00 | 0.96583 | 0.67357 | 0.07 | -45.575
2021-01-04 19:00 | 0.41196 | 0.80285 | 0.07 | -10.77
2021-01-04 20:00 | 0.009744 | 0.81815 | 0.1 | 27.69
2021-01-04 21:00 | 0 | 0.81741 | 0.07 | 29.115
2021-01-04 22:00 | 0 | 0.81966 | 0.07 | 22.925
2021-01-04 23:00 | 0 | 0.82858 | 0.07 | 6.835
2021-01-05 | 0 | 0.81461 | 0.1 | 6.79
2021-01-05 01:00 | 0 | 0.77985 | 0.07 | 10.7
2021-01-05 02:00 | 0 | 0.81833 | 0.1 | -0.24
2021-01-05 03:00 | 0 | 0.8403 | 0.07 | -10.69
2021-01-05 04:00 | 0 | 0.84498 | 0.08 | -25.05
2021-01-05 05:00 | 0 | 0.84056 | 0.08 | -12.965
2021-01-05 06:00 | 0 | 0.80385 | 0.09 | 4.475
2021-01-05 07:00 | 0.27222 | 0.70064 | 0.1 | 16.035
2021-01-05 08:00 | 0.5004 | 0.60969 | 0.1 | 12.31
2021-01-05 09:00 | 0.96459 | 0.4442 | 0.1 | 13.46
2021-01-05 10:00 | 0.96118 | 0.3257 | 0.1 | 17.08
2021-01-05 11:00 | 0.93698 | 0.34532 | 0.09 | 9.43
2021-01-05 12:00 | 0.93007 | 0.37759 | 0.08 | -63.41
2021-01-05 13:00 | 1 | 0.46844 | 0.08 | -44.8
2021-01-05 14:00 | 1 | 0.55894 | 0.07 | -76.035
2021-01-05 15:00 | 1 | 0.65851 | 0.1 | -28.12
2021-01-05 16:00 | 1 | 0.67707 | 0.07 | -76.425
2021-01-05 17:00 | 0.97006 | 0.78111 | 0.07 | -113.675
2021-01-05 18:00 | 0.99188 | 0.75831 | 0.07 | -29.875
2021-01-05 19:00 | 0.43686 | 0.78408 | 0.08 | 15.95
2021-01-05 20:00 | 0.015703 | 0.74543 | 0.08 | 29.295
2021-01-05 21:00 | 0 | 0.76067 | 0.09 | 33.75
2021-01-05 22:00 | 0 | 0.70343 | 0.08 | 34.455
2021-01-05 23:00 | 0 | 0.67659 | 0.1 | 30.715
2021-01-06 | 0 | 0.63614 | 0.08 | 30.51
2021-01-06 01:00 | 0 | 0.58361 | 0.08 | 38.115
2021-01-06 02:00 | 0 | 0.5319 | 0.08 | 19.73
2021-01-06 03:00 | 0 | 0.54485 | 0.08 | 8.325
2021-01-06 04:00 | 0 | 0.50252 | 0.1 | 9.325
2021-01-06 05:00 | 0 | 0.4538 | 0.1 | 9.35
2021-01-06 06:00 | 0 | 0.43217 | 0.07 | 16.875
2021-01-06 07:00 | 0.30805 | 0.31465 | 0.08 | 19.36
2021-01-06 08:00 | 0.72097 | 0.19793 | 0.08 | 29.135
2021-01-06 09:00 | 0.76239 | 0.065574 | 0.09 | -0.92
2021-01-06 10:00 | 0.89161 | 0.073049 | 0.1 | 3.615
2021-01-06 11:00 | 0.91661 | 0.1179 | 0.09 | -21.455
2021-01-06 12:00 | 1 | 0.17177 | 0.09 | -60.33
2021-01-06 13:00 | 1 | 0.22867 | 0.1 | -105.76
2021-01-06 14:00 | 1 | 0.28369 | 0.08 | -116.34
2021-01-06 15:00 | 1 | 0.35091 | 0.1 | -173.19
2021-01-06 16:00 | 1 | 0.43824 | 0.06 | -118.095
2021-01-06 17:00 | 1 | 0.44202 | 0.07 | -77.36
2021-01-06 18:00 | 0.99868 | 0.63564 | 0.07 | -49.245
2021-01-06 19:00 | 0.44627 | 0.8124 | 0.1 | -50.54
2021-01-06 20:00 | 0.01615 | 0.80976 | 0.07 | 14.27
2021-01-06 21:00 | 0 | 0.73757 | 0.07 | 24.415
2021-01-06 22:00 | 0 | 0.67453 | 0.07 | 25.945
2021-01-06 23:00 | 0 | 0.6851 | 0.07 | 8.45
2021-01-07 | 0 | 0.61576 | 0.07 | 18.935
2021-01-07 01:00 | 0 | 0.50016 | 0.07 | 22.3
2021-01-07 02:00 | 0 | 0.50678 | 0.07 | -15.25
2021-01-07 03:00 | 0 | 0.52721 | 0.07 | -22.415
2021-01-07 04:00 | 0 | 0.54626 | 0.07 | -4.205
2021-01-07 05:00 | 0 | 0.63184 | 0.07 | -18.47
2021-01-07 06:00 | 0 | 0.72425 | 0.08 | -4.14
2021-01-07 07:00 | 0.38473 | 0.80019 | 0.08 | 22.235
2021-01-07 08:00 | 0.98552 | 0.66939 | 0.1 | 18.94
2021-01-07 09:00 | 1 | 0.43778 | 0.1 | -53.84
2021-01-07 10:00 | 1 | 0.29094 | 0.1 | -11.825
2021-01-07 11:00 | 1 | 0.27676 | 0.1 | -40.85
2021-01-07 12:00 | 1 | 0.2821 | 0.09 | -30.565
2021-01-07 13:00 | 1 | 0.33463 | 0.08 | -29.12
2021-01-07 14:00 | 1 | 0.26401 | 0.07 | -16.86
2021-01-07 15:00 | 1 | 0.23849 | 0.07 | -22.365
2021-01-07 16:00 | 1 | 0.32622 | 0.07 | -22.67
2021-01-07 17:00 | 1 | 0.32023 | 0.07 | -12.385
2021-01-07 18:00 | 0.98969 | 0.33673 | 0.08 | 14.625
2021-01-07 19:00 | 0.43724 | 0.322 | 0.07 | 31.955
2021-01-07 20:00 | 0.016143 | 0.47825 | 0.07 | 35.14
2021-01-07 21:00 | 0 | 0.6618 | 0.07 | 39.45
2021-01-07 22:00 | 0 | 0.65387 | 0.07 | 37.64
2021-01-07 23:00 | 0 | 0.62404 | 0.07 | 33.6
2021-01-08 | 0 | 0.45009 | 0.07 | 17.95
2021-01-08 01:00 | 0 | 0.30059 | 0.07 | 21.645
2021-01-08 02:00 | 0 | 0.23262 | 0.07 | 8.595
2021-01-08 03:00 | 0 | 0.42025 | 0.1 | 2.39
2021-01-08 04:00 | 0 | 0.57405 | 0.07 | -1.035
2021-01-08 05:00 | 0 | 0.63997 | 0.08 | 0.66
2021-01-08 06:00 | 0 | 0.62308 | 0.08 | 9.23
2021-01-08 07:00 | 0.35477 | 0.61087 | 0.1 | 23.61
2021-01-08 08:00 | 0.94736 | 0.38322 | 0.1 | 31.625
2021-01-08 09:00 | 1 | 0.23619 | 0.11 | 23.015
2021-01-08 10:00 | 1 | 0.1485 | 0.1 | 29.075
2021-01-08 11:00 | 1 | 0.071354 | 0.09 | 27.115
2021-01-08 12:00 | 0.95892 | 0.04459 | 0.08 | 26.73
2021-01-08 13:00 | 0.92944 | 0.042198 | 0.1 | 20
2021-01-08 14:00 | 0.86101 | 0.10242 | 0.07 | 23.875
2021-01-08 15:00 | 0.95524 | 0.19204 | 0.07 | 22.81
2021-01-08 16:00 | 1 | 0.2232 | 0.1 | 24.765
2021-01-08 17:00 | 1 | 0.2292 | 0.12 | 31.505
2021-01-08 18:00 | 0.95569 | 0.21127 | 0.11 | 38.27
2021-01-08 19:00 | 0.42446 | 0.23237 | 0.09 | 44.915
2021-01-08 20:00 | 0.012829 | 0.19755 | 0.07 | 61.51
2021-01-08 21:00 | 0 | 0.089435 | 0.07 | 43.175
2021-01-08 22:00 | 0 | 0.1295 | 0.07 | 38.42
2021-01-08 23:00 | 0 | 0.41517 | 0.08 | 37.225
2021-01-09 | 0 | 0.5663 | 0.09 | 35.315
2021-01-09 01:00 | 0 | 0.68417 | 0.1 | 35.9
2021-01-09 02:00 | 0 | 0.69092 | 0.12 | 35.73
2021-01-09 03:00 | 0 | 0.58557 | 0.12 | 36.495
2021-01-09 04:00 | 0 | 0.5084 | 0.11 | 37.67
2021-01-09 05:00 | 0 | 0.50403 | 0.11 | 38.875
2021-01-09 06:00 | 0 | 0.5774 | 0.13 | 40.05
2021-01-09 07:00 | 0.3643 | 0.57333 | 0.13 | 39.465
2021-01-09 08:00 | 0.92818 | 0.41352 | 0.13 | 34.665
2021-01-09 09:00 | 1 | 0.245 | 0.12 | 33.79
2021-01-09 10:00 | 1 | 0.11385 | 0.11 | 33.175
2021-01-09 11:00 | 1 | 0.073316 | 0.11 | 29.88
2021-01-09 12:00 | 1 | 0.045602 | 0.11 | 31.115
2021-01-09 13:00 | 1 | 0.050014 | 0.12 | 33.2
2021-01-09 14:00 | 1 | 0.056178 | 0.19 | 34.735
2021-01-09 15:00 | 1 | 0.086731 | 0.22 | 36.515
2021-01-09 16:00 | 1 | 0.12059 | 0.23 | 39.685
2021-01-09 17:00 | 1 | 0.12029 | 0.23 | 42.57
2021-01-09 18:00 | 0.94179 | 0.19007 | 0.23 | 52.87
2021-01-09 19:00 | 0.43133 | 0.33539 | 0.2 | 62.29
2021-01-09 20:00 | 0.01529 | 0.26498 | 0.12 | 67.995
2021-01-09 21:00 | 0 | 0.21149 | 0.13 | 50.695
2021-01-09 22:00 | 0 | 0.28365 | 0.17 | 44.835
2021-01-09 23:00 | 0 | 0.47004 | 0.17 | 43.705
2021-01-10 | 0 | 0.62324 | 0.18 | 42.205
2021-01-10 01:00 | 0 | 0.62284 | 0.18 | 52.525
2021-01-10 02:00 | 0 | 0.69014 | 0.2 | 54.01
2021-01-10 03:00 | 0 | 0.55901 | 0.19 | 48.525
2021-01-10 04:00 | 0 | 0.56564 | 0.16 | 48.105
2021-01-10 05:00 | 0 | 0.62684 | 0.13 | 45.56
2021-01-10 06:00 | 0 | 0.6072 | 0.13 | 46.42
2021-01-10 07:00 | 0.3757 | 0.60624 | 0.12 | 36.695
2021-01-10 08:00 | 0.92522 | 0.47964 | 0.1 | 32.03
2021-01-10 09:00 | 0.99822 | 0.32379 | 0.09 | 28.055
2021-01-10 10:00 | 1 | 0.15368 | 0.11 | 27.63
2021-01-10 11:00 | 1 | 0.10404 | 0.14 | 28.015
2021-01-10 12:00 | 1 | 0.077592 | 0.17 | 17.88
2021-01-10 13:00 | 1 | 0.053739 | 0.21 | 29.385
2021-01-10 14:00 | 1 | 0.026286 | 0.24 | 38.995
2021-01-10 15:00 | 1 | 0.007864 | 0.27 | 43.375
2021-01-10 16:00 | 1 | 0.008659 | 0.3 | 51.58
2021-01-10 17:00 | 1 | 0.014537 | 0.34 | 63.575
2021-01-10 18:00 | 0.93306 | 0.008246 | 0.3 | 66.275
2021-01-10 19:00 | 0.42163 | 0.011885 | 0.3 | 82.315
2021-01-10 20:00 | 0.0022976 | 0.071341 | 0.25 | 487.66
2021-01-10 21:00 | 0 | 0.24554 | 0.22 | 88.025
2021-01-10 22:00 | 0 | 0.6409 | 0.18 | 62.815
2021-01-10 23:00 | 0 | 0.63691 | 0.14 | 58.185
2021-01-11 | 0 | 0.7454 | 0.1 | 51.235
2021-01-11 01:00 | 0 | 0.77234 | 0.09 | 54.825
2021-01-11 02:00 | 0 | 0.78271 | 0.08 | 41.065
2021-01-11 03:00 | 0 | 0.83726 | 0.07 | 38.385
2021-01-11 04:00 | 0 | 0.85343 | 0.1 | 29.095
2021-01-11 05:00 | 0 | 0.85832 | 0.07 | 20.52
2021-01-11 06:00 | 0 | 0.85752 | 0.07 | 18.265
2021-01-11 07:00 | 0.28607 | 0.76032 | 0.07 | 30.855
2021-01-11 08:00 | 0.87589 | 0.60489 | 0.07 | 34.545
2021-01-11 09:00 | 0.85441 | 0.38002 | 0.08 | 33.765
2021-01-11 10:00 | 0.77558 | 0.19415 | 0.09 | 19.045
2021-01-11 11:00 | 0.66747 | 0.13063 | 0.12 | 0.97
2021-01-11 12:00 | 0.7566 | 0.19841 | 0.1 | 27.275
2021-01-11 13:00 | 0.95631 | 0.24436 | 0.15 | 35.02
2021-01-11 14:00 | 0.7658 | 0.1904 | 0.16 | 45.595
2021-01-11 15:00 | 0.78723 | 0.13072 | 0.16 | 59.24
2021-01-11 16:00 | 0.68179 | 0.13646 | 0.16 | 53.935
2021-01-11 17:00 | 0.39421 | 0.11766 | 0.15 | 49.265
2021-01-11 18:00 | 0.21675 | 0.059295 | 0.17 | 56.195
2021-01-11 19:00 | 0.15083 | 0.061442 | 0.15 | 46.43
2021-01-11 20:00 | 0.0033076 | 0.49016 | 0.13 | 27.455
2021-01-11 21:00 | 0 | 0.72352 | 0.13 | 40.315
2021-01-11 22:00 | 0 | 0.54865 | 0.12 | 33.405
2021-01-11 23:00 | 0 | 0.28834 | 0.11 | 31.05
2021-01-12 | 0 | 0.16038 | 0.11 | 32.57
2021-01-12 01:00 | 0 | 0.2366 | 0.11 | 29.51
2021-01-12 02:00 | 0 | 0.14607 | 0.1 | 34.23
2021-01-12 03:00 | 0 | 0.073416 | 0.12 | 32.61
2021-01-12 04:00 | 0 | 0.057827 | 0.11 | 33.16
2021-01-12 05:00 | 0 | 0.038623 | 0.1 | 34.665
2021-01-12 06:00 | 0 | 0.004666 | 0.09 | 41.955
2021-01-12 07:00 | 0.3528 | 0.022284 | 0.09 | 46.385
2021-01-12 08:00 | 0.94509 | 0.036154 | 0.09 | 36.56
2021-01-12 09:00 | 1 | 0.00606 | 0.09 | 3.25
2021-01-12 10:00 | 1 | 0.00189 | 0.11 | 10.28
2021-01-12 11:00 | 1 | 0.007145 | 0.11 | 3.035
2021-01-12 12:00 | 1 | 0.15385 | 0.11 | 5.395
2021-01-12 13:00 | 1 | 0.33385 | 0.13 | 23.7
2021-01-12 14:00 | 1 | 0.30861 | 0.15 | 31.385
2021-01-12 15:00 | 1 | 0.33723 | 0.17 | 32.965
2021-01-12 16:00 | 1 | 0.26382 | 0.21 | 33.77
2021-01-12 17:00 | 1 | 0.19592 | 0.27 | 36.505
2021-01-12 18:00 | 0.9961 | 0.1795 | 0.27 | 44.33
2021-01-12 19:00 | 0.44948 | 0.18617 | 0.22 | 49.15
2021-01-12 20:00 | 0.016186 | 0.19236 | 0.21 | 51.285
2021-01-12 21:00 | 0 | 0.27472 | 0.21 | 47.425
2021-01-12 22:00 | 0 | 0.31759 | 0.22 | 38.935
2021-01-12 23:00 | 0 | 0.23635 | 0.21 | 40.86
2021-01-13 | 0 | 0.16584 | 0.18 | 40.525
2021-01-13 01:00 | 0 | 0.078198 | 0.17 | 47.065
2021-01-13 02:00 | 0 | 0.090431 | 0.17 | 47.87
2021-01-13 03:00 | 0 | 0.044048 | 0.16 | 40.375
2021-01-13 04:00 | 0 | 0.004056 | 0.16 | 41.31
2021-01-13 05:00 | 0 | 0.001469 | 0.16 | 45.01
2021-01-13 06:00 | 0 | 0 | 0.14 | 45.595
2021-01-13 07:00 | 0.32436 | 0.000253 | 0.13 | 49.86
2021-01-13 08:00 | 0.85575 | 0.00606 | 0.13 | 39.545
2021-01-13 09:00 | 0.77429 | 0 | 0.11 | 36.73
2021-01-13 10:00 | 0.29518 | 0.002185 | 0.09 | 37.92
2021-01-13 11:00 | 0.098675 | 0.043452 | 0.08 | 200.825
2021-01-13 12:00 | 0.26738 | 0.12964 | 0.08 | 77.805
2021-01-13 13:00 | 0.40924 | 0.20698 | 0.11 | 42.095
2021-01-13 14:00 | 0.51534 | 0.13354 | 0.1 | 11.08
2021-01-13 15:00 | 0.86381 | 0.13092 | 0.1 | -24.205
2021-01-13 16:00 | 0.90723 | 0.66685 | 0.09 | -108.72
2021-01-13 17:00 | 0.80672 | 0.81125 | 0.11 | -75.325
2021-01-13 18:00 | 0.47261 | 0.87349 | 0.14 | -28.665
2021-01-13 19:00 | 0.063144 | 0.82724 | 0.2 | 2.175
2021-01-13 20:00 | 0.0040666 | 0.48929 | 0.18 | 44.785
2021-01-13 21:00 | 0 | 0.41886 | 0.17 | 49.545
2021-01-13 22:00 | 0 | 0.18071 | 0.17 | 42.74
2021-01-13 23:00 | 0 | 0.2058 | 0.14 | 49.335
2021-01-14 | 0 | 0.21458 | 0.13 | 44.965
2021-01-14 01:00 | 0 | 0.36089 | 0.12 | 59.63
2021-01-14 02:00 | 0 | 0.39823 | 0.14 | 42.74
2021-01-14 03:00 | 0 | 0.54475 | 0.18 | 32.235
2021-01-14 04:00 | 0 | 0.31045 | 0.22 | 33.19
2021-01-14 05:00 | 0 | 0.22248 | 0.19 | 40.295
2021-01-14 06:00 | 0 | 0.18374 | 0.13 | 53.705
2021-01-14 07:00 | 0.19333 | 0.11613 | 0.12 | 55.02
2021-01-14 08:00 | 0.81525 | 0.054013 | 0.1 | 47.72
2021-01-14 09:00 | 0.98855 | 0.11973 | 0.09 | 36.51
2021-01-14 10:00 | 1 | 0.093394 | 0.09 | 31.045
2021-01-14 11:00 | 1 | 0.18026 | 0.09 | 17.055
2021-01-14 12:00 | 1 | 0.26394 | 0.08 | 4.35
2021-01-14 13:00 | 1 | 0.31691 | 0.08 | -8.75
2021-01-14 14:00 | 1 | 0.41442 | 0.07 | -36.595
2021-01-14 15:00 | 1 | 0.4663 | 0.06 | -31.84
2021-01-14 16:00 | 1 | 0.62814 | 0.07 | -44.64
2021-01-14 17:00 | 1 | 0.60837 | 0.12 | -26.175
2021-01-14 18:00 | 1 | 0.64071 | 0.12 | -20.725
2021-01-14 19:00 | 0.45647 | 0.63672 | 0.1 | 4.625
2021-01-14 20:00 | 0.016155 | 0.5105 | 0.1 | 63.71
2021-01-14 21:00 | 0 | 0.4508 | 0.11 | 53.445
2021-01-14 22:00 | 0 | 0.4102 | 0.1 | 47.685
2021-01-14 23:00 | 0 | 0.61017 | 0.1 | 48.21
2021-01-15 | 0 | 0.57995 | 0.09 | 51.19
2021-01-15 01:00 | 0 | 0.52042 | 0.08 | 68.15
2021-01-15 02:00 | 0 | 0.4133 | 0.08 | 32.22
2021-01-15 03:00 | 0 | 0.37955 | 0.07 | 9.995
2021-01-15 04:00 | 0 | 0.41009 | 0.07 | -7.945
2021-01-15 05:00 | 0 | 0.3999 | 0.07 | -2.665
2021-01-15 06:00 | 0 | 0.50821 | 0.07 | 6.285
2021-01-15 07:00 | 0.15145 | 0.48259 | 0.1 | 18.27
2021-01-15 08:00 | 0.49241 | 0.36663 | 0.1 | 5.32
2021-01-15 09:00 | 0.70635 | 0.25842 | 0.07 | -7.06
2021-01-15 10:00 | 0.66309 | 0.24442 | 0.08 | -77.25
2021-01-15 11:00 | 0.65076 | 0.22587 | 0.09 | -141.145
2021-01-15 12:00 | 0.72084 | 0.22669 | 0.09 | -157.165
2021-01-15 13:00 | 0.86667 | 0.4985 | 0.08 | -142.655
2021-01-15 14:00 | 1 | 0.77439 | 0.07 | -200.39
2021-01-15 15:00 | 1 | 0.81229 | 0.06 | -137.095
2021-01-15 16:00 | 1 | 0.86918 | 0.06 | -114.225
2021-01-15 17:00 | 1 | 0.80835 | 0.06 | -61.685
2021-01-15 18:00 | 1 | 0.52928 | 0.06 | -48.75
2021-01-15 19:00 | 0.42897 | 0.53657 | 0.07 | -21.755
2021-01-15 20:00 | 0.0096454 | 0.68364 | 0.07 | 4.305
2021-01-15 21:00 | 0 | 0.68638 | 0.07 | 8.8
2021-01-15 22:00 | 0 | 0.54244 | 0.08 | 9.705
2021-01-15 23:00 | 0 | 0.57399 | 0.1 | 9.32
2021-01-16 | 0 | 0.67681 | 0.1 | -0.425
2021-01-16 01:00 | 0 | 0.66154 | 0.11 | 29.96
2021-01-16 02:00 | 0 | 0.444 | 0.1 | 23.055
2021-01-16 03:00 | 0 | 0.31833 | 0.14 | 9.225
2021-01-16 04:00 | 0 | 0.32307 | 0.16 | 11.66
2021-01-16 05:00 | 0 | 0.3157 | 0.13 | 10.74
2021-01-16 06:00 | 0 | 0.35198 | 0.11 | 22.675
2021-01-16 07:00 | 0.19324 | 0.29252 | 0.1 | 37.49
2021-01-16 08:00 | 0.51008 | 0.14538 | 0.1 | 2.18
2021-01-16 09:00 | 0.96653 | 0.051507 | 0.1 | -19.765
2021-01-16 10:00 | 0.96673 | 0.057739 | 0.1 | -17.73
2021-01-16 11:00 | 1 | 0.038379 | 0.1 | -21.075
2021-01-16 12:00 | 1 | 0.16089 | 0.11 | -26.205
2021-01-16 13:00 | 1 | 0.2255 | 0.1 | -34.88
2021-01-16 14:00 | 1 | 0.27451 | 0.08 | -51.83
2021-01-16 15:00 | 1 | 0.26672 | 0.07 | -49.38
2021-01-16 16:00 | 1 | 0.3135 | 0.07 | -59
2021-01-16 17:00 | 1 | 0.57519 | 0.07 | -32.355
2021-01-16 18:00 | 1 | 0.61329 | 0.08 | -30.405
2021-01-16 19:00 | 0.44558 | 0.53155 | 0.08 | -30.84
2021-01-16 20:00 | 0.01581 | 0.43209 | 0.08 | 15.34
2021-01-16 21:00 | 0 | 0.35871 | 0.1 | 29.875
2021-01-16 22:00 | 0 | 0.42383 | 0.1 | 34.21
2021-01-16 23:00 | 0 | 0.50457 | 0.11 | 29.045
2021-01-17 | 0 | 0.37317 | 0.13 | 24.95
2021-01-17 01:00 | 0 | 0.30132 | 0.13 | 34.285
2021-01-17 02:00 | 0 | 0.29783 | 0.15 | 34.73
2021-01-17 03:00 | 0 | 0.21316 | 0.15 | 33.375
2021-01-17 04:00 | 0 | 0.18614 | 0.17 | 34.135
2021-01-17 05:00 | 0 | 0.18604 | 0.15 | 35.075
2021-01-17 06:00 | 0 | 0.20916 | 0.12 | 36.33
2021-01-17 07:00 | 0.10676 | 0.22809 | 0.12 | 34.015
2021-01-17 08:00 | 0.95523 | 0.13485 | 0.12 | 22.46
2021-01-17 09:00 | 1 | 0.047441 | 0.12 | 9.18
2021-01-17 10:00 | 1 | 0.025344 | 0.11 | -0.28
2021-01-17 11:00 | 1 | 0.025648 | 0.1 | 2.305
2021-01-17 12:00 | 1 | 0.051216 | 0.1 | -2.96
2021-01-17 13:00 | 1 | 0.085839 | 0.09 | -5.885
2021-01-17 14:00 | 1 | 0.18732 | 0.08 | -14.325
2021-01-17 15:00 | 1 | 0.46943 | 0.08 | -40.81
2021-01-17 16:00 | 1 | 0.60495 | 0.09 | -32.04
2021-01-17 17:00 | 1 | 0.64844 | 0.14 | -15.995
2021-01-17 18:00 | 0.99056 | 0.60598 | 0.1 | 11.525
2021-01-17 19:00 | 0.43983 | 0.54826 | 0.13 | 39.27
2021-01-17 20:00 | 0.007015 | 0.45873 | 0.15 | 51.915
2021-01-17 21:00 | 0 | 0.44285 | 0.16 | 52.03
2021-01-17 22:00 | 0 | 0.4071 | 0.18 | 42.7
2021-01-17 23:00 | 0 | 0.50936 | 0.19 | 38.58
2021-01-18 | 0 | 0.34933 | 0.2 | 38.175
2021-01-18 01:00 | 0 | 0.30244 | 0.19 | 46.645
2021-01-18 02:00 | 0 | 0.32166 | 0.18 | 46.315
2021-01-18 03:00 | 0 | 0.29772 | 0.17 | 44.51
2021-01-18 04:00 | 0 | 0.23463 | 0.16 | 39.405
2021-01-18 05:00 | 0 | 0.24841 | 0.14 | 36.625
2021-01-18 06:00 | 0 | 0.24862 | 0.11 | 42.525
2021-01-18 07:00 | 0.10196 | 0.22489 | 0.11 | 40.48
2021-01-18 08:00 | 0.87005 | 0.097505 | 0.11 | 33.14
2021-01-18 09:00 | 0.90088 | 0.019648 | 0.11 | 20.98
2021-01-18 10:00 | 1 | 0 | 0.1 | 13.975
2021-01-18 11:00 | 1 | 0.013061 | 0.09 | 11.37
2021-01-18 12:00 | 1 | 0.050007 | 0.09 | 6.915
2021-01-18 13:00 | 1 | 0.18193 | 0.08 | 6.265
2021-01-18 14:00 | 1 | 0.53169 | 0.08 | 5.4
2021-01-18 15:00 | 1 | 0.55959 | 0.07 | -28.24
2021-01-18 16:00 | 1 | 0.63721 | 0.07 | -42.365
2021-01-18 17:00 | 1 | 0.6425 | 0.08 | -59.135
2021-01-18 18:00 | 0.9989 | 0.60851 | 0.09 | -43.92
2021-01-18 19:00 | 0.45071 | 0.41689 | 0.1 | -7.405
2021-01-18 20:00 | 0.0067375 | 0.54798 | 0.09 | 35.555
2021-01-18 21:00 | 0 | 0.63432 | 0.1 | 45.385
2021-01-18 22:00 | 0 | 0.61969 | 0.13 | 42.89
2021-01-18 23:00 | 0 | 0.51166 | 0.13 | 38.655
2021-01-19 | 0 | 0.33501 | 0.13 | 36.66
2021-01-19 01:00 | 0 | 0.31775 | 0.12 | 41.575
2021-01-19 02:00 | 0 | 0.23378 | 0.11 | 37.835
2021-01-19 03:00 | 0 | 0.26543 | 0.1 | 32.825
2021-01-19 04:00 | 0 | 0.49168 | 0.1 | 31.74
2021-01-19 05:00 | 0 | 0.56604 | 0.1 | 31.625
2021-01-19 06:00 | 0 | 0.54962 | 0.1 | 30.345
2021-01-19 07:00 | 0.10341 | 0.42825 | 0.1 | 32.785
2021-01-19 08:00 | 0.9786 | 0.24112 | 0.12 | 31.185
2021-01-19 09:00 | 1 | 0.10165 | 0.14 | -10.705
2021-01-19 10:00 | 1 | 0.047405 | 0.15 | -21.565
2021-01-19 11:00 | 1 | 0.019618 | 0.15 | -41.85
2021-01-19 12:00 | 1 | 0.010721 | 0.12 | -47.695
2021-01-19 13:00 | 1 | 0.027464 | 0.11 | -39.245
2021-01-19 14:00 | 1 | 0.083396 | 0.11 | -78.43
2021-01-19 15:00 | 1 | 0.11432 | 0.1 | -40.675
2021-01-19 16:00 | 1 | 0.1305 | 0.11 | -29.37
2021-01-19 17:00 | 1 | 0.25232 | 0.12 | -36.4
2021-01-19 18:00 | 1 | 0.33551 | 0.11 | 17.81
2021-01-19 19:00 | 0.36848 | 0.39433 | 0.11 | 32.525
2021-01-19 20:00 | 0.0066844 | 0.32814 | 0.1 | 37.69
2021-01-19 21:00 | 0 | 0.17665 | 0.11 | 41.33
2021-01-19 22:00 | 0 | 0.065966 | 0.12 | 37.46
2021-01-19 23:00 | 0 | 0.21169 | 0.11 | 35.48
2021-01-20 | 0 | 0.28442 | 0.09 | 35.055
2021-01-20 01:00 | 0 | 0.43954 | 0.1 | 37.525
2021-01-20 02:00 | 0 | 0.77322 | 0.09 | 32.315
2021-01-20 03:00 | 0 | 0.76601 | 0.1 | 25.77
2021-01-20 04:00 | 0 | 0.68906 | 0.1 | 24.295
2021-01-20 05:00 | 0 | 0.72272 | 0.1 | 27.765
2021-01-20 06:00 | 0 | 0.64964 | 0.1 | 36.88
2021-01-20 07:00 | 0.095106 | 0.67359 | 0.11 | 40.265
2021-01-20 08:00 | 0.843 | 0.45611 | 0.12 | 40.985
2021-01-20 09:00 | 0.9949 | 0.38828 | 0.12 | 35.35
2021-01-20 10:00 | 1 | 0.26933 | 0.12 | 33.085
2021-01-20 11:00 | 1 | 0.17054 | 0.11 | 30.53
2021-01-20 12:00 | 1 | 0.12598 | 0.12 | 31.275
2021-01-20 13:00 | 1 | 0.12486 | 0.14 | 30.29
2021-01-20 14:00 | 1 | 0.11933 | 0.15 | 31.925
2021-01-20 15:00 | 1 | 0.12692 | 0.16 | 34.555
2021-01-20 16:00 | 1 | 0.15971 | 0.22 | 40.045
2021-01-20 17:00 | 1 | 0.18403 | 0.2 | 38.79
2021-01-20 18:00 | 0.98763 | 0.19266 | 0.2 | 43.6
2021-01-20 19:00 | 0.43844 | 0.16195 | 0.17 | 59.75
2021-01-20 20:00 | 0.0064183 | 0.1705 | 0.14 | 61.535
2021-01-20 21:00 | 0 | 0.19771 | 0.15 | 53.18
2021-01-20 22:00 | 0 | 0.28444 | 0.15 | 51.87
2021-01-20 23:00 | 0 | 0.39445 | 0.11 | 58.41
2021-01-21 | 0 | 0.51455 | 0.1 | 49.87
2021-01-21 01:00 | 0 | 0.49752 | 0.11 | 62.255
2021-01-21 02:00 | 0 | 0.55813 | 0.11 | 44.985
2021-01-21 03:00 | 0 | 0.61349 | 0.11 | 34.855
2021-01-21 04:00 | 0 | 0.56117 | 0.11 | 31.895
2021-01-21 05:00 | 0 | 0.56227 | 0.1 | 35.445
2021-01-21 06:00 | 0 | 0.43139 | 0.12 | 44.405
2021-01-21 07:00 | 0.097342 | 0.44358 | 0.13 | 46.86
2021-01-21 08:00 | 0.72657 | 0.40546 | 0.1 | 40.34
2021-01-21 09:00 | 1 | 0.21921 | 0.1 | 37.89
2021-01-21 10:00 | 1 | 0.15139 | 0.09 | 33.975
2021-01-21 11:00 | 1 | 0.098421 | 0.07 | 34.215
2021-01-21 12:00 | 1 | 0.048944 | 0.07 | 29.96
2021-01-21 13:00 | 1 | 0.21226 | 0.1 | 31.92
2021-01-21 14:00 | 1 | 0.34417 | 0.12 | 33.385
2021-01-21 15:00 | 0.99218 | 0.20792 | 0.14 | 38.02
2021-01-21 16:00 | 0.99702 | 0.081932 | 0.19 | 41.34
2021-01-21 17:00 | 0.9853 | 0.12291 | 0.2 | 41.92
2021-01-21 18:00 | 0.97252 | 0.19802 | 0.14 | 52.595
2021-01-21 19:00 | 0.43531 | 0.88131 | 0.13 | 63.925
2021-01-21 20:00 | 0.0060839 | 0.70121 | 0.14 | 72.985
2021-01-21 21:00 | 0 | 0.54887 | 0.15 | 52.445
2021-01-21 22:00 | 0 | 0.35583 | 0.19 | 43.03
2021-01-21 23:00 | 0 | 0.16283 | 0.25 | 43.54
2021-01-22 | 0 | 0.10932 | 0.29 | 41.02
2021-01-22 01:00 | 0 | 0.12374 | 0.28 | 51.05
2021-01-22 02:00 | 0 | 0.12391 | 0.29 | 55.625
2021-01-22 03:00 | 0 | 0.12662 | 0.32 | 63
2021-01-22 04:00 | 0 | 0.17657 | 0.34 | 61.79
2021-01-22 05:00 | 0 | 0.16109 | 0.29 | 2537.47
2021-01-22 06:00 | 0 | 0.17903 | 0.21 | 56.52
2021-01-22 07:00 | 0.1029 | 0.23177 | 0.17 | 87.14
2021-01-22 08:00 | 0.66385 | 0.1436 | 0.13 | 56.645
2021-01-22 09:00 | 1 | 0.022421 | 0.12 | 47.055
2021-01-22 10:00 | 1 | 0.041864 | 0.11 | 43.685
2021-01-22 11:00 | 1 | 0.088684 | 0.11 | 29.78
2021-01-22 12:00 | 1 | 0.12064 | 0.1 | 33.455
2021-01-22 13:00 | 1 | 0.25851 | 0.09 | 35.975
2021-01-22 14:00 | 1 | 0.51333 | 0.12 | 35.005
2021-01-22 15:00 | 1 | 0.62844 | 0.15 | 36.275
2021-01-22 16:00 | 1 | 0.6019 | 0.2 | 41.58
2021-01-22 17:00 | 1 | 0.52979 | 0.2 | 42.01
2021-01-22 18:00 | 0.98212 | 0.44753 | 0.19 | 53.155
2021-01-22 19:00 | 0.44316 | 0.40637 | 0.15 | 63.29
2021-01-22 20:00 | 0.0062549 | 0.38746 | 0.13 | 78.065
2021-01-22 21:00 | 0 | 0.41057 | 0.14 | 61.24
2021-01-22 22:00 | 0 | 0.34547 | 0.2 | 45.85
2021-01-22 23:00 | 0 | 0.36549 | 0.14 | 43.31
2021-01-23 | 0 | 0.26315 | 0.12 | 37.975
2021-01-23 01:00 | 0 | 0.23096 | 0.11 | 45.02
2021-01-23 02:00 | 0 | 0.27356 | 0.1 | 45.365
2021-01-23 03:00 | 0 | 0.57185 | 0.1 | 38.77
2021-01-23 04:00 | 0 | 0.67005 | 0.09 | 34.215
2021-01-23 05:00 | 0 | 0.61625 | 0.07 | 36.04
2021-01-23 06:00 | 0 | 0.7151 | 0.07 | 38.705
2021-01-23 07:00 | 0.095594 | 0.73777 | 0.07 | 38.64
2021-01-23 08:00 | 0.51556 | 0.50195 | 0.07 | 28.28
2021-01-23 09:00 | 1 | 0.23756 | 0.07 | 17.02
2021-01-23 10:00 | 0.99024 | 0.06185 | 0.09 | 10.045
2021-01-23 11:00 | 1 | 0.010773 | 0.14 | 10.115
2021-01-23 12:00 | 1 | 0.017591 | 0.16 | 10.425
2021-01-23 13:00 | 1 | 0.17486 | 0.19 | 23.01
2021-01-23 14:00 | 0.98684 | 0.22643 | 0.26 | 42.435
2021-01-23 15:00 | 0.97241 | 0.22297 | 0.29 | 56.2
2021-01-23 16:00 | 1 | 0.23273 | 0.3 | 61.035
2021-01-23 17:00 | 0.77182 | 0.24318 | 0.27 | 127.775
2021-01-23 18:00 | 0.85969 | 0.18922 | 0.19 | 64.04
2021-01-23 19:00 | 0.31581 | 0.1322 | 0.15 | 121.475
2021-01-23 20:00 | 0.005429 | 0.12851 | 0.14 | 146.17
2021-01-23 21:00 | 0 | 0.20771 | 0.13 | 59.95
2021-01-23 22:00 | 0 | 0.26377 | 0.12 | 52.885
2021-01-23 23:00 | 0 | 0.30657 | 0.09 | 47.4
2021-01-24 | 0 | 0.38653 | 0.08 | 44.73
2021-01-24 01:00 | 0 | 0.44298 | 0.1 | 42.185
2021-01-24 02:00 | 0 | 0.53604 | 0.08 | 39.34
2021-01-24 03:00 | 0 | 0.67637 | 0.08 | 36.015
2021-01-24 04:00 | 0 | 0.8216 | 0.08 | 33.385
2021-01-24 05:00 | 0 | 0.78666 | 0.09 | 33.1
2021-01-24 06:00 | 0 | 0.78717 | 0.09 | 33.545
2021-01-24 07:00 | 0.087423 | 0.75832 | 0.09 | 28.99
2021-01-24 08:00 | 0.1195 | 0.59044 | 0.08 | 19.73
2021-01-24 09:00 | 0.48599 | 0.46472 | 0.09 | 23.99
2021-01-24 10:00 | 0.85035 | 0.33073 | 0.11 | 32.27
2021-01-24 11:00 | 0.94057 | 0.22037 | 0.1 | 22.19
2021-01-24 12:00 | 0.53736 | 0.10099 | 0.18 | 23.765
2021-01-24 13:00 | 0.56735 | 0.026006 | 0.2 | -40.925
2021-01-24 14:00 | 0.73018 | 0.035122 | 0.25 | 43.6
2021-01-24 15:00 | 0.8344 | 0.10247 | 0.27 | 61.755
2021-01-24 16:00 | 0.65358 | 0.009121 | 0.3 | 92.395
2021-01-24 17:00 | 0.20416 | 0.005492 | 0.33 | 212.005
2021-01-24 18:00 | 0.13258 | 0.020329 | 0.28 | 804.13
2021-01-24 19:00 | 0.031469 | 0.049194 | 0.28 | 257.45
2021-01-24 20:00 | 0 | 0.23748 | 0.28 | 1483.705
2021-01-24 21:00 | 0 | 0.74038 | 0.24 | 73.59
2021-01-24 22:00 | 0 | 0.66524 | 0.19 | 85.34
2021-01-24 23:00 | 0 | 0.63019 | 0.19 | 83.685
2021-01-25 | 0 | 0.50529 | 0.28 | 72.355
2021-01-25 01:00 | 0 | 0.46749 | 0.26 | 59.685
2021-01-25 02:00 | 0 | 0.5543 | 0.18 | 47.835
2021-01-25 03:00 | 0 | 0.63968 | 0.2 | 73.835
2021-01-25 04:00 | 0 | 0.79156 | 0.15 | 60.725
2021-01-25 05:00 | 0 | 0.8379 | 0.14 | 39.605
2021-01-25 06:00 | 0 | 0.81126 | 0.12 | 33.605
2021-01-25 07:00 | 0.098439 | 0.80304 | 0.12 | 35.76
2021-01-25 08:00 | 0.10733 | 0.66273 | 0.11 | 33.765
2021-01-25 09:00 | 0.1595 | 0.55269 | 0.11 | 32.74
2021-01-25 10:00 | 0.36723 | 0.46425 | 0.16 | -50.89
2021-01-25 11:00 | 0.48876 | 0.58111 | 0.16 | 2.94
2021-01-25 12:00 | 0.32865 | 0.77154 | 0.17 | -10.775
2021-01-25 13:00 | 0.13672 | 0.33532 | 0.25 | -4.75
2021-01-25 14:00 | 0.19123 | 0.13831 | 0.31 | 85.19
2021-01-25 15:00 | 0.30529 | 0.016135 | 0.27 | 46.07
2021-01-25 16:00 | 0.17811 | 0.016916 | 0.25 | 123.745
2021-01-25 17:00 | 0.052538 | 0.15585 | 0.26 | 242.25
2021-01-25 18:00 | 0.11933 | 0.043803 | 0.23 | 87.285
2021-01-25 19:00 | 0.053669 | 0.57064 | 0.26 | 41.14
2021-01-25 20:00 | 0.0011908 | 0.90576 | 0.24 | 56.615
2021-01-25 21:00 | 0 | 0.68632 | 0.2 | 55.15
2021-01-25 22:00 | 0 | 0.71596 | 0.22 | 66.62
2021-01-25 23:00 | 0 | 0.85952 | 0.2 | 62.26
2021-01-26 | 0 | 0.93291 | 0.19 | 53.115
2021-01-26 01:00 | 0 | 0.91709 | 0.2 | 60.1
2021-01-26 02:00 | 0 | 0.71714 | 0.21 | 59.24
2021-01-26 03:00 | 0 | 0.65053 | 0.24 | 57.08
2021-01-26 04:00 | 0 | 0.14183 | 0.24 | 60.49
2021-01-26 05:00 | 0 | 0.12122 | 0.2 | 53.32
2021-01-26 06:00 | 0 | 0.21184 | 0.2 | 49.58
2021-01-26 07:00 | 0.043328 | 0.20564 | 0.1 | 40.425
2021-01-26 08:00 | 0.12045 | 0.14234 | 0.1 | 40.825
2021-01-26 09:00 | 0.11259 | 0.066019 | 0.09 | 41.3
2021-01-26 10:00 | 0.16736 | 0.27529 | 0.1 | 51.05
2021-01-26 11:00 | 0.29336 | 0.24793 | 0.1 | 21.09
2021-01-26 12:00 | 0.37344 | 0.31815 | 0.09 | -11.11
2021-01-26 13:00 | 0.45354 | 0.48416 | 0.1 | -18.695
2021-01-26 14:00 | 0.53611 | 0.62282 | 0.09 | -25.38
2021-01-26 15:00 | 0.55786 | 0.43462 | 0.1 | -39.005
2021-01-26 16:00 | 0.63886 | 0.57759 | 0.11 | -23.77
2021-01-26 17:00 | 0.73698 | 0.60642 | 0.13 | -32.905
2021-01-26 18:00 | 0.39801 | 0.53833 | 0.14 | -33.505
2021-01-26 19:00 | 0.37638 | 0.38528 | 0.11 | -8.61
2021-01-26 20:00 | 0.00355 | 0.38852 | 0.1 | 45.46
2021-01-26 21:00 | 0 | 0.77355 | 0.09 | 60.58
2021-01-26 22:00 | 0 | 0.69437 | 0.08 | 41.22
2021-01-26 23:00 | 0 | 0.62504 | 0.09 | 23.26
2021-01-27 | 0 | 0.69719 | 0.08 | 12.475
2021-01-27 01:00 | 0 | 0.6448 | 0.08 | 17.27
2021-01-27 02:00 | 0 | 0.49877 | 0.08 | 8.815
2021-01-27 03:00 | 0 | 0.52187 | 0.08 | -6.37
2021-01-27 04:00 | 0 | 0.63519 | 0.07 | -26.51
2021-01-27 05:00 | 0 | 0.7205 | 0.07 | -12.32
2021-01-27 06:00 | 0 | 0.75193 | 0.07 | 7.87
2021-01-27 07:00 | 0.080846 | 0.72521 | 0.07 | 33.45
2021-01-27 08:00 | 0.46174 | 0.7568 | 0.08 | -7.795
2021-01-27 09:00 | 0.61485 | 0.69107 | 0.08 | -62.12
2021-01-27 10:00 | 0.61152 | 0.65666 | 0.1 | -46.585
2021-01-27 11:00 | 0.81172 | 0.6076 | 0.08 | -106.78
2021-01-27 12:00 | 0.91211 | 0.61539 | 0.08 | -33.82
2021-01-27 13:00 | 0.80661 | 0.56953 | 0.08 | -46.36
2021-01-27 14:00 | 0.67058 | 0.54745 | 0.09 | -30.995
2021-01-27 15:00 | 0.55435 | 0.33852 | 0.09 | -38.985
2021-01-27 16:00 | 0.31401 | 0.16625 | 0.09 | -12.02
2021-01-27 17:00 | 0.21154 | 0.12402 | 0.09 | 13.435
2021-01-27 18:00 | 0.070579 | 0.15144 | 0.1 | 25.63
2021-01-27 19:00 | 0.05407 | 0.14409 | 0.1 | 36.85
2021-01-27 20:00 | 0.00132 | 0.36958 | 0.09 | 38.33
2021-01-27 21:00 | 0 | 0.5237 | 0.09 | 43.395
2021-01-27 22:00 | 0 | 0.62352 | 0.09 | 38.62
2021-01-27 23:00 | 0 | 0.63472 | 0.09 | 18.215
2021-01-28 | 0 | 0.78384 | 0.09 | 20.25
2021-01-28 01:00 | 0 | 0.91254 | 0.1 | 27.84
2021-01-28 02:00 | 0 | 0.93524 | 0.1 | 9.745
2021-01-28 03:00 | 0 | 0.93101 | 0.14 | 10.105
2021-01-28 04:00 | 0 | 0.90666 | 0.2 | 11.38
2021-01-28 05:00 | 0 | 0.9225 | 0.23 | 20.775
2021-01-28 06:00 | 0 | 0.94872 | 0.19 | 36.425
2021-01-28 07:00 | 0.054958 | 0.89962 | 0.2 | 65.12
2021-01-28 08:00 | 0.22063 | 0.76163 | 0.17 | 72.24
2021-01-28 09:00 | 0.91663 | 0.50726 | 0.16 | 42.545
2021-01-28 10:00 | 0.91248 | 0.075692 | 0.17 | 120.42
2021-01-28 11:00 | 0.90138 | 0.012343 | 0.2 | 36.615
2021-01-28 12:00 | 0.89118 | 0.010497 | 0.2 | 31.905
2021-01-28 13:00 | 0.95873 | 0 | 0.2 | 38.205
2021-01-28 14:00 | 0.88901 | 0.00735 | 0.14 | 43.775
2021-01-28 15:00 | 0.81555 | 0 | 0.13 | 37.4
2021-01-28 16:00 | 0.61177 | 0.002554 | 0.14 | 34.745
2021-01-28 17:00 | 0.14739 | 0.2778 | 0.16 | 42.06
2021-01-28 18:00 | 0.26143 | 0.6498 | 0.18 | 38.065
2021-01-28 19:00 | 0.068498 | 0.53774 | 0.18 | 36.59
2021-01-28 20:00 | 0.00015944 | 0.79933 | 0.2 | 41.935
2021-01-28 21:00 | 0 | 0.73118 | 0.23 | 57.185
2021-01-28 22:00 | 0 | 0.52622 | 0.24 | 57.29
2021-01-28 23:00 | 0 | 0.26134 | 0.22 | 46.7
2021-01-29 | 0 | 0.7406 | 0.3 | 41.495
2021-01-29 01:00 | 0 | 0.60321 | 0.3 | 39.18
2021-01-29 02:00 | 0 | 0.7844 | 0.33 | 44.35
2021-01-29 03:00 | 0 | 0.91087 | 0.35 | 45.65
2021-01-29 04:00 | 0 | 0.03162 | 0.35 | 55.145
2021-01-29 05:00 | 0 | 0 | 0.32 | 60.44
2021-01-29 06:00 | 0 | 0 | 0.29 | 61.52
2021-01-29 07:00 | 0.050242 | 0.001361 | 0.2 | 66.75
2021-01-29 08:00 | 0.40517 | 0.000961 | 0.13 | 62.225
2021-01-29 09:00 | 0.91263 | 0.002887 | 0.11 | 61.22
2021-01-29 10:00 | 0.97142 | 0.046465 | 0.08 | 56.66
2021-01-29 11:00 | 0.94669 | 0.10207 | 0.07 | 38.785
2021-01-29 12:00 | 1 | 0.27851 | 0.07 | 37.08
2021-01-29 13:00 | 1 | 0.3133 | 0.06 | 35.495
2021-01-29 14:00 | 0.99971 | 0.40926 | 0.06 | 33.26
2021-01-29 15:00 | 1 | 0.54208 | 0.06 | 26.76
2021-01-29 16:00 | 1 | 0.66479 | 0.07 | 27.765
2021-01-29 17:00 | 1 | 0.76947 | 0.11 | 28.585
2021-01-29 18:00 | 0.97115 | 0.79157 | 0.13 | 30.53
2021-01-29 19:00 | 0.4335 | 0.7301 | 0.13 | 34.76
2021-01-29 20:00 | 0.0040299 | 0.58168 | 0.15 | 46.48
2021-01-29 21:00 | 0 | 0.50279 | 0.15 | 63.55
2021-01-29 22:00 | 0 | 0.39443 | 0.1 | 55.83
2021-01-29 23:00 | 0 | 0.26724 | 0.14 | 58.45
2021-01-30 | 0 | 0.39457 | 0.14 | 60.63
2021-01-30 01:00 | 0 | 0.53555 | 0.14 | 60.345
2021-01-30 02:00 | 0 | 0.55471 | 0.17 | 47.385
2021-01-30 03:00 | 0 | 0.4852 | 0.2 | 37.355
2021-01-30 04:00 | 0 | 0.53739 | 0.22 | 35.985
2021-01-30 05:00 | 0 | 0.57274 | 0.18 | 41.98
2021-01-30 06:00 | 0 | 0.57773 | 0.13 | 57.955
2021-01-30 07:00 | 0.052616 | 0.45276 | 0.13 | 70.87
2021-01-30 08:00 | 0.2627 | 0.26123 | 0.13 | 55.205
2021-01-30 09:00 | 0.70306 | 0.22195 | 0.1 | 4.905
2021-01-30 10:00 | 0.9221 | 0.16898 | 0.1 | -30.295
2021-01-30 11:00 | 0.96354 | 0.2044 | 0.11 | -15.44
2021-01-30 12:00 | 1 | 0.16708 | 0.11 | -12.545
2021-01-30 13:00 | 1 | 0.22385 | 0.1 | -43.555
2021-01-30 14:00 | 1 | 0.24576 | 0.09 | -24.02
2021-01-30 15:00 | 1 | 0.26554 | 0.07 | -44.815
2021-01-30 16:00 | 0.97057 | 0.286 | 0.07 | -32.74
2021-01-30 17:00 | 0.87421 | 0.33463 | 0.08 | -30.245
2021-01-30 18:00 | 0.86132 | 0.54546 | 0.08 | -7.265
2021-01-30 19:00 | 0.31184 | 0.74242 | 0.08 | 17.245
2021-01-30 20:00 | 0.0018633 | 0.72408 | 0.08 | 34.68
2021-01-30 21:00 | 0 | 0.61405 | 0.08 | 36.87
2021-01-30 22:00 | 0 | 0.57603 | 0.1 | 34.04
2021-01-30 23:00 | 0 | 0.50627 | 0.08 | 32.655
2021-01-31 | 0 | 0.35679 | 0.08 | 32.12
2021-01-31 01:00 | 0 | 0.25209 | 0.1 | 33.955
2021-01-31 02:00 | 0 | 0.28402 | 0.07 | 30.12
2021-01-31 03:00 | 0 | 0.56076 | 0.07 | 25.18
2021-01-31 04:00 | 0 | 0.76461 | 0.1 | 11.745
2021-01-31 05:00 | 0 | 0.8572 | 0.07 | 10.87
2021-01-31 06:00 | 0 | 0.85821 | 0.07 | 19.255
2021-01-31 07:00 | 0.082598 | 0.77529 | 0.08 | 27.255
2021-01-31 08:00 | 0.16127 | 0.56527 | 0.09 | -12.99
2021-01-31 09:00 | 0.65072 | 0.41418 | 0.11 | -46.39
2021-01-31 10:00 | 0.86153 | 0.31039 | 0.1 | -83.895
2021-01-31 11:00 | 0.91974 | 0.3838 | 0.12 | -47.795
2021-01-31 12:00 | 0.90189 | 0.34865 | 0.13 | -0.95
2021-01-31 13:00 | 0.74507 | 0.32633 | 0.11 | 0.68
2021-01-31 14:00 | 0.92015 | 0.29199 | 0.11 | -8.12
2021-01-31 15:00 | 0.72432 | 0.21211 | 0.12 | -6.785
2021-01-31 16:00 | 0.84746 | 0.21546 | 0.2 | -3.655
2021-01-31 17:00 | 0.78636 | 0.1508 | 0.19 | 14.46
2021-01-31 18:00 | 0.65504 | 0.045575 | 0.18 | 37.76
2021-01-31 19:00 | 0.1944 | 0.005928 | 0.18 | 52.41
2021-01-31 20:00 | 0 | 0.005211 | 0.15 | 49.355
2021-01-31 21:00 | 0 | 0.001296 | 0.13 | 47.31
2021-01-31 22:00 | 0 | 0.00155 | 0.13 | 58.43
2021-01-31 23:00 | 0 | 0.061307 | 0.18 | 50.015
2021-02-01 | 0 | 0.13992 | 0.18 | 35.88
2021-02-01 01:00 | 0 | 0.35287 | 0.2 | 32.92
2021-02-01 02:00 | 0 | 0.43817 | 0.22 | 48.335
2021-02-01 03:00 | 0 | 0.31962 | 0.27 | 53.215
2021-02-01 04:00 | 0 | 0.2697 | 0.29 | 42.405
2021-02-01 05:00 | 0 | 0.26844 | 0.25 | 58.86
2021-02-01 06:00 | 0 | 0.24998 | 0.2 | 60.955
2021-02-01 07:00 | 0.0086071 | 0.11676 | 0.12 | 65.545
2021-02-01 08:00 | 0.068681 | 0.009121 | 0.09 | 84.95
2021-02-01 09:00 | 0.13657 | 0.035207 | 0.07 | 55.835
2021-02-01 10:00 | 0.35983 | 0.043937 | 0.07 | 45.885
2021-02-01 11:00 | 0.35994 | 0.10703 | 0.07 | 37.7
2021-02-01 12:00 | 0.86278 | 0.25177 | 0.06 | 32.46
2021-02-01 13:00 | 0.96668 | 0.40355 | 0.07 | -4.87
2021-02-01 14:00 | 0.95168 | 0.40556 | 0.1 | -31.325
2021-02-01 15:00 | 1 | 0.54187 | 0.06 | -31.11
2021-02-01 16:00 | 1 | 0.39512 | 0.1 | -140.14
2021-02-01 17:00 | 1 | 0.42645 | 0.07 | -125.98
2021-02-01 18:00 | 1 | 0.33144 | 0.08 | -44.175
2021-02-01 19:00 | 0.44039 | 0.57029 | 0.08 | -26.135
2021-02-01 20:00 | 0.0037127 | 0.59168 | 0.08 | 24.21
2021-02-01 21:00 | 0 | 0.60969 | 0.08 | 34.76
2021-02-01 22:00 | 0 | 0.71067 | 0.08 | 32.995
2021-02-01 23:00 | 0 | 0.6719 | 0.07 | 31.985
2021-02-02 | 0 | 0.69726 | 0.06 | 32.165
2021-02-02 01:00 | 0 | 0.65697 | 0.07 | 34.26
2021-02-02 02:00 | 0 | 0.64167 | 0.06 | 17.845
2021-02-02 03:00 | 0 | 0.63867 | 0.06 | 8.975
2021-02-02 04:00 | 0 | 0.5719 | 0.06 | 8.85
2021-02-02 05:00 | 0 | 0.4801 | 0.06 | 8.82
2021-02-02 06:00 | 0 | 0.38715 | 0.06 | 9.535
2021-02-02 07:00 | 0.092631 | 0.35319 | 0.07 | 32.59
2021-02-02 08:00 | 0.54236 | 0.30921 | 0.08 | 28.36
2021-02-02 09:00 | 1 | 0.24659 | 0.08 | -11.48
2021-02-02 10:00 | 1 | 0.13853 | 0.09 | -95.5
2021-02-02 11:00 | 1 | 0.076049 | 0.1 | -34.915
2021-02-02 12:00 | 1 | 0.10129 | 0.08 | -39.125
2021-02-02 13:00 | 1 | 0.12295 | 0.08 | -54.19
2021-02-02 14:00 | 1 | 0.15785 | 0.07 | -20.795
2021-02-02 15:00 | 1 | 0.17811 | 0.07 | -19.745
2021-02-02 16:00 | 1 | 0.20541 | 0.07 | -18.815
2021-02-02 17:00 | 1 | 0.23154 | 0.08 | -10.025
2021-02-02 18:00 | 0.99588 | 0.23972 | 0.08 | -9.16
2021-02-02 19:00 | 0.42408 | 0.30041 | 0.07 | 15.185
2021-02-02 20:00 | 0.0031061 | 0.57508 | 0.07 | 31.28
2021-02-02 21:00 | 0 | 0.61762 | 0.07 | 35.615
2021-02-02 22:00 | 0 | 0.44091 | 0.07 | 32.35
2021-02-02 23:00 | 0 | 0.39964 | 0.08 | 17.585
2021-02-03 | 0 | 0.42405 | 0.08 | 25.5
2021-02-03 01:00 | 0 | 0.57399 | 0.08 | 29.465
2021-02-03 02:00 | 0 | 0.72878 | 0.08 | 30.11
2021-02-03 03:00 | 0 | 0.83444 | 0.08 | 10.125
2021-02-03 04:00 | 0 | 0.9288 | 0.08 | 9.47
2021-02-03 05:00 | 0 | 0.89851 | 0.07 | 9.72
2021-02-03 06:00 | 0 | 0.89059 | 0.07 | 30.435
2021-02-03 07:00 | 0.092807 | 0.82261 | 0.08 | 39.8
2021-02-03 08:00 | 0.51768 | 0.60945 | 0.09 | 30.46
2021-02-03 09:00 | 1 | 0.27617 | 0.11 | 5.025
2021-02-03 10:00 | 1 | 0.14182 | 0.12 | 8.855
2021-02-03 11:00 | 1 | 0.088029 | 0.12 | 9.165
2021-02-03 12:00 | 1 | 0.044781 | 0.12 | 9.875
2021-02-03 13:00 | 1 | 0.001867 | 0.13 | 12.53
2021-02-03 14:00 | 1 | 0.002536 | 0.17 | 24.015
2021-02-03 15:00 | 0.95289 | 0.029911 | 0.2 | 27.745
2021-02-03 16:00 | 0.82633 | 0.14237 | 0.19 | 31.08
2021-02-03 17:00 | 0.93439 | 0.20426 | 0.22 | 31.47
2021-02-03 18:00 | 0.49408 | 0.23039 | 0.26 | 38.96
2021-02-03 19:00 | 0.10124 | 0.20669 | 0.29 | 45.48
2021-02-03 20:00 | 0.00048388 | 0.092345 | 0.28 | 54.655
2021-02-03 21:00 | 0 | 0.16147 | 0.29 | 58.625
2021-02-03 22:00 | 0 | 0.13861 | 0.27 | 60.105
2021-02-03 23:00 | 0 | 0.15387 | 0.24 | 51.67
2021-02-04 | 0 | 0.30312 | 0.24 | 59.39
2021-02-04 01:00 | 0 | 0.5461 | 0.22 | 65.64
2021-02-04 02:00 | 0 | 0.35122 | 0.19 | 45.53
2021-02-04 03:00 | 0 | 0.6108 | 0.2 | 41.265
2021-02-04 04:00 | 0 | 0.44105 | 0.2 | 37.68
2021-02-04 05:00 | 0 | 0.49151 | 0.25 | 37.275
2021-02-04 06:00 | 0 | 0.30254 | 0.19 | 36.81
2021-02-04 07:00 | 0.0072884 | 0.48993 | 0.15 | 45.77
2021-02-04 08:00 | 0.02814 | 0.88337 | 0.11 | 89.54
2021-02-04 09:00 | 0.11953 | 0.86626 | 0.08 | 42.53
2021-02-04 10:00 | 0.2288 | 0.89418 | 0.09 | 34.275
2021-02-04 11:00 | 0.05668 | 0.91486 | 0.15 | 37.075
2021-02-04 12:00 | 0.11763 | 0.8416 | 0.17 | 33.175
2021-02-04 13:00 | 0.64613 | 0.84138 | 0.17 | 30.345
2021-02-04 14:00 | 0.4561 | 0.76817 | 0.15 | 39.755
2021-02-04 15:00 | 0.64087 | 0.76958 | 0.11 | 46.54
2021-02-04 16:00 | 0.29704 | 0.87872 | 0.1 | 40.17
2021-02-04 17:00 | 0.15921 | 0.78368 | 0.09 | 39.425
2021-02-04 18:00 | 0.065997 | 0.78758 | 0.09 | 42.835
2021-02-04 19:00 | 0.040454 | 0.66705 | 0.11 | 34.605
2021-02-04 20:00 | 0.00029766 | 0.24578 | 0.1 | 35.37
2021-02-04 21:00 | 0 | 0.067327 | 0.1 | 30.295
2021-02-04 22:00 | 0 | 0.084316 | 0.09 | 27.815
2021-02-04 23:00 | 0 | 0.24261 | 0.06 | 34.53
2021-02-05 | 0 | 0.50447 | 0.06 | 36.165
2021-02-05 01:00 | 0 | 0.66059 | 0.06 | 37.645
2021-02-05 02:00 | 0 | 0.62149 | 0.06 | 18.2
2021-02-05 03:00 | 0 | 0.56008 | 0.06 | -3.14
2021-02-05 04:00 | 0 | 0.64521 | 0.06 | -6.645
2021-02-05 05:00 | 0 | 0.60994 | 0.06 | -8.37
2021-02-05 06:00 | 0 | 0.77146 | 0.1 | 8.08
2021-02-05 07:00 | 0.096915 | 0.75888 | 0.06 | 29.645
2021-02-05 08:00 | 0.53378 | 0.59691 | 0.06 | 29.44
2021-02-05 09:00 | 1 | 0.61096 | 0.06 | 23.155
2021-02-05 10:00 | 1 | 0.65896 | 0.06 | -86.58
2021-02-05 11:00 | 0.94693 | 0.71978 | 0.1 | -81.03
2021-02-05 12:00 | 0.70962 | 0.693 | 0.06 | 28.1
2021-02-05 13:00 | 0.7655 | 0.80973 | 0.06 | 31.14
2021-02-05 14:00 | 0.36484 | 0.8592 | 0.07 | -55.765
2021-02-05 15:00 | 0.4971 | 0.81438 | 0.06 | 6.69
2021-02-05 16:00 | 0.41221 | 0.90028 | 0.06 | -15.57
2021-02-05 17:00 | 0.53418 | 0.88796 | 0.06 | -181.99
2021-02-05 18:00 | 0.31365 | 0.78005 | 0.1 | -70.185
2021-02-05 19:00 | 0.15199 | 0.79305 | 0.1 | 0.57
2021-02-05 20:00 | 0.00040742 | 0.81986 | 0.06 | 33.5
2021-02-05 21:00 | 0 | 0.82282 | 0.06 | 34.165
2021-02-05 22:00 | 0 | 0.87593 | 0.06 | 33.25
2021-02-05 23:00 | 0 | 0.92495 | 0.06 | 28.46
2021-02-06 | 0 | 0.82747 | 0.06 | 15.65
2021-02-06 01:00 | 0 | 0.77185 | 0.06 | 35.425
2021-02-06 02:00 | 0 | 0.78567 | 0.06 | 9.875
2021-02-06 03:00 | 0 | 0.81464 | 0.06 | 1.615
2021-02-06 04:00 | 0 | 0.72927 | 0.06 | 1.67
2021-02-06 05:00 | 0 | 0.66062 | 0.06 | 1.12
2021-02-06 06:00 | 0 | 0.4609 | 0.06 | -6.745
2021-02-06 07:00 | 0.022817 | 0.43128 | 0.07 | 7.24
2021-02-06 08:00 | 0.14799 | 0.31546 | 0.07 | 3.835
2021-02-06 09:00 | 0.20661 | 0.40544 | 0.07 | -27.38
2021-02-06 10:00 | 0.27236 | 0.46066 | 0.06 | -22.045
2021-02-06 11:00 | 0.30762 | 0.28723 | 0.07 | -61.725
2021-02-06 12:00 | 0.67293 | 0.33723 | 0.07 | -59.74
2021-02-06 13:00 | 0.64148 | 0.30365 | 0.07 | -56.94
2021-02-06 14:00 | 0.88448 | 0.43817 | 0.06 | -90.875
2021-02-06 15:00 | 1 | 0.49863 | 0.07 | -112.16
2021-02-06 16:00 | 0.98969 | 0.56425 | 0.1 | -89.935
2021-02-06 17:00 | 0.97926 | 0.54589 | 0.07 | -56.355
2021-02-06 18:00 | 0.98563 | 0.4982 | 0.1 | -55.17
2021-02-06 19:00 | 0.41157 | 0.40942 | 0.1 | 6.335
2021-02-06 20:00 | 6.1041e-05 | 0.47437 | 0.1 | 19.67
2021-02-06 21:00 | 0 | 0.50134 | 0.13 | 21.54
2021-02-06 22:00 | 0 | 0.49315 | 0.16 | 22.91
2021-02-06 23:00 | 0 | 0.48475 | 0.16 | 17.015
2021-02-07 | 0 | 0.45037 | 0.18 | 25.32
2021-02-07 01:00 | 0 | 0.38391 | 0.16 | 61.805
2021-02-07 02:00 | 0 | 0.2975 | 0.18 | 48.025
2021-02-07 03:00 | 0 | 0.27358 | 0.19 | 38.705
2021-02-07 04:00 | 0 | 0.33729 | 0.19 | 39.085
2021-02-07 05:00 | 0 | 0.32918 | 0.17 | 19.04
2021-02-07 06:00 | 0 | 0.35893 | 0.12 | 46.375
2021-02-07 07:00 | 0.055816 | 0.31536 | 0.11 | 40.915
2021-02-07 08:00 | 0.46609 | 0.12707 | 0.11 | 47.415
2021-02-07 09:00 | 0.74477 | 0.048734 | 0.11 | 21.46
2021-02-07 10:00 | 0.77897 | 0 | 0.11 | 19.415
2021-02-07 11:00 | 0.8499 | 0.016547 | 0.11 | 5.2
2021-02-07 12:00 | 1 | 0.016418 | 0.11 | -17.06
2021-02-07 13:00 | 1 | 0.038782 | 0.09 | -27.5
2021-02-07 14:00 | 1 | 0.086004 | 0.08 | -24.14
2021-02-07 15:00 | 1 | 0.13374 | 0.08 | -21.845
2021-02-07 16:00 | 1 | 0.16264 | 0.08 | -19.205
2021-02-07 17:00 | 1 | 0.30264 | 0.08 | -17.645
2021-02-07 18:00 | 0.98912 | 0.43515 | 0.07 | -10.385
2021-02-07 19:00 | 0.42566 | 0.33429 | 0.07 | 28.79
2021-02-07 20:00 | 0 | 0.36646 | 0.07 | 32.34
2021-02-07 21:00 | 0 | 0.42159 | 0.1 | 28.945
2021-02-07 22:00 | 0 | 0.44538 | 0.07 | 20.76
2021-02-07 23:00 | 0 | 0.33787 | 0.08 | 10.065
2021-02-08 | 0 | 0.47062 | 0.08 | 12.3
2021-02-08 01:00 | 0 | 0.7073 | 0.08 | 18.3
2021-02-08 02:00 | 0 | 0.88303 | 0.08 | 12.755
2021-02-08 03:00 | 0 | 0.89962 | 0.1 | 5.31
2021-02-08 04:00 | 0 | 0.92187 | 0.08 | 5.345
2021-02-08 05:00 | 0 | 0.90979 | 0.07 | 10.83
2021-02-08 06:00 | 0 | 0.88793 | 0.07 | 27.45
2021-02-08 07:00 | 0.076171 | 0.90456 | 0.08 | 33.77
2021-02-08 08:00 | 0.50932 | 0.8141 | 0.09 | 31.93
2021-02-08 09:00 | 1 | 0.5995 | 0.1 | 9.23
2021-02-08 10:00 | 1 | 0.39343 | 0.1 | -10.28
2021-02-08 11:00 | 1 | 0.22067 | 0.1 | -28.9
2021-02-08 12:00 | 1 | 0.19692 | 0.1 | -32.17
2021-02-08 13:00 | 1 | 0.22397 | 0.1 | -35.175
2021-02-08 14:00 | 1 | 0.20081 | 0.09 | -3.975
2021-02-08 15:00 | 1 | 0.083591 | 0.09 | 1.44
2021-02-08 16:00 | 1 | 0.007142 | 0.08 | 2.29
2021-02-08 17:00 | 1 | 0.029379 | 0.08 | -4.83
2021-02-08 18:00 | 0.97903 | 0.071697 | 0.07 | 28.2
2021-02-08 19:00 | 0.4252 | 0.14979 | 0.1 | 32.705
2021-02-08 20:00 | 0 | 0.1523 | 0.07 | 33.685
2021-02-08 21:00 | 0 | 0.30688 | 0.07 | 31.77
2021-02-08 22:00 | 0 | 0.50706 | 0.08 | 24.455
2021-02-08 23:00 | 0 | 0.54672 | 0.07 | 15.09
2021-02-09 | 0 | 0.73285 | 0.07 | 18.205
2021-02-09 01:00 | 0 | 0.71991 | 0.1 | 27.425
2021-02-09 02:00 | 0 | 0.7372 | 0.07 | 12.57
2021-02-09 03:00 | 0 | 0.81649 | 0.09 | 5.715
2021-02-09 04:00 | 0 | 0.8729 | 0.09 | 5.065
2021-02-09 05:00 | 0 | 0.87199 | 0.08 | 7.08
2021-02-09 06:00 | 0 | 0.88865 | 0.08 | 20.795
2021-02-09 07:00 | 0.069363 | 0.89261 | 0.09 | 33.83
2021-02-09 08:00 | 0.4914 | 0.6992 | 0.1 | 31.45
2021-02-09 09:00 | 0.99764 | 0.54965 | 0.11 | 15.41
2021-02-09 10:00 | 1 | 0.37472 | 0.12 | 10.775
2021-02-09 11:00 | 0.99954 | 0.19062 | 0.14 | 13.205
2021-02-09 12:00 | 0.98129 | 0.071689 | 0.14 | 31.83
2021-02-09 13:00 | 0.99715 | 0.040129 | 0.12 | 33.81
2021-02-09 14:00 | 0.99759 | 0.102 | 0.12 | 51.885
2021-02-09 15:00 | 0.99043 | 0.14424 | 0.15 | 49.07
2021-02-09 16:00 | 1 | 0.13319 | 0.2 | 33.385
2021-02-09 17:00 | 0.99924 | 0.16855 | 0.2 | 44.31
2021-02-09 18:00 | 0.93974 | 0.21112 | 0.16 | 52.445
2021-02-09 19:00 | 0.41569 | 0.25727 | 0.13 | 57.065
2021-02-09 20:00 | 0 | 0.24419 | 0.1 | 60.855
2021-02-09 21:00 | 0 | 0.27632 | 0.12 | 45.95
2021-02-09 22:00 | 0 | 0.20325 | 0.12 | 37.165
2021-02-09 23:00 | 0 | 0.24879 | 0.13 | 30.08
2021-02-10 | 0 | 0.2918 | 0.13 | 27.51
2021-02-10 01:00 | 0 | 0.33248 | 0.14 | 29.22
2021-02-10 02:00 | 0 | 0.28842 | 0.2 | 11.105
2021-02-10 03:00 | 0 | 0.23656 | 0.19 | 12.7
2021-02-10 04:00 | 0 | 0.19268 | 0.19 | 20.14
2021-02-10 05:00 | 0 | 0.19216 | 0.18 | 27.895
2021-02-10 06:00 | 0 | 0.22359 | 0.19 | 35.01
2021-02-10 07:00 | 0.061494 | 0.20306 | 0.2 | 40.65
2021-02-10 08:00 | 0.43559 | 0.19426 | 0.19 | 38.37
2021-02-10 09:00 | 0.72988 | 0.14361 | 0.19 | 31.575
2021-02-10 10:00 | 0.85724 | 0.093295 | 0.19 | 31.135
2021-02-10 11:00 | 0.95238 | 0.081312 | 0.19 | 29.68
2021-02-10 12:00 | 0.97058 | 0.046256 | 0.19 | 32.9
2021-02-10 13:00 | 0.95897 | 0.03081 | 0.19 | 33.67
2021-02-10 14:00 | 0.98184 | 0.03283 | 0.2 | 36.645
2021-02-10 15:00 | 1 | 0.036992 | 0.24 | 41.175
2021-02-10 16:00 | 1 | 0.13186 | 0.28 | 44.4
2021-02-10 17:00 | 1 | 0.21853 | 0.27 | 52.74
2021-02-10 18:00 | 0.93628 | 0.25371 | 0.2 | 58.215
2021-02-10 19:00 | 0.40288 | 0.26669 | 0.16 | 65.975
2021-02-10 20:00 | 0 | 0.36212 | 0.14 | 162.18
2021-02-10 21:00 | 0 | 0.45157 | 0.14 | 59.16
2021-02-10 22:00 | 0 | 0.59669 | 0.15 | 45.12
2021-02-10 23:00 | 0 | 0.5879 | 0.14 | 34.28
2021-02-11 | 0 | 0.706 | 0.11 | 31.835
2021-02-11 01:00 | 0 | 0.83247 | 0.1 | 35.685
2021-02-11 02:00 | 0 | 0.88681 | 0.09 | 31.42
2021-02-11 03:00 | 0 | 0.89822 | 0.09 | 17.83
2021-02-11 04:00 | 0 | 0.89544 | 0.1 | 9.005
2021-02-11 05:00 | 0 | 0.93696 | 0.09 | 0.905
2021-02-11 06:00 | 0 | 0.93259 | 0.1 | 16.36
2021-02-11 07:00 | 0.055998 | 0.94384 | 0.09 | 27.84
2021-02-11 08:00 | 0.44839 | 0.9094 | 0.07 | 28.505
2021-02-11 09:00 | 0.71271 | 0.87638 | 0.08 | 12.545
2021-02-11 10:00 | 0.47409 | 0.76461 | 0.08 | 5.78
2021-02-11 11:00 | 0.56252 | 0.60699 | 0.1 | 7.38
2021-02-11 12:00 | 0.81582 | 0.37222 | 0.09 | 15.705
2021-02-11 13:00 | 0.75841 | 0.41717 | 0.08 | 34.49
2021-02-11 14:00 | 0.72761 | 0.45067 | 0.09 | 40.88
2021-02-11 15:00 | 0.45847 | 0.43081 | 0.09 | 41.87
2021-02-11 16:00 | 0.19623 | 0.67206 | 0.11 | 37.025
2021-02-11 17:00 | 0.13859 | 0.61201 | 0.17 | 35.245
2021-02-11 18:00 | 0.15261 | 0.38267 | 0.19 | 35.5
2021-02-11 19:00 | 0.014951 | 0.41001 | 0.2 | 44.125
2021-02-11 20:00 | 0 | 0.73387 | 0.18 | 56.39
2021-02-11 21:00 | 0 | 0.74018 | 0.13 | 50.08
2021-02-11 22:00 | 0 | 0.56284 | 0.14 | 45.5
2021-02-11 23:00 | 0 | 0.32015 | 0.15 | 40.99
2021-02-12 | 0 | 0.20504 | 0.13 | 31.375
2021-02-12 01:00 | 0 | 0.15504 | 0.13 | 33.215
2021-02-12 02:00 | 0 | 0.23531 | 0.14 | 29.915
2021-02-12 03:00 | 0 | 0.16587 | 0.16 | 22.72
2021-02-12 04:00 | 0 | 0.1455 | 0.17 | 23.275
2021-02-12 05:00 | 0 | 0.041632 | 0.2 | 26.11
2021-02-12 06:00 | 0 | 0.12214 | 0.19 | 32.68
2021-02-12 07:00 | 0.015129 | 0.11929 | 0.16 | 38.73
2021-02-12 08:00 | 0.23945 | 0.10367 | 0.15 | 43.995
2021-02-12 09:00 | 0.53059 | 0.10952 | 0.12 | 40.375
2021-02-12 10:00 | 0.48876 | 0.12688 | 0.1 | 35.35
2021-02-12 11:00 | 0.70469 | 0.2058 | 0.1 | 27.825
2021-02-12 12:00 | 0.87435 | 0.16233 | 0.1 | 23.525
2021-02-12 13:00 | 0.91931 | 0.14346 | 0.11 | 14.855
2021-02-12 14:00 | 0.90054 | 0.21896 | 0.09 | -34.435
2021-02-12 15:00 | 0.76176 | 0.38658 | 0.07 | -78.72
2021-02-12 16:00 | 0.97764 | 0.40276 | 0.08 | -46.8
2021-02-12 17:00 | 0.99688 | 0.32685 | 0.09 | -4.025
2021-02-12 18:00 | 0.99926 | 0.30725 | 0.09 | 28.855
2021-02-12 19:00 | 0.43268 | 0.28981 | 0.11 | 33.445
2021-02-12 20:00 | 0 | 0.51756 | 0.11 | 43.405
2021-02-12 21:00 | 0 | 0.52941 | 0.1 | 40.87
2021-02-12 22:00 | 0 | 0.66165 | 0.12 | 35.16
2021-02-12 23:00 | 0 | 0.52998 | 0.1 | 37.67
2021-02-13 | 0 | 0.44919 | 0.14 | 36.76
2021-02-13 01:00 | 0 | 0.55388 | 0.17 | 48.105
2021-02-13 02:00 | 0 | 0.54289 | 0.19 | 43.055
2021-02-13 03:00 | 0 | 0.45649 | 0.2 | 36.945
2021-02-13 04:00 | 0 | 0.41483 | 0.25 | 56.685
2021-02-13 05:00 | 0 | 0.44766 | 0.21 | 64.995
2021-02-13 06:00 | 0 | 0.48656 | 0.13 | 60.885
2021-02-13 07:00 | 0.051926 | 0.51637 | 0.1 | 57.13
2021-02-13 08:00 | 0.2801 | 0.27838 | 0.11 | 49.885
2021-02-13 09:00 | 0.52951 | 0.10132 | 0.11 | -0.335
2021-02-13 10:00 | 0.50791 | 0.050138 | 0.11 | -12.1
2021-02-13 11:00 | 0.7526 | 0.024767 | 0.1 | 1.855
2021-02-13 12:00 | 1 | 0.024899 | 0.11 | -26.985
2021-02-13 13:00 | 1 | 0.060458 | 0.1 | -37.395
2021-02-13 14:00 | 1 | 0.15251 | 0.09 | -45.965
2021-02-13 15:00 | 1 | 0.20541 | 0.09 | -44.755
2021-02-13 16:00 | 1 | 0.24063 | 0.09 | -39.15
2021-02-13 17:00 | 1 | 0.42384 | 0.1 | -34.245
2021-02-13 18:00 | 0.99767 | 0.5995 | 0.1 | -17.095
2021-02-13 19:00 | 0.42361 | 0.42069 | 0.11 | 13.155
2021-02-13 20:00 | 0 | 0.31365 | 0.1 | 34.5
2021-02-13 21:00 | 0 | 0.3621 | 0.09 | 37.45
2021-02-13 22:00 | 0 | 0.45142 | 0.1 | 36.735
2021-02-13 23:00 | 0 | 0.36058 | 0.11 | 34.745
2021-02-14 | 0 | 0.24729 | 0.12 | 31.655
2021-02-14 01:00 | 0 | 0.20595 | 0.14 | 34.79
2021-02-14 02:00 | 0 | 0.25757 | 0.17 | 35.055
2021-02-14 03:00 | 0 | 0.36516 | 0.18 | 33.93
2021-02-14 04:00 | 0 | 0.52589 | 0.19 | 33.27
2021-02-14 05:00 | 0 | 0.64391 | 0.16 | 35.16
2021-02-14 06:00 | 0 | 0.58398 | 0.13 | 40.065
2021-02-14 07:00 | 0.04747 | 0.49981 | 0.13 | 40.855
2021-02-14 08:00 | 0.50387 | 0.33423 | 0.13 | 16.26
2021-02-14 09:00 | 1 | 0.18309 | 0.13 | -25.55
2021-02-14 10:00 | 1 | 0.060646 | 0.17 | -30.2
2021-02-14 11:00 | 1 | 0.01266 | 0.15 | -32.385
2021-02-14 12:00 | 1 | 0.002194 | 0.13 | -46.355
2021-02-14 13:00 | 1 | 0.003651 | 0.1 | -43.6
2021-02-14 14:00 | 1 | 0.007686 | 0.1 | -39.675
2021-02-14 15:00 | 1 | 0.057771 | 0.07 | -38.965
2021-02-14 16:00 | 1 | 0.10116 | 0.06 | -19.895
2021-02-14 17:00 | 1 | 0.1276 | 0.1 | -30.86
2021-02-14 18:00 | 0.97949 | 0.24818 | 0.07 | -15.74
2021-02-14 19:00 | 0.40641 | 0.26874 | 0.06 | 7.615
2021-02-14 20:00 | 0 | 0.33523 | 0.07 | 29.515
2021-02-14 21:00 | 0 | 0.40984 | 0.07 | 30.46
2021-02-14 22:00 | 0 | 0.55052 | 0.08 | 13.82
2021-02-14 23:00 | 0 | 0.4535 | 0.08 | 6.365
2021-02-15 | 0 | 0.5576 | 0.1 | 15.905
2021-02-15 01:00 | 0 | 0.64071 | 0.07 | 19.35
2021-02-15 02:00 | 0 | 0.7761 | 0.07 | 6.92
2021-02-15 03:00 | 0 | 0.76011 | 0.07 | 3.745
2021-02-15 04:00 | 0 | 0.85735 | 0.07 | 2.415
2021-02-15 05:00 | 0 | 0.81408 | 0.07 | 4.39
2021-02-15 06:00 | 0 | 0.86663 | 0.07 | 9.885
2021-02-15 07:00 | 0.045746 | 0.84604 | 0.1 | 31.3
2021-02-15 08:00 | 0.49988 | 0.71951 | 0.08 | 31.465
2021-02-15 09:00 | 1 | 0.51648 | 0.09 | 9.175
2021-02-15 10:00 | 1 | 0.37874 | 0.1 | 4.165
2021-02-15 11:00 | 1 | 0.28046 | 0.1 | 2.345
2021-02-15 12:00 | 1 | 0.23808 | 0.1 | 2.77
2021-02-15 13:00 | 0.99936 | 0.175 | 0.09 | 3.43
2021-02-15 14:00 | 1 | 0.13887 | 0.1 | 8.67
2021-02-15 15:00 | 1 | 0.01843 | 0.09 | 12.115
2021-02-15 16:00 | 1 | 0.001612 | 0.12 | 19.6
2021-02-15 17:00 | 1 | 0.008659 | 0.1 | 34.38
2021-02-15 18:00 | 0.97316 | 0.041005 | 0.09 | 36.965
2021-02-15 19:00 | 0.39387 | 0.094715 | 0.09 | 47.875
2021-02-15 20:00 | 0 | 0.1965 | 0.08 | 55.565
2021-02-15 21:00 | 0 | 0.45202 | 0.09 | 42.17
2021-02-15 22:00 | 0 | 0.6425 | 0.09 | 37.115
2021-02-15 23:00 | 0 | 0.67293 | 0.09 | 32.5
2021-02-16 | 0 | 0.59008 | 0.08 | 33.295
2021-02-16 01:00 | 0 | 0.68844 | 0.08 | 35.625
2021-02-16 02:00 | 0 | 0.85087 | 0.1 | 34.655
2021-02-16 03:00 | 0 | 0.89191 | 0.11 | 31.685
2021-02-16 04:00 | 0 | 0.88094 | 0.14 | 31.48
2021-02-16 05:00 | 0 | 0.89917 | 0.16 | 31.94
2021-02-16 06:00 | 0 | 0.8072 | 0.1 | 34.335
2021-02-16 07:00 | 0.03576 | 0.77089 | 0.1 | 42.885
2021-02-16 08:00 | 0.46757 | 0.67077 | 0.08 | 62.49
2021-02-16 09:00 | 0.82557 | 0.45576 | 0.1 | 29.215
2021-02-16 10:00 | 0.8402 | 0.31634 | 0.1 | 28.995
2021-02-16 11:00 | 0.93535 | 0.20984 | 0.14 | 6.19
2021-02-16 12:00 | 0.98037 | 0.18263 | 0.15 | 9.36
2021-02-16 13:00 | 0.95722 | 0.15945 | 0.18 | 39.44
2021-02-16 14:00 | 0.89693 | 0.12197 | 0.2 | 50.61
2021-02-16 15:00 | 0.92832 | 0.080125 | 0.26 | 46.555
2021-02-16 16:00 | 0.92905 | 0.036117 | 0.29 | 77.78
2021-02-16 17:00 | 0.67683 | 0.040435 | 0.3 | 57.755
2021-02-16 18:00 | 0.63869 | 0.035562 | 0.2 | 173.7
2021-02-16 19:00 | 0.32591 | 0.004576 | 0.19 | 163.185
2021-02-16 20:00 | 0 | 0.002769 | 0.16 | 94.2
2021-02-16 21:00 | 0 | 0.003131 | 0.12 | 60.285
2021-02-16 22:00 | 0 | 0.040209 | 0.1 | 61.26
2021-02-16 23:00 | 0 | 0.35004 | 0.1 | 47.925
2021-02-17 | 0 | 0.51409 | 0.09 | 40.005
2021-02-17 01:00 | 0 | 0.56466 | 0.09 | 27.035
2021-02-17 02:00 | 0 | 0.6769 | 0.1 | 27.205
2021-02-17 03:00 | 0 | 0.71197 | 0.1 | 16.65
2021-02-17 04:00 | 0 | 0.70758 | 0.1 | 13.445
2021-02-17 05:00 | 0 | 0.7284 | 0.11 | 26.42
2021-02-17 06:00 | 0 | 0.6674 | 0.1 | 34.965
2021-02-17 07:00 | 0.026023 | 0.67202 | 0.11 | 36.27
2021-02-17 08:00 | 0.23678 | 0.6166 | 0.12 | 34.07
2021-02-17 09:00 | 0.60936 | 0.42142 | 0.15 | 28.62
2021-02-17 10:00 | 0.91182 | 0.24515 | 0.19 | 32.79
2021-02-17 11:00 | 0.90878 | 0.20197 | 0.22 | 35.055
2021-02-17 12:00 | 0.98721 | 0.16359 | 0.2 | 41.21
2021-02-17 13:00 | 0.96511 | 0.17096 | 0.22 | 43.41
2021-02-17 14:00 | 0.98905 | 0.13313 | 0.24 | 44.765
2021-02-17 15:00 | 0.96388 | 0.057969 | 0.25 | 51.61
2021-02-17 16:00 | 0.97611 | 0.019453 | 0.26 | 57.68
2021-02-17 17:00 | 0.97408 | 0.008659 | 0.24 | 64.535
2021-02-17 18:00 | 0.87284 | 0.005744 | 0.2 | 206.335
2021-02-17 19:00 | 0.36195 | 0.019453 | 0.16 | 162.6
2021-02-17 20:00 | 0 | 0.078642 | 0.1 | 235.4
2021-02-17 21:00 | 0 | 0.052845 | 0.11 | 85.86
2021-02-17 22:00 | 0 | 0.2455 | 0.09 | 44.98
2021-02-17 23:00 | 0 | 0.79315 | 0.08 | 34.89
2021-02-18 | 0 | 0.81123 | 0.07 | 30.275
2021-02-18 01:00 | 0 | 0.82107 | 0.07 | 33.005
2021-02-18 02:00 | 0 | 0.84686 | 0.07 | 19.395
2021-02-18 03:00 | 0 | 0.88904 | 0.08 | 21.26
2021-02-18 04:00 | 0 | 0.87576 | 0.07 | 9.255
2021-02-18 05:00 | 0 | 0.88076 | 0.08 | 10.8
2021-02-18 06:00 | 0 | 0.86787 | 0.07 | 15.89
2021-02-18 07:00 | 0.03924 | 0.89131 | 0.06 | 34.03
2021-02-18 08:00 | 0.46863 | 0.85327 | 0.06 | 34.83
2021-02-18 09:00 | 0.97097 | 0.74753 | 0.06 | 12.58
2021-02-18 10:00 | 1 | 0.50791 | 0.1 | 2.275
2021-02-18 11:00 | 1 | 0.36967 | 0.1 | -13.76
2021-02-18 12:00 | 1 | 0.25158 | 0.12 | 4.43
2021-02-18 13:00 | 0.99774 | 0.19657 | 0.14 | 15.55
2021-02-18 14:00 | 0.99678 | 0.18911 | 0.17 | 33.37
2021-02-18 15:00 | 0.99782 | 0.20186 | 0.18 | 36.295
2021-02-18 16:00 | 1 | 0.18595 | 0.23 | 40.35
2021-02-18 17:00 | 0.98553 | 0.13537 | 0.27 | 49.86
2021-02-18 18:00 | 0.91871 | 0.095907 | 0.24 | 57.64
2021-02-18 19:00 | 0.38199 | 0.12692 | 0.16 | 65.725
2021-02-18 20:00 | 0 | 0.33644 | 0.1 | 132.995
2021-02-18 21:00 | 0 | 0.62088 | 0.08 | 82.81
2021-02-18 22:00 | 0 | 0.79478 | 0.06 | 52.67
2021-02-18 23:00 | 0 | 0.85303 | 0.05 | 41.515
2021-02-19 | 0 | 0.85105 | 0 | 29.15
2021-02-19 01:00 | 0 | 0.90732 | 0.04 | 29.425
2021-02-19 02:00 | 0 | 0.91662 | 0.04 | 17.645
2021-02-19 03:00 | 0 | 0.93447 | 0.05 | 7.415
2021-02-19 04:00 | 0 | 0.9267 | 0.06 | 0.645
2021-02-19 05:00 | 0 | 0.93002 | 0.05 | -1.585
2021-02-19 06:00 | 0 | 0.90231 | 0 | 5.425
2021-02-19 07:00 | 0.037626 | 0.93281 | 0.05 | 28.03
2021-02-19 08:00 | 0.45684 | 0.91108 | 0.06 | 27.28
2021-02-19 09:00 | 0.96941 | 0.74208 | 0.1 | 15.965
2021-02-19 10:00 | 1 | 0.54305 | 0.14 | 30.245
2021-02-19 11:00 | 0.94428 | 0.42396 | 0.18 | 9.935
2021-02-19 12:00 | 0.95843 | 0.35335 | 0.24 | 24.125
2021-02-19 13:00 | 0.90542 | 0.30935 | 0.25 | 45.34
2021-02-19 14:00 | 0.50867 | 0.20223 | 0.26 | 87.87
2021-02-19 15:00 | 0.54761 | 0.14608 | 0.25 | 120.1
2021-02-19 16:00 | 0.31793 | 0.10113 | 0.26 | 105.59
2021-02-19 17:00 | 0.14054 | 0.070853 | 0.27 | 78.525
2021-02-19 18:00 | 0.10978 | 0.028071 | 0.25 | 60.26
2021-02-19 19:00 | 0.099881 | 0.071671 | 0.2 | 116.675
2021-02-19 20:00 | 0 | 0.079228 | 0.18 | 70.325
2021-02-19 21:00 | 0 | 0.075002 | 0.18 | 62.535
2021-02-19 22:00 | 0 | 0.041942 | 0.23 | 43.645
2021-02-19 23:00 | 0 | 0.016465 | 0.22 | 44.67
2021-02-20 | 0 | 0.030751 | 0.2 | 46.19
2021-02-20 01:00 | 0 | 0 | 0.14 | 60.945
2021-02-20 02:00 | 0 | 0 | 0.11 | 60.08
2021-02-20 03:00 | 0 | 0.000519 | 0.12 | 66.685
2021-02-20 04:00 | 0 | 0.002276 | 0.11 | 50.38
2021-02-20 05:00 | 0 | 0.005977 | 0.11 | 36.95
2021-02-20 06:00 | 0 | 0.008309 | 0.1 | 38.09
2021-02-20 07:00 | 0.0076676 | 0.02528 | 0.11 | 40.325
2021-02-20 08:00 | 0.33182 | 0.004862 | 0.11 | 38.03
2021-02-20 09:00 | 0.65965 | 0.007164 | 0.1 | 34.625
2021-02-20 10:00 | 0.75115 | 0.014506 | 0.08 | 37.265
2021-02-20 11:00 | 0.83996 | 0.058178 | 0.08 | 34.165
2021-02-20 12:00 | 0.9162 | 0.10109 | 0.07 | 31.545
2021-02-20 13:00 | 0.97785 | 0.17472 | 0.07 | 28.92
2021-02-20 14:00 | 0.99226 | 0.10153 | 0.07 | 29.09
2021-02-20 15:00 | 0.99755 | 0.086731 | 0.11 | 29.93
2021-02-20 16:00 | 0.83406 | 0.20347 | 0.15 | 30.825
2021-02-20 17:00 | 0.61392 | 0.17234 | 0.16 | 31.18
2021-02-20 18:00 | 0.31353 | 0.21713 | 0.17 | 34.14
2021-02-20 19:00 | 0.056906 | 0.29489 | 0.19 | 46.92
2021-02-20 20:00 | 0 | 0.41927 | 0.21 | 41.535
2021-02-20 21:00 | 0 | 0.39285 | 0.23 | 42.005
2021-02-20 22:00 | 0 | 0.3575 | 0.21 | 38.745
2021-02-20 23:00 | 0 | 0.23729 | 0.21 | 38.71
2021-02-21 | 0 | 0.23437 | 0.2 | 37.555
2021-02-21 01:00 | 0 | 0.22442 | 0.21 | 44.36
2021-02-21 02:00 | 0 | 0.12817 | 0.21 | 36.2
2021-02-21 03:00 | 0 | 0.15713 | 0.21 | 33.225
2021-02-21 04:00 | 0 | 0.12862 | 0.2 | 32.385
2021-02-21 05:00 | 0 | 0.068888 | 0.2 | 35.04
2021-02-21 06:00 | 0 | 0.030711 | 0.17 | 35.27
2021-02-21 07:00 | 0.016731 | 0.033281 | 0.11 | 35.005
2021-02-21 08:00 | 0.38053 | 0.064102 | 0.1 | 31.185
2021-02-21 09:00 | 0.96015 | 0.053357 | 0.1 | 26.15
2021-02-21 10:00 | 1 | 0.075761 | 0.1 | 28.09
2021-02-21 11:00 | 0.9488 | 0.10157 | 0.09 | 14.445
2021-02-21 12:00 | 0.9468 | 0.10478 | 0.09 | -15.46
2021-02-21 13:00 | 0.98141 | 0.1917 | 0.09 | -17.06
2021-02-21 14:00 | 0.86971 | 0.31049 | 0.08 | -49.5
2021-02-21 15:00 | 0.87678 | 0.4424 | 0.07 | -44.52
2021-02-21 16:00 | 0.888 | 0.49183 | 0.08 | -77.37
2021-02-21 17:00 | 0.91646 | 0.56312 | 0.09 | -35.335
2021-02-21 18:00 | 0.93091 | 0.4906 | 0.1 | 0.45
2021-02-21 19:00 | 0.19806 | 0.44556 | 0.08 | 29.665
2021-02-21 20:00 | 0 | 0.40355 | 0.08 | 38.1
2021-02-21 21:00 | 0 | 0.48413 | 0.1 | 34.34
2021-02-21 22:00 | 0 | 0.47696 | 0.11 | 31.485
2021-02-21 23:00 | 0 | 0.44789 | 0.12 | 26.37
2021-02-22 | 0 | 0.45516 | 0.1 | 30.29
2021-02-22 01:00 | 0 | 0.42921 | 0.1 | 38.54
2021-02-22 02:00 | 0 | 0.41859 | 0.09 | 34.11
2021-02-22 03:00 | 0 | 0.356 | 0.11 | 17.815
2021-02-22 04:00 | 0 | 0.35271 | 0.16 | 10.375
2021-02-22 05:00 | 0 | 0.37675 | 0.14 | 17.295
2021-02-22 06:00 | 0 | 0.38375 | 0.09 | 33.43
2021-02-22 07:00 | 0.014018 | 0.34857 | 0.1 | 40.065
2021-02-22 08:00 | 0.22901 | 0.24786 | 0.07 | 37.67
2021-02-22 09:00 | 0.54924 | 0.094418 | 0.07 | 7.895
2021-02-22 10:00 | 0.6138 | 0.1343 | 0.1 | 7.785
2021-02-22 11:00 | 0.56648 | 0.20268 | 0.08 | -11.565
2021-02-22 12:00 | 0.87611 | 0.1495 | 0.08 | -21.59
2021-02-22 13:00 | 0.95967 | 0.36298 | 0.07 | -38.02
2021-02-22 14:00 | 1 | 0.58079 | 0.07 | -42.945
2021-02-22 15:00 | 1 | 0.62855 | 0.06 | -91.92
2021-02-22 16:00 | 1 | 0.72159 | 0.06 | -33.235
2021-02-22 17:00 | 1 | 0.71991 | 0.1 | -35.415
2021-02-22 18:00 | 0.97377 | 0.52287 | 0.07 | -52.205
2021-02-22 19:00 | 0.11743 | 0.77946 | 0.07 | 2.28
2021-02-22 20:00 | 0 | 0.79219 | 0.08 | 28.66
2021-02-22 21:00 | 0 | 0.67536 | 0.08 | 27.655
2021-02-22 22:00 | 0 | 0.62632 | 0.09 | 31.195
2021-02-22 23:00 | 0 | 0.54962 | 0.1 | 25.56
2021-02-23 | 0 | 0.52171 | 0.1 | 29.18
2021-02-23 01:00 | 0 | 0.4935 | 0.11 | 33.535
2021-02-23 02:00 | 0 | 0.47665 | 0.11 | 22.285
2021-02-23 03:00 | 0 | 0.48656 | 0.11 | 23.205
2021-02-23 04:00 | 0 | 0.50791 | 0.12 | 19.415
2021-02-23 05:00 | 0 | 0.55619 | 0.1 | 25.64
2021-02-23 06:00 | 0 | 0.55813 | 0.07 | 35.18
2021-02-23 07:00 | 0.0066764 | 0.50714 | 0.1 | 51.54
2021-02-23 08:00 | 0.47005 | 0.45913 | 0.07 | 39.33
2021-02-23 09:00 | 1 | 0.30744 | 0.07 | 19.615
2021-02-23 10:00 | 0.95921 | 0.18429 | 0.07 | -44.625
2021-02-23 11:00 | 0.85713 | 0.16587 | 0.1 | -23.01
2021-02-23 12:00 | 0.97334 | 0.12907 | 0.08 | -32.025
2021-02-23 13:00 | 1 | 0.12611 | 0.08 | -19.055
2021-02-23 14:00 | 1 | 0.13947 | 0.07 | -3.505
2021-02-23 15:00 | 1 | 0.15334 | 0.07 | -31.085
2021-02-23 16:00 | 1 | 0.16336 | 0.07 | -40.405
2021-02-23 17:00 | 1 | 0.20193 | 0.08 | -34.32
2021-02-23 18:00 | 0.98837 | 0.19528 | 0.1 | -2.465
2021-02-23 19:00 | 0.12194 | 0.24627 | 0.08 | 20.475
2021-02-23 20:00 | 0 | 0.40336 | 0.08 | 32.785
2021-02-23 21:00 | 0 | 0.60021 | 0.07 | 33.51
2021-02-23 22:00 | 0 | 0.59681 | 0.07 | 27.195
2021-02-23 23:00 | 0 | 0.49428 | 0.07 | 29.345
2021-02-24 | 0 | 0.34981 | 0.1 | 29.425
2021-02-24 01:00 | 0 | 0.41312 | 0.1 | 29.36
2021-02-24 02:00 | 0 | 0.53985 | 0.07 | 23.16
2021-02-24 03:00 | 0 | 0.50572 | 0.08 | 15.965
2021-02-24 04:00 | 0 | 0.64189 | 0.09 | 16.385
2021-02-24 05:00 | 0 | 0.69365 | 0.09 | 20.935
2021-02-24 06:00 | 0 | 0.56304 | 0.1 | 28.96
2021-02-24 07:00 | 0.0069947 | 0.52256 | 0.1 | 37.385
2021-02-24 08:00 | 0.4803 | 0.37432 | 0.1 | 38.92
2021-02-24 09:00 | 1 | 0.22063 | 0.13 | 33.825
2021-02-24 10:00 | 1 | 0.12327 | 0.12 | 28.045
2021-02-24 11:00 | 1 | 0.051466 | 0.12 | 20.265
2021-02-24 12:00 | 1 | 0.025665 | 0.11 | 19.59
2021-02-24 13:00 | 1 | 0.00911 | 0.09 | 5.605
2021-02-24 14:00 | 1 | 0.006936 | 0.1 | 9.7
2021-02-24 15:00 | 0.9061 | 0.043469 | 0.1 | 23.1
2021-02-24 16:00 | 0.74743 | 0.14172 | 0.13 | -1.3
2021-02-24 17:00 | 0.65355 | 0.32237 | 0.12 | 20.285
2021-02-24 18:00 | 0.45257 | 0.52304 | 0.12 | 26.005
2021-02-24 19:00 | 0.087503 | 0.61405 | 0.11 | 27.995
2021-02-24 20:00 | 0 | 0.61381 | 0.1 | 45.64
2021-02-24 21:00 | 0 | 0.63481 | 0.11 | 55.015
2021-02-24 22:00 | 0 | 0.60588 | 0.11 | 38.8
2021-02-24 23:00 | 0 | 0.56172 | 0.1 | 36.265
2021-02-25 | 0 | 0.42051 | 0.13 | 34.865
2021-02-25 01:00 | 0 | 0.29407 | 0.14 | 39.21
2021-02-25 02:00 | 0 | 0.2008 | 0.18 | 34.7
2021-02-25 03:00 | 0 | 0.21291 | 0.21 | 34.165
2021-02-25 04:00 | 0 | 0.25336 | 0.25 | 34.26
2021-02-25 05:00 | 0 | 0.29711 | 0.25 | 34.61
2021-02-25 06:00 | 0 | 0.19345 | 0.22 | 37.71
2021-02-25 07:00 | 0.0066886 | 0.17156 | 0.2 | 70.565
2021-02-25 08:00 | 0.4877 | 0.042084 | 0.18 | 65.415
2021-02-25 09:00 | 1 | 8.7e-05 | 0.16 | 46.855
2021-02-25 10:00 | 1 | 0.00484 | 0.09 | 46.445
2021-02-25 11:00 | 1 | 0.041916 | 0.09 | 49.525
2021-02-25 12:00 | 1 | 0.17878 | 0.09 | -16.385
2021-02-25 13:00 | 1 | 0.36298 | 0.09 | -54.51
2021-02-25 14:00 | 1 | 0.47806 | 0.07 | -68.51
2021-02-25 15:00 | 1 | 0.529 | 0.06 | -58.2
2021-02-25 16:00 | 1 | 0.52483 | 0.12 | -64.32
2021-02-25 17:00 | 1 | 0.75475 | 0.2 | -43.27
2021-02-25 18:00 | 0.85809 | 0.65964 | 0.19 | 8.42
2021-02-25 19:00 | 0.1092 | 0.65032 | 0.2 | 53.76
2021-02-25 20:00 | 0 | 0.5301 | 0.25 | 69.035
2021-02-25 21:00 | 0 | 0.40239 | 0.27 | 59.03
2021-02-25 22:00 | 0 | 0.42327 | 0.27 | 56.055
2021-02-25 23:00 | 0 | 0.45702 | 0.27 | 69.59
2021-02-26 | 0 | 0.45748 | 0.28 | 73.36
2021-02-26 01:00 | 0 | 0.34603 | 0.29 | 76.32
2021-02-26 02:00 | 0 | 0.28066 | 0.3 | 67.615
2021-02-26 03:00 | 0 | 0.22066 | 0.3 | 68.81
2021-02-26 04:00 | 0 | 0.18051 | 0.31 | 76
2021-02-26 05:00 | 0 | 0.21212 | 0.29 | 74.285
2021-02-26 06:00 | 0 | 0.19981 | 0.22 | 76
2021-02-26 07:00 | 0.0058244 | 0.16548 | 0.17 | 86.5
2021-02-26 08:00 | 0.47842 | 0.1129 | 0.17 | 189.655
2021-02-26 09:00 | 1 | 0.058735 | 0.19 | 71.075
2021-02-26 10:00 | 1 | 0.025707 | 0.18 | 42.05
2021-02-26 11:00 | 1 | 0.022631 | 0.17 | 50.51
2021-02-26 12:00 | 0.99911 | 0.007873 | 0.15 | 62.34
2021-02-26 13:00 | 0.98325 | 0.014246 | 0.1 | 61.315
2021-02-26 14:00 | 0.98798 | 0.009423 | 0.1 | 25.995
2021-02-26 15:00 | 1 | 0.021969 | 0.2 | 14.385
2021-02-26 16:00 | 1 | 0.083757 | 0.18 | -29.36
2021-02-26 17:00 | 1 | 0.22104 | 0.2 | 21.96
2021-02-26 18:00 | 0.64565 | 0.268 | 0.21 | 58.575
2021-02-26 19:00 | 0.077862 | 0.32854 | 0.2 | 64.115
2021-02-26 20:00 | 0 | 0.41792 | 0.14 | 61.57
2021-02-26 21:00 | 0 | 0.49562 | 0.13 | 60.11
2021-02-26 22:00 | 0 | 0.48658 | 0.15 | 63.73
2021-02-26 23:00 | 0 | 0.42136 | 0.13 | 59.02
2021-02-27 | 0 | 0.28243 | 0.13 | 42.92
2021-02-27 01:00 | 0 | 0.24956 | 0.13 | 66.75
2021-02-27 02:00 | 0 | 0.34321 | 0.17 | 51.235
2021-02-27 03:00 | 0 | 0.39271 | 0.23 | 44.605
2021-02-27 04:00 | 0 | 0.34799 | 0.3 | 41.535
2021-02-27 05:00 | 0 | 0.3267 | 0.2 | 56.335
2021-02-27 06:00 | 0 | 0.34482 | 0.15 | 71.78
2021-02-27 07:00 | 0.0054431 | 0.21646 | 0.15 | 110.095
2021-02-27 08:00 | 0.45761 | 0.17593 | 0.16 | 62.85
2021-02-27 09:00 | 0.98344 | 0.097806 | 0.18 | 37.14
2021-02-27 10:00 | 0.99987 | 0.041065 | 0.17 | -6.9
2021-02-27 11:00 | 1 | 0.043127 | 0.18 | -87.415
2021-02-27 12:00 | 0.99081 | 0.020517 | 0.18 | -134.17
2021-02-27 13:00 | 0.9921 | 0.007257 | 0.15 | -115.84
2021-02-27 14:00 | 0.94548 | 0.059508 | 0.15 | -129.09
2021-02-27 15:00 | 0.99843 | 0.33366 | 0.17 | -146.445
2021-02-27 16:00 | 1 | 0.58014 | 0.2 | -88.985
2021-02-27 17:00 | 1 | 0.59153 | 0.23 | 32.445
2021-02-27 18:00 | 0.74899 | 0.44928 | 0.21 | 49.525
2021-02-27 19:00 | 0.11768 | 0.36319 | 0.21 | 148.265
2021-02-27 20:00 | 0 | 0.38819 | 0.24 | 123.43
2021-02-27 21:00 | 0 | 0.32443 | 0.27 | 61.605
2021-02-27 22:00 | 0 | 0.26505 | 0.27 | 61.82
2021-02-27 23:00 | 0 | 0.19514 | 0.27 | 64.17
2021-02-28 | 0 | 0.062036 | 0.27 | 114.24
2021-02-28 01:00 | 0 | 0 | 0.29 | 154.68
2021-02-28 02:00 | 0 | 0.002323 | 0.3 | 86.335
2021-02-28 03:00 | 0 | 0.004905 | 0.3 | 67.6
2021-02-28 04:00 | 0 | 0.023886 | 0.3 | 103.675
2021-02-28 05:00 | 0 | 0.046018 | 0.23 | 111.485
2021-02-28 06:00 | 0 | 0.045562 | 0.18 | 138.12
2021-02-28 07:00 | 0.0045217 | 0.019736 | 0.2 | 124.97
2021-02-28 08:00 | 0.45879 | 0.010139 | 0.18 | 59.7
2021-02-28 09:00 | 0.98287 | 0.000354 | 0.19 | 36.03
2021-02-28 10:00 | 0.98149 | 0.020753 | 0.18 | 38.115
2021-02-28 11:00 | 1 | 0.03568 | 0.16 | 1.93
2021-02-28 12:00 | 1 | 0.14089 | 0.16 | -84.105
2021-02-28 13:00 | 0.98806 | 0.23857 | 0.2 | -212.475
2021-02-28 14:00 | 0.98749 | 0.34452 | 0.12 | -302.745
2021-02-28 15:00 | 0.9937 | 0.20592 | 0.11 | -500.655
2021-02-28 16:00 | 1 | 0.1826 | 0.16 | -337.66
2021-02-28 17:00 | 0.99728 | 0.088519 | 0.21 | -58.205
2021-02-28 18:00 | 0.7677 | 0.058658 | 0.2 | 15.25
2021-02-28 19:00 | 0.11754 | 0.04534 | 0.2 | 66.15
2021-02-28 20:00 | 0 | 0.15977 | 0.2 | 117.925
2021-02-28 21:00 | 0 | 0.33832 | 0.22 | 87.88
2021-02-28 22:00 | 0 | 0.42714 | 0.23 | 62.06
2021-02-28 23:00 | 0 | 0.3296 | 0.24 | 62
2021-03-01 | 0 | 0.26045 | 0.24 | 62.955
2021-03-01 01:00 | 0 | 0.25873 | 0.23 | 106.82
2021-03-01 02:00 | 0 | 0.2854 | 0.24 | 65.36
2021-03-01 03:00 | 0 | 0.2325 | 0.25 | 82.72
2021-03-01 04:00 | 0 | 0.24708 | 0.27 | 66.62
2021-03-01 05:00 | 0 | 0.15037 | 0.24 | 109.555
2021-03-01 06:00 | 0 | 0.16655 | 0.16 | 92.855
2021-03-01 07:00 | 0.0024856 | 0.087118 | 0.1 | 87.625
2021-03-01 08:00 | 0.40005 | 0.088376 | 0.12 | 95.815
2021-03-01 09:00 | 0.93776 | 0.072402 | 0.12 | 31.175
2021-03-01 10:00 | 0.89934 | 0.081642 | 0.13 | 23.885
2021-03-01 11:00 | 0.86876 | 0.037433 | 0.12 | -39.355
2021-03-01 12:00 | 1 | 0.059234 | 0.12 | -78.88
2021-03-01 13:00 | 0.968 | 0.073911 | 0.1 | -73.905
2021-03-01 14:00 | 0.84688 | 0.055856 | 0.1 | -46.945
2021-03-01 15:00 | 0.72016 | 0.043577 | 0.09 | -35.615
2021-03-01 16:00 | 0.41796 | 0.062384 | 0.11 | -51.395
2021-03-01 17:00 | 0.4903 | 0.084987 | 0.11 | -20.52
2021-03-01 18:00 | 0.36737 | 0.23039 | 0.1 | -10.825
2021-03-01 19:00 | 0.10849 | 0.63295 | 0.08 | 31.895
2021-03-01 20:00 | 0 | 0.76753 | 0.08 | 44.25
2021-03-01 21:00 | 0 | 0.80821 | 0.08 | 32.5
2021-03-01 22:00 | 0 | 0.78671 | 0.08 | 25.59
2021-03-01 23:00 | 0 | 0.8384 | 0.08 | 19.09
2021-03-02 | 0 | 0.84837 | 0.08 | 14.71
2021-03-02 01:00 | 0 | 0.844 | 0.08 | 28.305
2021-03-02 02:00 | 0 | 0.88924 | 0.08 | 6.765
2021-03-02 03:00 | 0 | 0.89944 | 0.08 | -28.24
2021-03-02 04:00 | 0 | 0.92056 | 0.08 | -25.69
2021-03-02 05:00 | 0 | 0.89116 | 0.07 | -27.455
2021-03-02 06:00 | 0 | 0.9288 | 0.08 | -5.83
2021-03-02 07:00 | 0.0018018 | 0.91686 | 0.1 | 27.19
2021-03-02 08:00 | 0.21138 | 0.87584 | 0.11 | 32.605
2021-03-02 09:00 | 0.50489 | 0.88949 | 0.13 | -76.235
2021-03-02 10:00 | 0.73625 | 0.73395 | 0.1 | -65.04
2021-03-02 11:00 | 0.95067 | 0.60572 | 0.12 | -161.305
2021-03-02 12:00 | 0.74446 | 0.38277 | 0.14 | -204.48
2021-03-02 13:00 | 0.63119 | 0.25105 | 0.16 | -146.55
2021-03-02 14:00 | 0.21116 | 0.21161 | 0.16 | -38.175
2021-03-02 15:00 | 0.44565 | 0.19472 | 0.15 | 185.945
2021-03-02 16:00 | 0.28539 | 0.1436 | 0.15 | 79.565
2021-03-02 17:00 | 0.2183 | 0.13511 | 0.15 | 44.715
2021-03-02 18:00 | 0.091537 | 0.14287 | 0.13 | 48.455
2021-03-02 19:00 | 0.020873 | 0.15475 | 0.11 | 47.01
2021-03-02 20:00 | 0 | 0.41081 | 0.1 | 46.905
2021-03-02 21:00 | 0 | 0.59005 | 0.1 | 45.025
2021-03-02 22:00 | 0 | 0.68603 | 0.12 | 37.855
2021-03-02 23:00 | 0 | 0.7531 | 0.13 | 25.085
2021-03-03 | 0 | 0.74934 | 0.09 | 33.705
2021-03-03 01:00 | 0 | 0.78368 | 0.08 | 58.68
2021-03-03 02:00 | 0 | 0.83386 | 0.09 | 68.185
2021-03-03 03:00 | 0 | 0.83348 | 0.1 | 35.73
2021-03-03 04:00 | 0 | 0.78433 | 0.12 | 10.81
2021-03-03 05:00 | 0 | 0.73565 | 0.13 | 13.435
2021-03-03 06:00 | 0 | 0.82052 | 0.12 | 28.99
2021-03-03 07:00 | 0.0023515 | 0.80268 | 0.11 | 45.45
2021-03-03 08:00 | 0.42613 | 0.66361 | 0.12 | 65.88
2021-03-03 09:00 | 0.94109 | 0.62468 | 0.14 | 27.78
2021-03-03 10:00 | 0.99259 | 0.32842 | 0.14 | 27.08
2021-03-03 11:00 | 0.99023 | 0.19684 | 0.14 | 1.67
2021-03-03 12:00 | 0.97453 | 0.094702 | 0.14 | 17.59
2021-03-03 13:00 | 0.95942 | 0.079818 | 0.12 | 3.285
2021-03-03 14:00 | 0.9773 | 0.081635 | 0.09 | -0.765
2021-03-03 15:00 | 1 | 0.084721 | 0.08 | 16.12
2021-03-03 16:00 | 1 | 0.073549 | 0.08 | 22.52
2021-03-03 17:00 | 1 | 0.10908 | 0.1 | 21.945
2021-03-03 18:00 | 0.52458 | 0.15488 | 0.07 | 23.54
2021-03-03 19:00 | 0.10414 | 0.28212 | 0.07 | 30.67
2021-03-03 20:00 | 0 | 0.42434 | 0.07 | 37.2
2021-03-03 21:00 | 0 | 0.39853 | 0.08 | 32.715
2021-03-03 22:00 | 0 | 0.45229 | 0.08 | 28.275
2021-03-03 23:00 | 0 | 0.39341 | 0.08 | 28.755
2021-03-04 | 0 | 0.48446 | 0.08 | 27.895
2021-03-04 01:00 | 0 | 0.50922 | 0.1 | 33.005
2021-03-04 02:00 | 0 | 0.6565 | 0.08 | 24.735
2021-03-04 03:00 | 0 | 0.73609 | 0.09 | 12.98
2021-03-04 04:00 | 0 | 0.7582 | 0.13 | 12.055
2021-03-04 05:00 | 0 | 0.77531 | 0.13 | 23.49
2021-03-04 06:00 | 0 | 0.77905 | 0.1 | 31.13
2021-03-04 07:00 | 0.0035329 | 0.78453 | 0.11 | 46.645
2021-03-04 08:00 | 0.46466 | 0.63372 | 0.12 | 39.95
2021-03-04 09:00 | 1 | 0.34956 | 0.12 | 33.72
2021-03-04 10:00 | 1 | 0.15653 | 0.12 | 27.28
2021-03-04 11:00 | 1 | 0.028531 | 0.12 | 21.24
2021-03-04 12:00 | 1 | 0.007209 | 0.11 | 11.065
2021-03-04 13:00 | 0.99989 | 0.006192 | 0.11 | 18.86
2021-03-04 14:00 | 1 | 0.01704 | 0.11 | 11.5
2021-03-04 15:00 | 1 | 0.041233 | 0.12 | 11.125
2021-03-04 16:00 | 1 | 0.14842 | 0.12 | 13.745
2021-03-04 17:00 | 1 | 0.2352 | 0.16 | 19.77
2021-03-04 18:00 | 0.53188 | 0.24606 | 0.13 | 25.83
2021-03-04 19:00 | 0.10963 | 0.30699 | 0.1 | 36.065
2021-03-04 20:00 | 0 | 0.36034 | 0.1 | 63.52
2021-03-04 21:00 | 0 | 0.47155 | 0.11 | 43.46
2021-03-04 22:00 | 0 | 0.46355 | 0.17 | 28.885
2021-03-04 23:00 | 0 | 0.34788 | 0.18 | 26.795
2021-03-05 | 0 | 0.17821 | 0.19 | 32.15
2021-03-05 01:00 | 0 | 0.14174 | 0.18 | 59.21
2021-03-05 02:00 | 0 | 0.19703 | 0.18 | 53.7
2021-03-05 03:00 | 0 | 0.31676 | 0.18 | 54.84
2021-03-05 04:00 | 0 | 0.36516 | 0.2 | 70.035
2021-03-05 05:00 | 0 | 0.34095 | 0.14 | 75.735
2021-03-05 06:00 | 0 | 0.32632 | 0.1 | 57.715
2021-03-05 07:00 | 0.0022989 | 0.27696 | 0.1 | 68.245
2021-03-05 08:00 | 0.45437 | 0.22005 | 0.1 | 55.1
2021-03-05 09:00 | 0.99909 | 0.12323 | 0.11 | 25.145
2021-03-05 10:00 | 1 | 0.052468 | 0.11 | 15.88
2021-03-05 11:00 | 1 | 0 | 0.11 | 16.415
2021-03-05 12:00 | 0.9808 | 0.003622 | 0.1 | 12.015
2021-03-05 13:00 | 0.93392 | 0.091118 | 0.1 | 7.425
2021-03-05 14:00 | 0.95779 | 0.21228 | 0.09 | 7.605
2021-03-05 15:00 | 1 | 0.2498 | 0.09 | 5.13
2021-03-05 16:00 | 0.99962 | 0.28984 | 0.09 | 7.055
2021-03-05 17:00 | 1 | 0.30783 | 0.1 | 19.755
2021-03-05 18:00 | 0.52049 | 0.23869 | 0.09 | 24
2021-03-05 19:00 | 0.10724 | 0.25535 | 0.08 | 31.125
2021-03-05 20:00 | 0 | 0.33301 | 0.08 | 27.92
2021-03-05 21:00 | 0 | 0.47259 | 0.1 | 34.045
2021-03-05 22:00 | 0 | 0.30252 | 0.08 | 25.79
2021-03-05 23:00 | 0 | 0.49991 | 0.08 | 16.895
2021-03-06 | 0 | 0.62952 | 0.07 | 24.77
2021-03-06 01:00 | 0 | 0.72883 | 0.07 | 31.325
2021-03-06 02:00 | 0 | 0.75009 | 0.08 | 26.815
2021-03-06 03:00 | 0 | 0.77613 | 0.09 | 20.955
2021-03-06 04:00 | 0 | 0.75256 | 0.09 | 10.06
2021-03-06 05:00 | 0 | 0.82502 | 0.1 | 20.495
2021-03-06 06:00 | 0 | 0.87712 | 0.09 | 22.985
2021-03-06 07:00 | 0.00098442 | 0.86955 | 0.09 | 26.98
2021-03-06 08:00 | 0.27986 | 0.82635 | 0.1 | 24.02
2021-03-06 09:00 | 0.85258 | 0.55264 | 0.11 | 6.105
2021-03-06 10:00 | 0.94458 | 0.39137 | 0.11 | 4.74
2021-03-06 11:00 | 0.93593 | 0.25177 | 0.1 | -9.645
2021-03-06 12:00 | 0.95312 | 0.10983 | 0.11 | -9.52
2021-03-06 13:00 | 0.82325 | 0.015207 | 0.11 | -13.42
2021-03-06 14:00 | 0.84747 | 0.030026 | 0.11 | -25.12
2021-03-06 15:00 | 0.76225 | 0.17275 | 0.14 | -5.88
2021-03-06 16:00 | 0.41841 | 0.2142 | 0.21 | 9.08
2021-03-06 17:00 | 0.23329 | 0.14067 | 0.21 | 21.69
2021-03-06 18:00 | 0.052341 | 0.10789 | 0.16 | 38.11
2021-03-06 19:00 | 0.021177 | 0.05798 | 0.14 | 49.055
2021-03-06 20:00 | 0 | 0.0303 | 0.13 | 86.79
2021-03-06 21:00 | 0 | 0.022497 | 0.14 | 45.85
2021-03-06 22:00 | 0 | 0.12074 | 0.12 | 35.1
2021-03-06 23:00 | 0 | 0.2518 | 0.12 | 32.36
2021-03-07 | 0 | 0.57036 | 0.13 | 32.575
2021-03-07 01:00 | 0 | 0.65273 | 0.14 | 42.27
2021-03-07 02:00 | 0 | 0.74242 | 0.15 | 35.685
2021-03-07 03:00 | 0 | 0.74459 | 0.15 | 38.265
2021-03-07 04:00 | 0 | 0.68689 | 0.2 | 37.37
2021-03-07 05:00 | 0 | 0.64484 | 0.26 | 38.56
2021-03-07 06:00 | 0 | 0.73779 | 0.21 | 40.735
2021-03-07 07:00 | 0 | 0.61625 | 0.13 | 46.295
2021-03-07 08:00 | 0.01812 | 0.6557 | 0.13 | 97.635
2021-03-07 09:00 | 0.14863 | 0.46825 | 0.12 | 74.6
2021-03-07 10:00 | 0.38843 | 0.13647 | 0.1 | 50.525
2021-03-07 11:00 | 0.69933 | 0.032297 | 0.13 | 26.795
2021-03-07 12:00 | 0.47065 | 0.02001 | 0.1 | 33.09
2021-03-07 13:00 | 0.289 | 0.031487 | 0.09 | 11.74
2021-03-07 14:00 | 0.15521 | 0.031667 | 0.15 | 30.46
2021-03-07 15:00 | 0.39897 | 0.078642 | 0.24 | 29.61
2021-03-07 16:00 | 0.36153 | 0.11949 | 0.29 | 29.385
2021-03-07 17:00 | 0.12126 | 0.034667 | 0.3 | 31.125
2021-03-07 18:00 | 0.077344 | 0.011426 | 0.29 | 55.955
2021-03-07 19:00 | 0.013209 | 0.092291 | 0.27 | 67.22
2021-03-07 20:00 | 0 | 0.20541 | 0.25 | 61.84
2021-03-07 21:00 | 0 | 0.63865 | 0.25 | 60.425
2021-03-07 22:00 | 0 | 0.76071 | 0.3 | 52.395
2021-03-07 23:00 | 0 | 0.14287 | 0.24 | 47.78
2021-03-08 | 0 | 0.078924 | 0.23 | 49.835
2021-03-08 01:00 | 0 | 0.090977 | 0.21 | 64.815
2021-03-08 02:00 | 0 | 0.023869 | 0.18 | 61.11
2021-03-08 03:00 | 0 | 0 | 0.15 | 46.125
2021-03-08 04:00 | 0 | 0.003635 | 0.14 | 42.9
2021-03-08 05:00 | 0 | 0 | 0.13 | 37.94
2021-03-08 06:00 | 0 | 0 | 0.13 | 35.865
2021-03-08 07:00 | 0 | 0.002401 | 0.11 | 36.04
2021-03-08 08:00 | 0.094442 | 0.001523 | 0.1 | 35.41
2021-03-08 09:00 | 0.25139 | 0 | 0.11 | 32.92
2021-03-08 10:00 | 0.46359 | 0.005854 | 0.1 | 30.595
2021-03-08 11:00 | 0.43105 | 0.001191 | 0.1 | 26.845
2021-03-08 12:00 | 0.80465 | 0.005951 | 0.09 | 23.855
2021-03-08 13:00 | 0.69108 | 0.033328 | 0.09 | 23.615
2021-03-08 14:00 | 0.82098 | 0.073231 | 0.09 | 2.615
2021-03-08 15:00 | 0.92448 | 0.23268 | 0.09 | 22.31
2021-03-08 16:00 | 0.90321 | 0.25388 | 0.1 | 25.16
2021-03-08 17:00 | 0.88218 | 0.38457 | 0.1 | 27.35
2021-03-08 18:00 | 0.462 | 0.33967 | 0.09 | 33.125
2021-03-08 19:00 | 0.092242 | 0.24718 | 0.08 | 33.695
2021-03-08 20:00 | 0 | 0.28932 | 0.08 | 50.915
2021-03-08 21:00 | 0 | 0.31255 | 0.1 | 44.99
2021-03-08 22:00 | 0 | 0.36314 | 0.07 | 29.72
2021-03-08 23:00 | 0 | 0.26548 | 0.07 | 26.86
2021-03-09 | 0 | 0.31036 | 0.06 | 27.3
2021-03-09 01:00 | 0 | 0.27844 | 0.06 | 28.315
2021-03-09 02:00 | 0 | 0.21349 | 0.07 | 20.845
2021-03-09 03:00 | 0 | 0.26682 | 0.07 | 9.685
2021-03-09 04:00 | 0 | 0.37519 | 0.07 | 8.22
2021-03-09 05:00 | 0 | 0.47592 | 0.07 | 15.59
2021-03-09 06:00 | 0 | 0.49639 | 0.1 | 24.83
2021-03-09 07:00 | 0 | 0.53457 | 0.07 | 36.11
2021-03-09 08:00 | 0.3124 | 0.40336 | 0.08 | 41.165
2021-03-09 09:00 | 0.83287 | 0.26006 | 0.09 | 26.42
2021-03-09 10:00 | 0.92628 | 0.10703 | 0.09 | -37.905
2021-03-09 11:00 | 0.75636 | 0.067769 | 0.1 | -35.695
2021-03-09 12:00 | 0.92384 | 0.072328 | 0.1 | -101.67
2021-03-09 13:00 | 0.90304 | 0.034984 | 0.1 | -42.58
2021-03-09 14:00 | 0.89574 | 0.030824 | 0.1 | -12.325
2021-03-09 15:00 | 0.57836 | 0.003628 | 0.08 | -3.475
2021-03-09 16:00 | 0.43627 | 0.006669 | 0.09 | 14.365
2021-03-09 17:00 | 0.29029 | 0.083239 | 0.09 | 25.065
2021-03-09 18:00 | 0.1577 | 0.20617 | 0.07 | 36.07
2021-03-09 19:00 | 0.02099 | 0.39869 | 0.06 | 45.075
2021-03-09 20:00 | 0 | 0.64207 | 0.06 | 40.595
2021-03-09 21:00 | 0 | 0.45038 | 0.07 | 31.09
2021-03-09 22:00 | 0 | 0.24663 | 0.07 | 26.825
2021-03-09 23:00 | 0 | 0.27893 | 0.07 | 25.49
2021-03-10 | 0 | 0.52806 | 0.1 | 27.67
2021-03-10 01:00 | 0 | 0.71427 | 0.07 | 31.02
2021-03-10 02:00 | 0 | 0.87886 | 0.08 | 29.77
2021-03-10 03:00 | 0 | 0.89578 | 0.07 | 26.595
2021-03-10 04:00 | 0 | 0.87595 | 0.08 | 26.435
2021-03-10 05:00 | 0 | 0.85564 | 0.08 | 27.295
2021-03-10 06:00 | 0 | 0.91684 | 0.08 | 30.335
2021-03-10 07:00 | 0 | 0.90894 | 0.08 | 43.075
2021-03-10 08:00 | 0.040076 | 0.85429 | 0.08 | 42.645
2021-03-10 09:00 | 0.092052 | 0.61876 | 0.07 | 33.525
2021-03-10 10:00 | 0.24967 | 0.51568 | 0.09 | 30.075
2021-03-10 11:00 | 0.13308 | 0.30317 | 0.1 | 11.76
2021-03-10 12:00 | 0.19072 | 0.24827 | 0.12 | 10.825
2021-03-10 13:00 | 0.059694 | 0.10759 | 0.16 | 14.03
2021-03-10 14:00 | 0.040745 | 0.068862 | 0.2 | 26.13
2021-03-10 15:00 | 0.041604 | 0.037716 | 0.1 | 33.225
2021-03-10 16:00 | 0.027576 | 0.000716 | 0.15 | 42.34
2021-03-10 17:00 | 0.03395 | 0.034767 | 0.11 | 50.975
2021-03-10 18:00 | 0.10921 | 0.12594 | 0.09 | 39.645
2021-03-10 19:00 | 0.030319 | 0.20801 | 0.09 | 56.76
2021-03-10 20:00 | 0 | 0.17802 | 0.1 | 43.545
2021-03-10 21:00 | 0 | 0.092524 | 0.11 | 38.54
2021-03-10 22:00 | 0 | 0.14909 | 0.16 | 32.74
2021-03-10 23:00 | 0 | 0.11939 | 0.18 | 38.28
2021-03-11 | 0 | 0.015537 | 0.17 | 35.38
2021-03-11 01:00 | 0 | 0.002939 | 0.17 | 77.39
2021-03-11 02:00 | 0 | 0.006996 | 0.18 | 62.3
2021-03-11 03:00 | 0 | 0.003449 | 0.17 | 43.51
2021-03-11 04:00 | 0 | 0.011168 | 0.21 | 38.705
2021-03-11 05:00 | 0 | 0.03322 | 0.22 | 43.34
2021-03-11 06:00 | 0 | 0 | 0.15 | 44.12
2021-03-11 07:00 | 0 | 0.005975 | 0.14 | 61.62
2021-03-11 08:00 | 0.25952 | 0.009539 | 0.13 | 65.99
2021-03-11 09:00 | 0.70614 | 0.000434 | 0.13 | 57.6
2021-03-11 10:00 | 0.87962 | 0.005195 | 0.1 | 43.865
2021-03-11 11:00 | 0.91575 | 0.000651 | 0.12 | 42.175
2021-03-11 12:00 | 0.90695 | 0.002843 | 0.11 | 37.63
2021-03-11 13:00 | 0.90511 | 0.00735 | 0.12 | 35.28
2021-03-11 14:00 | 0.9217 | 0.13759 | 0.1 | 37.925
2021-03-11 15:00 | 0.94423 | 0.23547 | 0.19 | 34.525
2021-03-11 16:00 | 0.95414 | 0.22163 | 0.26 | 32.86
2021-03-11 17:00 | 0.90203 | 0.1386 | 0.3 | 41.49
2021-03-11 18:00 | 0.45026 | 0.16458 | 0.26 | 52.785
2021-03-11 19:00 | 0.086413 | 0.1447 | 0.23 | 119.455
2021-03-11 20:00 | 0 | 0.11126 | 0.24 | 80.915
2021-03-11 21:00 | 0 | 0.14595 | 0.2 | 64.975
2021-03-11 22:00 | 0 | 0.17571 | 0.2 | 54.28
2021-03-11 23:00 | 0 | 0.20367 | 0.17 | 46.095
2021-03-12 | 0 | 0.14333 | 0.16 | 58.455
2021-03-12 01:00 | 0 | 0.34534 | 0.13 | 67.085
2021-03-12 02:00 | 0 | 0.65792 | 0.14 | 45.985
2021-03-12 03:00 | 0 | 0.78111 | 0.18 | 37.08
2021-03-12 04:00 | 0 | 0.84643 | 0.17 | 33.285
2021-03-12 05:00 | 0 | 0.8102 | 0.15 | 33.945
2021-03-12 06:00 | 0 | 0.6799 | 0.13 | 41.79
2021-03-12 07:00 | 0 | 0.4648 | 0.14 | 46.465
2021-03-12 08:00 | 0.32863 | 0.3275 | 0.14 | 44.175
2021-03-12 09:00 | 0.7785 | 0.25476 | 0.13 | 36.225
2021-03-12 10:00 | 0.88952 | 0.19144 | 0.13 | 34.925
2021-03-12 11:00 | 0.90995 | 0.11242 | 0.11 | 9.125
2021-03-12 12:00 | 0.89638 | 0.071457 | 0.1 | -26.39
2021-03-12 13:00 | 0.87818 | 0.067118 | 0.1 | -55.12
2021-03-12 14:00 | 0.88796 | 0.11755 | 0.13 | 3.425
2021-03-12 15:00 | 0.90056 | 0.068866 | 0.2 | -7.61
2021-03-12 16:00 | 0.89309 | 0.038748 | 0.32 | 31.705
2021-03-12 17:00 | 0.85659 | 0.005097 | 0.36 | 37.51
2021-03-12 18:00 | 0.41729 | 0.001372 | 0.37 | 64.32
2021-03-12 19:00 | 0.079029 | 0.004806 | 0.36 | 2229.78
2021-03-12 20:00 | 0 | 0.034767 | 0.35 | 3526.005
2021-03-12 21:00 | 0 | 0.073447 | 0.32 | 9707.145
2021-03-12 22:00 | 0 | 0.086646 | 0.29 | 2206.855
2021-03-12 23:00 | 0 | 0.1206 | 0.26 | 1224.065
2021-03-13 | 0 | 0.12217 | 0.21 | 8765.66
2021-03-13 01:00 | 0 | 0.030605 | 0.19 | 4004.705
2021-03-13 02:00 | 0 | 0.041689 | 0.13 | 85.37
2021-03-13 03:00 | 0 | 0.060373 | 0.09 | 14.075
2021-03-13 04:00 | 0 | 0.16411 | 0.1 | 14.335
2021-03-13 05:00 | 0 | 0.29253 | 0.08 | -5.605
2021-03-13 06:00 | 0 | 0.56934 | 0.09 | -9.885
2021-03-13 07:00 | 0 | 0.44477 | 0.09 | -51.155
2021-03-13 08:00 | 0.011116 | 0.64032 | 0.08 | 29.525
2021-03-13 09:00 | 0.051053 | 0.29618 | 0.08 | -51.94
2021-03-13 10:00 | 0.15131 | 0.25022 | 0.09 | -11.335
2021-03-13 11:00 | 0.20402 | 0.36314 | 0.11 | -10.13
2021-03-13 12:00 | 0.2611 | 0.43165 | 0.12 | -54.365
2021-03-13 13:00 | 0.19167 | 0.29087 | 0.12 | -68.745
2021-03-13 14:00 | 0.20116 | 0.40405 | 0.1 | -171.655
2021-03-13 15:00 | 0.23382 | 0.46102 | 0.09 | -332.1
2021-03-13 16:00 | 0.21625 | 0.78055 | 0.08 | -210.24
2021-03-13 17:00 | 0.20396 | 0.7582 | 0.09 | -120.075
2021-03-13 18:00 | 0.11133 | 0.54286 | 0.1 | -62.46
2021-03-13 19:00 | 0.021219 | 0.71317 | 0.09 | -28.625
2021-03-13 20:00 | 0 | 0.81352 | 0.09 | -49.175
2021-03-13 21:00 | 0 | 0.76683 | 0.1 | -26.245
2021-03-13 22:00 | 0 | 0.7822 | 0.12 | -53.27
2021-03-13 23:00 | 0 | 0.79902 | 0.13 | -35.135
2021-03-14 | 0 | 0.75734 | 0.1 | -26.505
2021-03-14 01:00 | 0 | 0.46947 | 0.13 | 45.98
2021-03-14 02:00 | 0 | 0.25788 | 0.1 | 41.765
2021-03-14 03:00 | 0 | 0.26278 | 0.13 | 11.63
2021-03-14 04:00 | 0 | 0.28676 | 0.14 | 6.255
2021-03-14 05:00 | 0 | 0.38556 | 0.13 | 6.885
2021-03-14 06:00 | 0 | 0.55989 | 0.14 | 11.92
2021-03-14 07:00 | 0 | 0.6633 | 0.15 | 25.88
2021-03-14 08:00 | 0.42566 | 0.51461 | 0.16 | 49.57
2021-03-14 09:00 | 0.98607 | 0.28323 | 0.17 | -72.59
2021-03-14 10:00 | 1 | 0.14982 | 0.19 | -307.1
2021-03-14 11:00 | 1 | 0.080531 | 0.2 | -534.83
2021-03-14 12:00 | 0.99818 | 0.042812 | 0.19 | -554.615
2021-03-14 13:00 | 0.99558 | 0.083072 | 0.18 | -547.865
2021-03-14 14:00 | 0.99728 | 0.11912 | 0.17 | -560.045
2021-03-14 15:00 | 1 | 0.14946 | 0.12 | -594.405
2021-03-14 16:00 | 1 | 0.21597 | 0.11 | -524.735
2021-03-14 17:00 | 1 | 0.31911 | 0.14 | -337.65
2021-03-14 18:00 | 0.51091 | 0.37736 | 0.15 | -34.175
2021-03-14 19:00 | 0.073042 | 0.44692 | 0.14 | 33.62
2021-03-14 20:00 | 0 | 0.56971 | 0.12 | 64.495
2021-03-14 21:00 | 0 | 0.29321 | 0.17 | 61.955
2021-03-14 22:00 | 0 | 0.22062 | 0.2 | 52.535
2021-03-14 23:00 | 0 | 0.27609 | 0.23 | 34.46
2021-03-15 | 0 | 0.26287 | 0.24 | 33.065
2021-03-15 01:00 | 0 | 0.14273 | 0.25 | 90.18
2021-03-15 02:00 | 0 | 0.05008 | 0.27 | 61.2
2021-03-15 03:00 | 0 | 0.031305 | 0.29 | 62
2021-03-15 04:00 | 0 | 0.081249 | 0.31 | 62
2021-03-15 05:00 | 0 | 0.079504 | 0.31 | 62.235
2021-03-15 06:00 | 0 | 0.01249 | 0.27 | 79.88
2021-03-15 07:00 | 0 | 0 | 0.21 | 145.74
2021-03-15 08:00 | 0.40582 | 0 | 0.19 | 220.85
2021-03-15 09:00 | 0.94718 | 0 | 0.19 | 82.055
2021-03-15 10:00 | 1 | 0.003644 | 0.19 | 77.36
2021-03-15 11:00 | 1 | 0.006174 | 0.19 | 35.12
2021-03-15 12:00 | 0.97465 | 0.033906 | 0.19 | 45.045
2021-03-15 13:00 | 0.94387 | 0.072254 | 0.19 | 43.29
2021-03-15 14:00 | 0.95867 | 0.13156 | 0.21 | 45.62
2021-03-15 15:00 | 0.98173 | 0.14907 | 0.22 | 55.705
2021-03-15 16:00 | 0.99133 | 0.17377 | 0.22 | 77.67
2021-03-15 17:00 | 0.97908 | 0.23523 | 0.24 | 57.65
2021-03-15 18:00 | 0.48859 | 0.456 | 0.22 | 56.69
2021-03-15 19:00 | 0.060742 | 0.48235 | 0.19 | 58.76
2021-03-15 20:00 | 0 | 0.48386 | 0.17 | 62.43
2021-03-15 21:00 | 0 | 0.28005 | 0.18 | 58.51
2021-03-15 22:00 | 0 | 0.30532 | 0.2 | 44.845
2021-03-15 23:00 | 0 | 0.3844 | 0.18 | 43.96
2021-03-16 | 0 | 0.2407 | 0.16 | 41.51
2021-03-16 01:00 | 0 | 0.13551 | 0.18 | 61.915
2021-03-16 02:00 | 0 | 0.16688 | 0.18 | 59.205
2021-03-16 03:00 | 0 | 0.15806 | 0.2 | 38.555
2021-03-16 04:00 | 0 | 0.18296 | 0.23 | 51.665
2021-03-16 05:00 | 0 | 0.1837 | 0.23 | 61.73
2021-03-16 06:00 | 0 | 0.22794 | 0.21 | 62
2021-03-16 07:00 | 0 | 0.20192 | 0.18 | 75.745
2021-03-16 08:00 | 0.39136 | 0.13879 | 0.2 | 71.75
2021-03-16 09:00 | 0.90281 | 0.053123 | 0.19 | 48.785
2021-03-16 10:00 | 0.94947 | 0.012851 | 0.22 | 64.775
2021-03-16 11:00 | 0.70187 | 0.002281 | 0.24 | 19.445
2021-03-16 12:00 | 0.76898 | 0.009701 | 0.23 | 50.15
2021-03-16 13:00 | 0.78206 | 0.007675 | 0.23 | 188.895
2021-03-16 14:00 | 0.85447 | 0.022606 | 0.2 | 122.6
2021-03-16 15:00 | 0.90972 | 0.1202 | 0.21 | 194.58
2021-03-16 16:00 | 0.93935 | 0.19241 | 0.22 | 119.88
2021-03-16 17:00 | 0.9442 | 0.20298 | 0.2 | 66.23
2021-03-16 18:00 | 0.47266 | 0.18777 | 0.15 | 43.745
2021-03-16 19:00 | 0.052766 | 0.26591 | 0.1 | 60.225
2021-03-16 20:00 | 0 | 0.35634 | 0.1 | 80.625
2021-03-16 21:00 | 0 | 0.22693 | 0.13 | 34.905
2021-03-16 22:00 | 0 | 0.047117 | 0.17 | 27.965
2021-03-16 23:00 | 0 | 0.23263 | 0.18 | 27.86
2021-03-17 | 0 | 0.45461 | 0.18 | 31.43
2021-03-17 01:00 | 0 | 0.48206 | 0.18 | 77.885
2021-03-17 02:00 | 0 | 0.61381 | 0.19 | 61.315
2021-03-17 03:00 | 0 | 0.60333 | 0.23 | 61.585
2021-03-17 04:00 | 0 | 0.5184 | 0.25 | 61.335
2021-03-17 05:00 | 0 | 0.51377 | 0.24 | 61.915
2021-03-17 06:00 | 0 | 0.54363 | 0.23 | 81.385
2021-03-17 07:00 | 0 | 0.5692 | 0.2 | 97.07
2021-03-17 08:00 | 0.39803 | 0.56231 | 0.17 | 110.005
2021-03-17 09:00 | 0.93642 | 0.28205 | 0.16 | 47.16
2021-03-17 10:00 | 0.95919 | 0.18931 | 0.15 | 49.62
2021-03-17 11:00 | 0.94493 | 0.1731 | 0.15 | 37.005
2021-03-17 12:00 | 0.92336 | 0.20775 | 0.15 | 33.425
2021-03-17 13:00 | 0.876 | 0.21195 | 0.17 | 32.035
2021-03-17 14:00 | 0.87385 | 0.15429 | 0.2 | 33.235
2021-03-17 15:00 | 0.93311 | 0.062772 | 0.22 | 34.535
2021-03-17 16:00 | 0.95707 | 0.005188 | 0.25 | 41.23
2021-03-17 17:00 | 0.95709 | 0 | 0.26 | 61.835
2021-03-17 18:00 | 0.47479 | 0.008207 | 0.23 | 113.85
2021-03-17 19:00 | 0.051001 | 0.05089 | 0.2 | 63.25
2021-03-17 20:00 | 0 | 0.10792 | 0.17 | 97.745
2021-03-17 21:00 | 0 | 0.23164 | 0.16 | 104.26
2021-03-17 22:00 | 0 | 0.37531 | 0.2 | 64.82
2021-03-17 23:00 | 0 | 0.31757 | 0.1 | 37.11
2021-03-18 | 0 | 0.26659 | 0.11 | 31.74
2021-03-18 01:00 | 0 | 0.41009 | 0.1 | 43.395
2021-03-18 02:00 | 0 | 0.5729 | 0.11 | 39.265
2021-03-18 03:00 | 0 | 0.57255 | 0.13 | 32.865
2021-03-18 04:00 | 0 | 0.60553 | 0.17 | 31.94
2021-03-18 05:00 | 0 | 0.43541 | 0.17 | 31.92
2021-03-18 06:00 | 0 | 0.44387 | 0.12 | 35.785
2021-03-18 07:00 | 0 | 0.47252 | 0.12 | 50.775
2021-03-18 08:00 | 0.36556 | 0.40855 | 0.13 | 64.525
2021-03-18 09:00 | 0.87437 | 0.23096 | 0.13 | 38.56
2021-03-18 10:00 | 0.90481 | 0.10315 | 0.13 | -88.065
2021-03-18 11:00 | 0.95175 | 0.085691 | 0.12 | -67.51
2021-03-18 12:00 | 0.93065 | 0.12243 | 0.11 | -155.285
2021-03-18 13:00 | 0.8811 | 0.14387 | 0.13 | -23.62
2021-03-18 14:00 | 0.86061 | 0.20173 | 0.15 | 16.375
2021-03-18 15:00 | 0.87326 | 0.25278 | 0.17 | 33.69
2021-03-18 16:00 | 0.89899 | 0.20733 | 0.15 | 41.445
2021-03-18 17:00 | 0.87114 | 0.22684 | 0.13 | 65.585
2021-03-18 18:00 | 0.41852 | 0.30398 | 0.1 | 79.975
2021-03-18 19:00 | 0.045172 | 0.59291 | 0.08 | 48.94
2021-03-18 20:00 | 0 | 0.38227 | 0.09 | 43.775
2021-03-18 21:00 | 0 | 0.33495 | 0.1 | 38.065
2021-03-18 22:00 | 0 | 0.55481 | 0.1 | 29.765
2021-03-18 23:00 | 0 | 0.52297 | 0.09 | 29.705
2021-03-19 | 0 | 0.4985 | 0.1 | 30.545
2021-03-19 01:00 | 0 | 0.55599 | 0.07 | 37.72
2021-03-19 02:00 | 0 | 0.60534 | 0.06 | 31.99
2021-03-19 03:00 | 0 | 0.70935 | 0.07 | 26.595
2021-03-19 04:00 | 0 | 0.74223 | 0.08 | 21.395
2021-03-19 05:00 | 0 | 0.74586 | 0.1 | 22.53
2021-03-19 06:00 | 0 | 0.7001 | 0.07 | 27.935
2021-03-19 07:00 | 0 | 0.74696 | 0.07 | 44.89
2021-03-19 08:00 | 0.36631 | 0.62448 | 0.07 | 51.945
2021-03-19 09:00 | 0.87188 | 0.44886 | 0.06 | 34.375
2021-03-19 10:00 | 0.93343 | 0.33607 | 0.07 | -62.05
2021-03-19 11:00 | 0.93457 | 0.19159 | 0.06 | -144.9
2021-03-19 12:00 | 0.81739 | 0.27798 | 0.06 | -36.685
2021-03-19 13:00 | 0.78181 | 0.29757 | 0.06 | -52.68
2021-03-19 14:00 | 0.67794 | 0.25884 | 0.07 | -32.83
2021-03-19 15:00 | 0.73645 | 0.24291 | 0.07 | 6.185
2021-03-19 16:00 | 0.62719 | 0.24514 | 0.07 | 26.03
2021-03-19 17:00 | 0.66171 | 0.20928 | 0.08 | 30.28
2021-03-19 18:00 | 0.42294 | 0.29243 | 0.08 | 33.07
2021-03-19 19:00 | 0.034755 | 0.42997 | 0.1 | 29.955
2021-03-19 20:00 | 0 | 0.28431 | 0.07 | 32.75
2021-03-19 21:00 | 0 | 0.28879 | 0.07 | 32.665
2021-03-19 22:00 | 0 | 0.39179 | 0.06 | 24.56
2021-03-19 23:00 | 0 | 0.38233 | 0.06 | 31.33
2021-03-20 | 0 | 0.25555 | 0.06 | 27.33
2021-03-20 01:00 | 0 | 0.15014 | 0.1 | 32.07
2021-03-20 02:00 | 0 | 0.075149 | 0.06 | 25.74
2021-03-20 03:00 | 0 | 0.17195 | 0.06 | 22.62
2021-03-20 04:00 | 0 | 0.16164 | 0.07 | 16.415
2021-03-20 05:00 | 0 | 0.077261 | 0.07 | 18.085
2021-03-20 06:00 | 0 | 0.088984 | 0.08 | 23.39
2021-03-20 07:00 | 0 | 0.52505 | 0.08 | 30.155
2021-03-20 08:00 | 0.24194 | 0.71697 | 0.07 | 31.61
2021-03-20 09:00 | 0.66936 | 0.46124 | 0.07 | 19.79
2021-03-20 10:00 | 0.67442 | 0.29005 | 0.07 | 5.91
2021-03-20 11:00 | 0.63626 | 0.37596 | 0.07 | -8.105
2021-03-20 12:00 | 0.75017 | 0.28878 | 0.06 | -29.275
2021-03-20 13:00 | 0.74466 | 0.28833 | 0.06 | -43.77
2021-03-20 14:00 | 0.61768 | 0.24793 | 0.07 | -20.59
2021-03-20 15:00 | 0.51546 | 0.23011 | 0.07 | -37.205
2021-03-20 16:00 | 0.39781 | 0.17618 | 0.07 | -20.415
2021-03-20 17:00 | 0.23738 | 0.30707 | 0.07 | -10.125
2021-03-20 18:00 | 0.06437 | 0.32375 | 0.07 | -0.285
2021-03-20 19:00 | 0.0024142 | 0.52133 | 0.07 | 29.625
2021-03-20 20:00 | 0 | 0.80304 | 0.07 | 30.555
2021-03-20 21:00 | 0 | 0.81527 | 0.08 | 30.06
2021-03-20 22:00 | 0 | 0.82045 | 0.09 | 30.625
2021-03-20 23:00 | 0 | 0.66456 | 0.09 | 29.73
2021-03-21 | 0 | 0.44959 | 0.1 | 30.23
2021-03-21 01:00 | 0 | 0.33202 | 0.1 | 35.37
2021-03-21 02:00 | 0 | 0.2583 | 0.08 | 34.86
2021-03-21 03:00 | 0 | 0.23262 | 0.08 | 27.78
2021-03-21 04:00 | 0 | 0.19695 | 0.08 | 26.98
2021-03-21 05:00 | 0 | 0.18759 | 0.08 | 23.29
2021-03-21 06:00 | 0 | 0.22614 | 0.08 | 30.285
2021-03-21 07:00 | 0 | 0.25473 | 0.08 | 28.16
2021-03-21 08:00 | 0.21484 | 0.14846 | 0.08 | 31.14
2021-03-21 09:00 | 0.50552 | 0.0658 | 0.08 | 40.995
2021-03-21 10:00 | 0.84111 | 0.060964 | 0.09 | 27.22
2021-03-21 11:00 | 0.75447 | 0.03259 | 0.09 | 25.035
2021-03-21 12:00 | 0.84692 | 0.031123 | 0.1 | 22.365
2021-03-21 13:00 | 0.72232 | 0.044232 | 0.14 | 30.235
2021-03-21 14:00 | 0.66503 | 0.085225 | 0.2 | 36.61
2021-03-21 15:00 | 0.54988 | 0.17607 | 0.22 | 41.44
2021-03-21 16:00 | 0.26745 | 0.27478 | 0.25 | 36.785
2021-03-21 17:00 | 0.13399 | 0.32375 | 0.24 | 61.33
2021-03-21 18:00 | 0.051039 | 0.30618 | 0.21 | 55.9
2021-03-21 19:00 | 0.0027095 | 0.25514 | 0.21 | 109.605
2021-03-21 20:00 | 0 | 0.19121 | 0.2 | 60.985
2021-03-21 21:00 | 0 | 0.15617 | 0.18 | 48.11
2021-03-21 22:00 | 0 | 0.1231 | 0.21 | 46.635
2021-03-21 23:00 | 0 | 0.068942 | 0.19 | 54.495
2021-03-22 | 0 | 0.073416 | 0.24 | 56.09
2021-03-22 01:00 | 0 | 0.088973 | 0.28 | 92.305
2021-03-22 02:00 | 0 | 0.095131 | 0.31 | 56.03
2021-03-22 03:00 | 0 | 0.054655 | 0.33 | 63.515
2021-03-22 04:00 | 0 | 0.042916 | 0.33 | 75.59
2021-03-22 05:00 | 0 | 0.007969 | 0.34 | 70.44
2021-03-22 06:00 | 0 | 0.001425 | 0.29 | 78.39
2021-03-22 07:00 | 0 | 0.005897 | 0.28 | 106.515
2021-03-22 08:00 | 0.24576 | 0.011597 | 0.25 | 150.2
2021-03-22 09:00 | 0.59245 | 0.033651 | 0.2 | 79.725
2021-03-22 10:00 | 0.7913 | 0.027681 | 0.21 | 76.88
2021-03-22 11:00 | 0.64407 | 0.019496 | 0.21 | 70.71
2021-03-22 12:00 | 0.59489 | 0.038205 | 0.21 | 60.49
2021-03-22 13:00 | 0.58948 | 0.079967 | 0.21 | 64.73
2021-03-22 14:00 | 0.44783 | 0.16159 | 0.23 | 62.51
2021-03-22 15:00 | 0.70364 | 0.20347 | 0.23 | 65.815
2021-03-22 16:00 | 0.56874 | 0.13171 | 0.23 | 61.23
2021-03-22 17:00 | 0.45751 | 0.02992 | 0.19 | 61.265
2021-03-22 18:00 | 0.24309 | 0.008529 | 0.18 | 71.805
2021-03-22 19:00 | 0.003835 | 0.011299 | 0.17 | 62.045
2021-03-22 20:00 | 0 | 0.004989 | 0.16 | 59.85
2021-03-22 21:00 | 0 | 0.004667 | 0.2 | 55.015
2021-03-22 22:00 | 0 | 0.41373 | 0.21 | 57.845
2021-03-22 23:00 | 0 | 0.90872 | 0.2 | 59.245
2021-03-23 | 0 | 0.89058 | 0.21 | 55.43
2021-03-23 01:00 | 0 | 0.8533 | 0.29 | 63.09
2021-03-23 02:00 | 0 | 0.76886 | 0.33 | 60.915
2021-03-23 03:00 | 0 | 0.58561 | 0.36 | 62
2021-03-23 04:00 | 0 | 0.32967 | 0.34 | 66.75
2021-03-23 05:00 | 0 | 0.1754 | 0.33 | 94.73
2021-03-23 06:00 | 0 | 0.19473 | 0.28 | 128.19
2021-03-23 07:00 | 0 | 0.11929 | 0.24 | 161.33
2021-03-23 08:00 | 0.33062 | 0.06151 | 0.16 | 172.735
2021-03-23 09:00 | 0.84593 | 0.053827 | 0.1 | 64.81
2021-03-23 10:00 | 0.91869 | 0.06269 | 0.06 | 60.715
2021-03-23 11:00 | 0.91037 | 0.094825 | 0.06 | 63.065
2021-03-23 12:00 | 0.88259 | 0.19514 | 0.06 | 52.105
2021-03-23 13:00 | 0.84294 | 0.29 | 0.05 | 43.165
2021-03-23 14:00 | 0.89397 | 0.28126 | 0.06 | 33.34
2021-03-23 15:00 | 0.91847 | 0.23939 | 0.07 | -45.13
2021-03-23 16:00 | 0.93535 | 0.31764 | 0.12 | 8.03
2021-03-23 17:00 | 0.90396 | 0.47659 | 0.14 | 32.925
2021-03-23 18:00 | 0.4262 | 0.57416 | 0.12 | 35.69
2021-03-23 19:00 | 0.0054507 | 0.55224 | 0.11 | 45.84
2021-03-23 20:00 | 0 | 0.52491 | 0.12 | 48.29
2021-03-23 21:00 | 0 | 0.5301 | 0.16 | 38.775
2021-03-23 22:00 | 0 | 0.52104 | 0.16 | 33.49
2021-03-23 23:00 | 0 | 0.46472 | 0.12 | 29.72
2021-03-24 | 0 | 0.40296 | 0.12 | 46.345
2021-03-24 01:00 | 0 | 0.46086 | 0.13 | 46.04
2021-03-24 02:00 | 0 | 0.48198 | 0.14 | 37.18
2021-03-24 03:00 | 0 | 0.43071 | 0.14 | 33.43
2021-03-24 04:00 | 0 | 0.37542 | 0.16 | 36.47
2021-03-24 05:00 | 0 | 0.26088 | 0.14 | 38.645
2021-03-24 06:00 | 0 | 0.17924 | 0.1 | 47.275
2021-03-24 07:00 | 0 | 0.24301 | 0.08 | 53.075
2021-03-24 08:00 | 0.17255 | 0.25047 | 0.07 | 67.22
2021-03-24 09:00 | 0.60999 | 0.22909 | 0.1 | 37.325
2021-03-24 10:00 | 0.68939 | 0.21176 | 0.1 | 39.55
2021-03-24 11:00 | 0.84354 | 0.17243 | 0.06 | 31.215
2021-03-24 12:00 | 0.90613 | 0.38733 | 0.06 | 29.205
2021-03-24 13:00 | 0.85283 | 0.45273 | 0.1 | -27.23
2021-03-24 14:00 | 0.90345 | 0.34798 | 0.06 | -43.655
2021-03-24 15:00 | 0.92812 | 0.2254 | 0.06 | -54.835
2021-03-24 16:00 | 0.94892 | 0.11314 | 0.08 | -90.79
2021-03-24 17:00 | 0.83799 | 0.21679 | 0.09 | 27.45
2021-03-24 18:00 | 0.39764 | 0.22857 | 0.09 | 42.385
2021-03-24 19:00 | 0.002195 | 0.20552 | 0.09 | 39.55
2021-03-24 20:00 | 0 | 0.22442 | 0.09 | 48.375
2021-03-24 21:00 | 0 | 0.241 | 0.07 | 35.79
2021-03-24 22:00 | 0 | 0.29487 | 0.07 | 32.26
2021-03-24 23:00 | 0 | 0.36002 | 0.1 | 34.645
2021-03-25 | 0 | 0.34423 | 0.07 | 27.565
2021-03-25 01:00 | 0 | 0.31705 | 0.07 | 26.475
2021-03-25 02:00 | 0 | 0.35451 | 0.09 | 19.41
2021-03-25 03:00 | 0 | 0.26487 | 0.11 | 15.62
2021-03-25 04:00 | 0 | 0.18728 | 0.16 | 11.065
2021-03-25 05:00 | 0 | 0.20256 | 0.2 | 23.64
2021-03-25 06:00 | 0 | 0.19641 | 0.13 | 26.42
2021-03-25 07:00 | 0 | 0.1847 | 0.1 | 40.71
2021-03-25 08:00 | 0.26768 | 0.14766 | 0.09 | 50.37
2021-03-25 09:00 | 0.53713 | 0.033688 | 0.08 | 42.715
2021-03-25 10:00 | 0.72461 | 0 | 0.07 | 24.625
2021-03-25 11:00 | 0.87077 | 0.008863 | 0.07 | 5.455
2021-03-25 12:00 | 0.67901 | 0.004303 | 0.07 | 3.215
2021-03-25 13:00 | 0.72723 | 0.008302 | 0.1 | -2.35
2021-03-25 14:00 | 0.89627 | 0.01573 | 0.08 | -40.465
2021-03-25 15:00 | 0.93624 | 0.084758 | 0.12 | 11.75
2021-03-25 16:00 | 0.96114 | 0.099392 | 0.23 | 6.05
2021-03-25 17:00 | 0.94964 | 0.10933 | 0.29 | 25.18
2021-03-25 18:00 | 0.44836 | 0.092315 | 0.33 | 43.055
2021-03-25 19:00 | 0.0051673 | 0.12187 | 0.33 | 108.23
2021-03-25 20:00 | 0 | 0.10204 | 0.32 | 154.55
2021-03-25 21:00 | 0 | 0.048408 | 0.32 | 71.825
2021-03-25 22:00 | 0 | 0.10383 | 0.33 | 54.93
2021-03-25 23:00 | 0 | 0.11488 | 0.32 | 52.25
2021-03-26 | 0 | 0.13494 | 0.3 | 69.545
2021-03-26 01:00 | 0 | 0.15226 | 0.29 | 61.59
2021-03-26 02:00 | 0 | 0.27849 | 0.26 | 61.445
2021-03-26 03:00 | 0 | 0.40239 | 0.2 | 60.32
2021-03-26 04:00 | 0 | 0.46733 | 0.18 | 61.045
2021-03-26 05:00 | 0 | 0.7236 | 0.18 | 61.275
2021-03-26 06:00 | 0 | 0.8231 | 0.12 | 61.06
2021-03-26 07:00 | 0 | 0.8231 | 0.08 | 81.025
2021-03-26 08:00 | 0.018145 | 0.7568 | 0.07 | 52.79
2021-03-26 09:00 | 0.026561 | 0.50982 | 0.07 | 36.485
2021-03-26 10:00 | 0.029714 | 0.28442 | 0.06 | 34.695
2021-03-26 11:00 | 0.2379 | 0.19206 | 0.07 | 23.64
2021-03-26 12:00 | 0.50161 | 0.16428 | 0.08 | 22.04
2021-03-26 13:00 | 0.43607 | 0.21229 | 0.09 | -3.65
2021-03-26 14:00 | 0.39666 | 0.1436 | 0.11 | -67.65
2021-03-26 15:00 | 0.44554 | 0.021545 | 0.2 | -79.985
2021-03-26 16:00 | 0.59395 | 0.12361 | 0.22 | -75.19
2021-03-26 17:00 | 0.4002 | 0.22722 | 0.25 | 38.56
2021-03-26 18:00 | 0.27296 | 0.34711 | 0.24 | 50.965
2021-03-26 19:00 | 0.0018701 | 0.72974 | 0.24 | 53.51
2021-03-26 20:00 | 0 | 0.80443 | 0.24 | 62.25
2021-03-26 21:00 | 0 | 0.47525 | 0.23 | 61.72
2021-03-26 22:00 | 0 | 0.34482 | 0.23 | 57.39
2021-03-26 23:00 | 0 | 0.27545 | 0.23 | 47.14
2021-03-27 | 0 | 0.24657 | 0.19 | 41.815
2021-03-27 01:00 | 0 | 0.23624 | 0.19 | 45.25
2021-03-27 02:00 | 0 | 0.19241 | 0.21 | 95.035
2021-03-27 03:00 | 0 | 0.27341 | 0.24 | 47.615
2021-03-27 04:00 | 0 | 0.23094 | 0.23 | 51.29
2021-03-27 05:00 | 0 | 0.19269 | 0.2 | 58.58
2021-03-27 06:00 | 0 | 0.11943 | 0.15 | 63.85
2021-03-27 07:00 | 0 | 0.06842 | 0.11 | 62.41
2021-03-27 08:00 | 0.24865 | 0.017446 | 0.09 | 49.105
2021-03-27 09:00 | 0.80152 | 0.052117 | 0.08 | 40.115
2021-03-27 10:00 | 0.70638 | 0.10575 | 0.08 | 34.455
2021-03-27 11:00 | 0.62922 | 0.060902 | 0.09 | 22.66
2021-03-27 12:00 | 0.47554 | 0.14508 | 0.09 | 6.9
2021-03-27 13:00 | 0.52376 | 0.24548 | 0.08 | -60.65
2021-03-27 14:00 | 0.64102 | 0.16968 | 0.09 | -74.595
2021-03-27 15:00 | 0.80221 | 0.16077 | 0.12 | -46.345
2021-03-27 16:00 | 0.92953 | 0.15947 | 0.2 | -130.315
2021-03-27 17:00 | 0.92566 | 0.12772 | 0.24 | -8.74
2021-03-27 18:00 | 0.44023 | 0.16233 | 0.22 | 43.35
2021-03-27 19:00 | 0.0027241 | 0.25709 | 0.22 | 56.035
2021-03-27 20:00 | 0 | 0.16229 | 0.25 | 55.18
2021-03-27 21:00 | 0 | 0.22963 | 0.27 | 52.02
2021-03-27 22:00 | 0 | 0.20504 | 0.3 | 61.07
2021-03-27 23:00 | 0 | 0.17411 | 0.3 | 58.385
2021-03-28 | 0 | 0.16142 | 0.29 | 61.805
2021-03-28 01:00 | 0 | 0.12671 | 0.29 | 62.21
2021-03-28 02:00 | 0 | 0.097333 | 0.3 | 61.515
2021-03-28 03:00 | 0 | 0.054982 | 0.31 | 61.985
2021-03-28 04:00 | 0 | 0.13281 | 0.32 | 61
2021-03-28 05:00 | 0 | 0.17096 | 0.31 | 61
2021-03-28 06:00 | 0 | 0.19867 | 0.22 | 63.705
2021-03-28 07:00 | 0 | 0.19138 | 0.16 | 62.76
2021-03-28 08:00 | 0.20272 | 0.14737 | 0.15 | 65.16
2021-03-28 09:00 | 0.89181 | 0.09191 | 0.14 | 44.47
2021-03-28 10:00 | 0.94069 | 0.014371 | 0.14 | 36.13
2021-03-28 11:00 | 0.92996 | 0.036031 | 0.12 | 19.175
2021-03-28 12:00 | 0.89337 | 0.045502 | 0.12 | 19.12
2021-03-28 13:00 | 0.81662 | 0.019126 | 0.1 | 13.12
2021-03-28 14:00 | 0.89657 | 0.017691 | 0.12 | 14.015
2021-03-28 15:00 | 0.92889 | 0.11694 | 0.2 | 6.79
2021-03-28 16:00 | 0.95192 | 0.18521 | 0.25 | 7.41
2021-03-28 17:00 | 0.9328 | 0.12372 | 0.23 | 26.645
2021-03-28 18:00 | 0.42059 | 0.19881 | 0.18 | 50.195
2021-03-28 19:00 | 0.00090703 | 0.27416 | 0.14 | 81.94
2021-03-28 20:00 | 0 | 0.22206 | 0.11 | 60.94
2021-03-28 21:00 | 0 | 0.36133 | 0.11 | 48.06
2021-03-28 22:00 | 0 | 0.41462 | 0.12 | 35.615
2021-03-28 23:00 | 0 | 0.3075 | 0.1 | 31.69
2021-03-29 | 0 | 0.33195 | 0.1 | 31.01
2021-03-29 01:00 | 0 | 0.4903 | 0.1 | 38.785
2021-03-29 02:00 | 0 | 0.49663 | 0.1 | 37.47
2021-03-29 03:00 | 0 | 0.66462 | 0.2 | 32.355
2021-03-29 04:00 | 0 | 0.69704 | 0.21 | 30.12
2021-03-29 05:00 | 0 | 0.77185 | 0.21 | 33.685
2021-03-29 06:00 | 0 | 0.71393 | 0.14 | 41.16
2021-03-29 07:00 | 0 | 0.76485 | 0.1 | 54.635
2021-03-29 08:00 | 0.098406 | 0.63612 | 0.13 | 67.59
2021-03-29 09:00 | 0.89801 | 0.46307 | 0.13 | 40.815
2021-03-29 10:00 | 0.93876 | 0.2805 | 0.13 | 37.36
2021-03-29 11:00 | 0.9287 | 0.14794 | 0.13 | 19.19
2021-03-29 12:00 | 0.85601 | 0.092962 | 0.13 | 22.545
2021-03-29 13:00 | 0.78848 | 0.05839 | 0.13 | 25.07
2021-03-29 14:00 | 0.872 | 0.057194 | 0.15 | 5.105
2021-03-29 15:00 | 0.90323 | 0.070352 | 0.23 | 10.26
2021-03-29 16:00 | 0.92553 | 0.059234 | 0.27 | 9.765
2021-03-29 17:00 | 0.9223 | 0.091522 | 0.22 | 39.79
2021-03-29 18:00 | 0.43751 | 0.14831 | 0.17 | 54.43
2021-03-29 19:00 | 0.00027876 | 0.29822 | 0.13 | 62.24
2021-03-29 20:00 | 0 | 0.31858 | 0.14 | 52.765
2021-03-29 21:00 | 0 | 0.46072 | 0.15 | 39.48
2021-03-29 22:00 | 0 | 0.53029 | 0.16 | 35.11
2021-03-29 23:00 | 0 | 0.53411 | 0.14 | 42.95
2021-03-30 | 0 | 0.67681 | 0.14 | 37.4
2021-03-30 01:00 | 0 | 0.73739 | 0.15 | 42.68
2021-03-30 02:00 | 0 | 0.63259 | 0.15 | 35.715
2021-03-30 03:00 | 0 | 0.62135 | 0.18 | 30.27
2021-03-30 04:00 | 0 | 0.67296 | 0.3 | 29.535
2021-03-30 05:00 | 0 | 0.62221 | 0.27 | 32.245
2021-03-30 06:00 | 0 | 0.57898 | 0.22 | 40.135
2021-03-30 07:00 | 0 | 0.51077 | 0.15 | 106.255
2021-03-30 08:00 | 0.096526 | 0.45472 | 0.14 | 127.385
2021-03-30 09:00 | 0.89745 | 0.26551 | 0.13 | 40.92
2021-03-30 10:00 | 0.94482 | 0.17702 | 0.13 | 35.15
2021-03-30 11:00 | 0.9136 | 0.081198 | 0.13 | 32.125
2021-03-30 12:00 | 0.87951 | 0.029657 | 0.12 | 24.195
2021-03-30 13:00 | 0.79906 | 0.043616 | 0.13 | 0.23
2021-03-30 14:00 | 0.89012 | 0.064617 | 0.1 | 8.945
2021-03-30 15:00 | 0.91791 | 0.06866 | 0.25 | 11.85
2021-03-30 16:00 | 0.8386 | 0.13309 | 0.27 | 16.33
2021-03-30 17:00 | 0.81791 | 0.13207 | 0.23 | 32.54
2021-03-30 18:00 | 0.31949 | 0.17259 | 0.18 | 46.79
2021-03-30 19:00 | 0 | 0.23714 | 0.13 | 59.31
2021-03-30 20:00 | 0 | 0.37825 | 0.12 | 47.075
2021-03-30 21:00 | 0 | 0.48045 | 0.12 | 38.775
2021-03-30 22:00 | 0 | 0.43832 | 0.12 | 35.48
2021-03-30 23:00 | 0 | 0.37316 | 0.1 | 33.645
2021-03-31 | 0 | 0.4884 | 0.12 | 28.94
2021-03-31 01:00 | 0 | 0.62771 | 0.1 | 34.43
2021-03-31 02:00 | 0 | 0.62312 | 0.1 | 31.26
2021-03-31 03:00 | 0 | 0.66228 | 0.15 | 28.12
2021-03-31 04:00 | 0 | 0.70922 | 0.2 | 28.985
2021-03-31 05:00 | 0 | 0.72876 | 0.19 | 30.87
2021-03-31 06:00 | 0 | 0.70442 | 0.16 | 37.66
2021-03-31 07:00 | 0 | 0.65657 | 0.13 | 52.94
2021-03-31 08:00 | 0.097843 | 0.53277 | 0.14 | 51.38
2021-03-31 09:00 | 0.85399 | 0.38052 | 0.13 | 35.03
2021-03-31 10:00 | 0.89269 | 0.22246 | 0.13 | 31.585
2021-03-31 11:00 | 0.86446 | 0.088727 | 0.13 | 22.795
2021-03-31 12:00 | 0.84904 | 0.11293 | 0.12 | 24.015
2021-03-31 13:00 | 0.77248 | 0.07436 | 0.15 | 30.965
2021-03-31 14:00 | 0.84819 | 0.058956 | 0.19 | 30.45
2021-03-31 15:00 | 0.86337 | 0.040792 | 0.26 | 27.37
2021-03-31 16:00 | 0.91242 | 0.041278 | 0.29 | 38.375
2021-03-31 17:00 | 0.89192 | 0.009118 | 0.28 | 42.065
2021-03-31 18:00 | 0.41068 | 0.00116 | 0.2 | 64.955
2021-03-31 19:00 | 0 | 0.004881 | 0.16 | 82.335
2021-03-31 20:00 | 0 | 0.004043 | 0.14 | 63.05
2021-03-31 21:00 | 0 | 0.23853 | 0.14 | 51.635
2021-03-31 22:00 | 0 | 0.41642 | 0.13 | 43.66
2021-03-31 23:00 | 0 | 0.47939 | 0.11 | 52.335
2021-04-01 | 0 | 0.48833 | 0.1 | 40.435
2021-04-01 01:00 | 0 | 0.35802 | 0.1 | 44.93
2021-04-01 02:00 | 0 | 0.096784 | 0.1 | 36.495
2021-04-01 03:00 | 0 | 0.035142 | 0.1 | 32.83
2021-04-01 04:00 | 0 | 0.051485 | 0.2 | 30.71
2021-04-01 05:00 | 0 | 0.039574 | 0.2 | 34.72
2021-04-01 06:00 | 0 | 0.021104 | 0.13 | 36.135
2021-04-01 07:00 | 0 | 0.004192 | 0.11 | 43.74
2021-04-01 08:00 | 0.036944 | 0.00124 | 0.1 | 47.96
2021-04-01 09:00 | 0.14523 | 0 | 0.13 | 29.97
2021-04-01 10:00 | 0.20785 | 0 | 0.15 | 26.13
2021-04-01 11:00 | 0.42701 | 0.013168 | 0.13 | 21.45
2021-04-01 12:00 | 0.50425 | 0.009242 | 0.14 | 45.345
2021-04-01 13:00 | 0.48391 | 0.016167 | 0.16 | 50.855
2021-04-01 14:00 | 0.55123 | 0.017634 | 0.2 | 48.16
2021-04-01 15:00 | 0.55169 | 0.031986 | 0.27 | 53.915
2021-04-01 16:00 | 0.19171 | 0.017305 | 0.3 | 48.27
2021-04-01 17:00 | 0.12139 | 0 | 0.24 | 42.51
2021-04-01 18:00 | 0.096518 | 0.040107 | 0.19 | 53.9
2021-04-01 19:00 | 0 | 0.17874 | 0.16 | 89.025
2021-04-01 20:00 | 0 | 0.39301 | 0.15 | 48.415
2021-04-01 21:00 | 0 | 0.29771 | 0.15 | 39.435
2021-04-01 22:00 | 0 | 0.31764 | 0.14 | 42.285
2021-04-01 23:00 | 0 | 0.31858 | 0.11 | 34.545
2021-04-02 | 0 | 0.54942 | 0.1 | 33.515
2021-04-02 01:00 | 0 | 0.20818 | 0.11 | 35.005
2021-04-02 02:00 | 0 | 0.2036 | 0.11 | 32.83
2021-04-02 03:00 | 0 | 0.21083 | 0.12 | 32.33
2021-04-02 04:00 | 0 | 0.17781 | 0.12 | 33.12
2021-04-02 05:00 | 0 | 0.068917 | 0.13 | 33.92
2021-04-02 06:00 | 0 | 0.014334 | 0.12 | 36.225
2021-04-02 07:00 | 0 | 0.002939 | 0.12 | 35.805
2021-04-02 08:00 | 0.11422 | 0.006937 | 0.11 | 33.355
2021-04-02 09:00 | 0.64465 | 0.015565 | 0.11 | 10.48
2021-04-02 10:00 | 0.84666 | 0.033884 | 0.11 | -1.32
2021-04-02 11:00 | 0.8875 | 0.074705 | 0.12 | -12.135
2021-04-02 12:00 | 0.85239 | 0.17766 | 0.12 | -17.455
2021-04-02 13:00 | 0.69508 | 0.21407 | 0.12 | -12.67
2021-04-02 14:00 | 0.74927 | 0.097804 | 0.2 | -0.275
2021-04-02 15:00 | 0.81795 | 0.009417 | 0.26 | 13.36
2021-04-02 16:00 | 0.57353 | 0.024213 | 0.31 | 18.16
2021-04-02 17:00 | 0.34631 | 0.022962 | 0.31 | 53.3
2021-04-02 18:00 | 0.050874 | 0.027543 | 0.28 | 57.685
2021-04-02 19:00 | 0 | 0.14014 | 0.23 | 66.99
2021-04-02 20:00 | 0 | 0.040405 | 0.22 | 58.95
2021-04-02 21:00 | 0 | 0.18937 | 0.21 | 50.925
2021-04-02 22:00 | 0 | 0.31588 | 0.17 | 40.93
2021-04-02 23:00 | 0 | 0.28 | 0.11 | 41.78
2021-04-03 | 0 | 0.21917 | 0.09 | 42.64
2021-04-03 01:00 | 0 | 0.078575 | 0.09 | 40.18
2021-04-03 02:00 | 0 | 0.11101 | 0.09 | 26.085
2021-04-03 03:00 | 0 | 0.17816 | 0.1 | 21.745
2021-04-03 04:00 | 0 | 0.26647 | 0.11 | -0.92
2021-04-03 05:00 | 0 | 0.35257 | 0.11 | -15.735
2021-04-03 06:00 | 0 | 0.34158 | 0.1 | -11.735
2021-04-03 07:00 | 0 | 0.2733 | 0.1 | 12.88
2021-04-03 08:00 | 0.11679 | 0.46947 | 0.1 | 23.15
2021-04-03 09:00 | 0.69175 | 0.59681 | 0.1 | -13.395
2021-04-03 10:00 | 0.84314 | 0.27876 | 0.1 | -21.3
2021-04-03 11:00 | 0.84675 | 0.17058 | 0.09 | -18.13
2021-04-03 12:00 | 0.76305 | 0.14682 | 0.1 | -23.47
2021-04-03 13:00 | 0.62441 | 0.12179 | 0.1 | -26.69
2021-04-03 14:00 | 0.80879 | 0.10665 | 0.17 | -20.84
2021-04-03 15:00 | 0.86934 | 0.14965 | 0.21 | -1.015
2021-04-03 16:00 | 0.56951 | 0.23121 | 0.26 | 15.035
2021-04-03 17:00 | 0.19189 | 0.19929 | 0.2 | 51.86
2021-04-03 18:00 | 0.049779 | 0.18137 | 0.2 | 52.155
2021-04-03 19:00 | 0 | 0.1659 | 0.18 | 73.31
2021-04-03 20:00 | 0 | 0.38172 | 0.16 | 49.485
2021-04-03 21:00 | 0 | 0.37935 | 0.15 | 42.975
2021-04-03 22:00 | 0 | 0.30593 | 0.15 | 38.515
2021-04-03 23:00 | 0 | 0.20508 | 0.16 | 40.035
2021-04-04 | 0 | 0.25085 | 0.16 | 38.195
2021-04-04 01:00 | 0 | 0.40312 | 0.18 | 39.08
2021-04-04 02:00 | 0 | 0.36484 | 0.22 | 37.11
2021-04-04 03:00 | 0 | 0.33169 | 0.2 | 35.625
2021-04-04 04:00 | 0 | 0.24989 | 0.3 | 37.23
2021-04-04 05:00 | 0 | 0.1287 | 0.32 | 38.34
2021-04-04 06:00 | 0 | 0.084902 | 0.25 | 41.02
2021-04-04 07:00 | 0 | 0.14791 | 0.19 | 51.8
2021-04-04 08:00 | 0.092622 | 0.18767 | 0.17 | 42.87
2021-04-04 09:00 | 0.6857 | 0.20534 | 0.16 | 23.115
2021-04-04 10:00 | 0.85345 | 0.1394 | 0.1 | 21.185
2021-04-04 11:00 | 0.90993 | 0.080471 | 0.14 | 8.01
2021-04-04 12:00 | 0.71959 | 0.013586 | 0.13 | -2.57
2021-04-04 13:00 | 0.66934 | 0.024552 | 0.12 | -4.515
2021-04-04 14:00 | 0.66342 | 0 | 0.12 | -4.9
2021-04-04 15:00 | 0.73533 | 0.000869 | 0.15 | -0.31
2021-04-04 16:00 | 0.56808 | 0 | 0.18 | 5.09
2021-04-04 17:00 | 0.46878 | 0.000584 | 0.14 | 16.82
2021-04-04 18:00 | 0.38549 | 0.003909 | 0.11 | 39.525
2021-04-04 19:00 | 0 | 0.10533 | 0.1 | 51.835
2021-04-04 20:00 | 0 | 0.053608 | 0.13 | 41.68
2021-04-04 21:00 | 0 | 0.023204 | 0.14 | 34.395
2021-04-04 22:00 | 0 | 0.029961 | 0.15 | 32.31
2021-04-04 23:00 | 0 | 0.19459 | 0.13 | 37.595
2021-04-05 | 0 | 0.63491 | 0.12 | 38.715
2021-04-05 01:00 | 0 | 0.55523 | 0.13 | 40.345
2021-04-05 02:00 | 0 | 0.64684 | 0.14 | 37.27
2021-04-05 03:00 | 0 | 0.64956 | 0.15 | 38.83
2021-04-05 04:00 | 0 | 0.64167 | 0.2 | 37.12
2021-04-05 05:00 | 0 | 0.55009 | 0.22 | 40.44
2021-04-05 06:00 | 0 | 0.42109 | 0.15 | 39.48
2021-04-05 07:00 | 0 | 0.44243 | 0.12 | 51.14
2021-04-05 08:00 | 0.094572 | 0.47399 | 0.12 | 43.13
2021-04-05 09:00 | 0.56666 | 0.37079 | 0.12 | 25.01
2021-04-05 10:00 | 0.47428 | 0.29467 | 0.12 | 7.475
2021-04-05 11:00 | 0.71682 | 0.21848 | 0.12 | 6.4
2021-04-05 12:00 | 0.45508 | 0.076074 | 0.11 | 3.28
2021-04-05 13:00 | 0.44316 | 0.041443 | 0.11 | 3.975
2021-04-05 14:00 | 0.45149 | 0.012493 | 0.11 | 2.745
2021-04-05 15:00 | 0.51978 | 0.001427 | 0.17 | 4.685
2021-04-05 16:00 | 0.43855 | 0.001062 | 0.22 | 6.46
2021-04-05 17:00 | 0.18041 | 0 | 0.19 | 13.445
2021-04-05 18:00 | 0.056604 | 0.00089 | 0.17 | 49.785
2021-04-05 19:00 | 0 | 0.005105 | 0.15 | 56.76
2021-04-05 20:00 | 0 | 0 | 0.17 | 47.145
2021-04-05 21:00 | 0 | 0.036383 | 0.2 | 39.705
2021-04-05 22:00 | 0 | 0.22999 | 0.21 | 37.93
2021-04-05 23:00 | 0 | 0.33023 | 0.24 | 35.45
2021-04-06 | 0 | 0.3301 | 0.24 | 37.265
2021-04-06 01:00 | 0 | 0.53116 | 0.2 | 54.685
2021-04-06 02:00 | 0 | 0.83804 | 0.25 | 46.48
2021-04-06 03:00 | 0 | 0.80953 | 0.26 | 40.645
2021-04-06 04:00 | 0 | 0.76059 | 0.28 | 40.55
2021-04-06 05:00 | 0 | 0.70233 | 0.28 | 37.59
2021-04-06 06:00 | 0 | 0.70059 | 0.22 | 38.18
2021-04-06 07:00 | 0 | 0.70558 | 0.14 | 49.155
2021-04-06 08:00 | 0.10652 | 0.71063 | 0.12 | 58.195
2021-04-06 09:00 | 0.83227 | 0.48844 | 0.11 | 41.41
2021-04-06 10:00 | 0.66437 | 0.26673 | 0.11 | 43.305
2021-04-06 11:00 | 0.814 | 0.14918 | 0.11 | 35.06
2021-04-06 12:00 | 0.63729 | 0.01783 | 0.11 | 25.465
2021-04-06 13:00 | 0.46459 | 0.019099 | 0.11 | 31.025
2021-04-06 14:00 | 0.65058 | 0 | 0.14 | 31.935
2021-04-06 15:00 | 0.63912 | 0 | 0.2 | 32.065
2021-04-06 16:00 | 0.65069 | 0 | 0.22 | 35
2021-04-06 17:00 | 0.63741 | 0.001191 | 0.17 | 44.86
2021-04-06 18:00 | 0.17669 | 0.009404 | 0.14 | 52.765
2021-04-06 19:00 | 0 | 0.015739 | 0.13 | 66.48
2021-04-06 20:00 | 0 | 0.048596 | 0.14 | 45.865
2021-04-06 21:00 | 0 | 0.3698 | 0.15 | 35.97
2021-04-06 22:00 | 0 | 0.38154 | 0.17 | 32.365
2021-04-06 23:00 | 0 | 0.46514 | 0.19 | 30.725
2021-04-07 | 0 | 0.43878 | 0.2 | 31.77
2021-04-07 01:00 | 0 | 0.56726 | 0.2 | 40.305
2021-04-07 02:00 | 0 | 0.63804 | 0.23 | 39.35
2021-04-07 03:00 | 0 | 0.68329 | 0.23 | 35.285
2021-04-07 04:00 | 0 | 0.64929 | 0.27 | 34.25
2021-04-07 05:00 | 0 | 0.64954 | 0.28 | 34.375
2021-04-07 06:00 | 0 | 0.66609 | 0.2 | 35.52
2021-04-07 07:00 | 0 | 0.6699 | 0.15 | 46.94
2021-04-07 08:00 | 0.062895 | 0.66683 | 0.15 | 59.2
2021-04-07 09:00 | 0.16851 | 0.46817 | 0.14 | 45.01
2021-04-07 10:00 | 0.27303 | 0.26993 | 0.13 | 48.86
2021-04-07 11:00 | 0.4092 | 0.11019 | 0.13 | 41.965
2021-04-07 12:00 | 0.61098 | 0.019862 | 0.13 | 34.63
2021-04-07 13:00 | 0.62182 | 0.001851 | 0.16 | 36.48
2021-04-07 14:00 | 0.56615 | 0.022284 | 0.23 | 42.415
2021-04-07 15:00 | 0.72779 | 0.042365 | 0.29 | 46.305
2021-04-07 16:00 | 0.79114 | 0.047934 | 0.33 | 56.44
2021-04-07 17:00 | 0.38152 | 0.074758 | 0.33 | 62.7
2021-04-07 18:00 | 0.33183 | 0.08391 | 0.34 | 72.7
2021-04-07 19:00 | 0 | 0.1113 | 0.33 | 223.44
2021-04-07 20:00 | 0 | 0.16579 | 0.32 | 61.89
2021-04-07 21:00 | 0 | 0.23215 | 0.33 | 63.465
2021-04-07 22:00 | 0 | 0.21271 | 0.33 | 57.4
2021-04-07 23:00 | 0 | 0.1818 | 0.33 | 57.215
2021-04-08 | 0 | 0.2196 | 0.33 | 58.905
2021-04-08 01:00 | 0 | 0.2926 | 0.3 | 62.255
2021-04-08 02:00 | 0 | 0.27691 | 0.25 | 61.835
2021-04-08 03:00 | 0 | 0.35299 | 0.24 | 61.415
2021-04-08 04:00 | 0 | 0.53546 | 0.22 | 55.015
2021-04-08 05:00 | 0 | 0.58961 | 0.2 | 46.91
2021-04-08 06:00 | 0 | 0.66929 | 0.12 | 45.495
2021-04-08 07:00 | 0 | 0.74626 | 0.09 | 51.155
2021-04-08 08:00 | 0.10167 | 0.67136 | 0.07 | 47.7
2021-04-08 09:00 | 0.76397 | 0.4877 | 0.07 | 30.29
2021-04-08 10:00 | 0.83771 | 0.28617 | 0.06 | 35.26
2021-04-08 11:00 | 0.7328 | 0.12846 | 0.1 | 29.075
2021-04-08 12:00 | 0.67347 | 0.09338 | 0.06 | 13.1
2021-04-08 13:00 | 0.62364 | 0.055361 | 0.06 | -21.03
2021-04-08 14:00 | 0.62821 | 0.05738 | 0.1 | 0.36
2021-04-08 15:00 | 0.593 | 0.062409 | 0.19 | -18.835
2021-04-08 16:00 | 0.84168 | 0.065347 | 0.25 | 24.305
2021-04-08 17:00 | 0.7667 | 0.019367 | 0.26 | 35.365
2021-04-08 18:00 | 0.32777 | 0 | 0.28 | 49.77
2021-04-08 19:00 | 0 | 0.26803 | 0.27 | 48.94
2021-04-08 20:00 | 0 | 0.34726 | 0.25 | 60.9
2021-04-08 21:00 | 0 | 0.20124 | 0.23 | 55.185
2021-04-08 22:00 | 0 | 0.00812 | 0.17 | 66.56
2021-04-08 23:00 | 0 | 0.055605 | 0.15 | 50.5
2021-04-09 | 0 | 0.1456 | 0.14 | 50.025
2021-04-09 01:00 | 0 | 0.73334 | 0.13 | 35.61
2021-04-09 02:00 | 0 | 0.81376 | 0.14 | 30.5
2021-04-09 03:00 | 0 | 0.80573 | 0.1 | 7.255
2021-04-09 04:00 | 0 | 0.73102 | 0.16 | 8.035
2021-04-09 05:00 | 0 | 0.7243 | 0.17 | 6.995
2021-04-09 06:00 | 0 | 0.69249 | 0.18 | 6.03
2021-04-09 07:00 | 0 | 0.64243 | 0.11 | 35.49
2021-04-09 08:00 | 0.079596 | 0.48682 | 0.1 | 29.215
2021-04-09 09:00 | 0.86634 | 0.2822 | 0.1 | 36.895
2021-04-09 10:00 | 0.91307 | 0.18901 | 0.11 | 31.445
2021-04-09 11:00 | 0.8736 | 0.10359 | 0.11 | 22.425
2021-04-09 12:00 | 0.84606 | 0.14923 | 0.11 | 20.415
2021-04-09 13:00 | 0.75752 | 0.16983 | 0.12 | 10.925
2021-04-09 14:00 | 0.82945 | 0.29723 | 0.13 | 8.9
2021-04-09 15:00 | 0.88197 | 0.36264 | 0.21 | 9.69
2021-04-09 16:00 | 0.92283 | 0.2411 | 0.22 | 22.32
2021-04-09 17:00 | 0.89481 | 0.59512 | 0.24 | 29.675
2021-04-09 18:00 | 0.28345 | 0.35299 | 0.22 | 53.525
2021-04-09 19:00 | 0 | 0.92939 | 0.2 | 59.82
2021-04-09 20:00 | 0 | 0.50104 | 0.18 | 58.72
2021-04-09 21:00 | 0 | 0.75782 | 0.16 | 58.65
2021-04-09 22:00 | 0 | 0.88755 | 0.14 | 57.73
2021-04-09 23:00 | 0 | 0.92198 | 0.1 | 51.17
2021-04-10 | 0 | 0.91057 | 0.08 | 49.285
2021-04-10 01:00 | 0 | 0.91051 | 0.08 | 45.67
2021-04-10 02:00 | 0 | 0.90337 | 0.07 | 27.715
2021-04-10 03:00 | 0 | 0.89306 | 0.07 | 8.82
2021-04-10 04:00 | 0 | 0.87284 | 0.07 | 10.09
2021-04-10 05:00 | 0 | 0.93485 | 0.07 | 3.665
2021-04-10 06:00 | 0 | 0.9073 | 0.1 | -3.675
2021-04-10 07:00 | 0 | 0.74901 | 0.07 | -4.99
2021-04-10 08:00 | 0.087207 | 0.49001 | 0.1 | 5.585
2021-04-10 09:00 | 0.86562 | 0.59396 | 0.1 | 7.66
2021-04-10 10:00 | 0.92329 | 0.80258 | 0.07 | -18.955
2021-04-10 11:00 | 0.89069 | 0.79324 | 0.07 | -89.71
2021-04-10 12:00 | 0.84295 | 0.70125 | 0.07 | -126.34
2021-04-10 13:00 | 0.75314 | 0.35801 | 0.07 | -75.03
2021-04-10 14:00 | 0.74582 | 0.41615 | 0.06 | -101.395
2021-04-10 15:00 | 0.51178 | 0.45227 | 0.07 | -101.145
2021-04-10 16:00 | 0.26764 | 0.43445 | 0.06 | -59.375
2021-04-10 17:00 | 0.15592 | 0.19987 | 0.07 | -113.515
2021-04-10 18:00 | 0.027014 | 0.20626 | 0.07 | -38.76
2021-04-10 19:00 | 0 | 0.42695 | 0.07 | 37.745
2021-04-10 20:00 | 0 | 0.61421 | 0.06 | 17.38
2021-04-10 21:00 | 0 | 0.55293 | 0.06 | 9.23
2021-04-10 22:00 | 0 | 0.38074 | 0.06 | 3.725
2021-04-10 23:00 | 0 | 0.56699 | 0.06 | 1.75
2021-04-11 | 0 | 0.60586 | 0.06 | 7.45
2021-04-11 01:00 | 0 | 0.6036 | 0.07 | 5.295
2021-04-11 02:00 | 0 | 0.58758 | 0.07 | -3.005
2021-04-11 03:00 | 0 | 0.50521 | 0.07 | -19.14
2021-04-11 04:00 | 0 | 0.47683 | 0.07 | -30.95
2021-04-11 05:00 | 0 | 0.40746 | 0.08 | -28.37
2021-04-11 06:00 | 0 | 0.38274 | 0.08 | -17.615
2021-04-11 07:00 | 0 | 0.40733 | 0.07 | -13.165
2021-04-11 08:00 | 0.070769 | 0.344 | 0.07 | 1.57
2021-04-11 09:00 | 0.29475 | 0.22414 | 0.08 | 1.555
2021-04-11 10:00 | 0.35391 | 0.26442 | 0.1 | -13.96
2021-04-11 11:00 | 0.32938 | 0.29226 | 0.11 | -26.195
2021-04-11 12:00 | 0.51651 | 0.33778 | 0.1 | -53.415
2021-04-11 13:00 | 0.66555 | 0.29298 | 0.08 | -41.385
2021-04-11 14:00 | 0.68134 | 0.21275 | 0.1 | -39.345
2021-04-11 15:00 | 0.86849 | 0.16862 | 0.16 | -29.495
2021-04-11 16:00 | 0.8557 | 0.11332 | 0.23 | -26.475
2021-04-11 17:00 | 0.85482 | 0.1109 | 0.21 | 5.045
2021-04-11 18:00 | 0.12443 | 0.19325 | 0.18 | 38.235
2021-04-11 19:00 | 0 | 0.31546 | 0.15 | 63.9
2021-04-11 20:00 | 0 | 0.34285 | 0.1 | 47.325
2021-04-11 21:00 | 0 | 0.30639 | 0.1 | 49.535
2021-04-11 22:00 | 0 | 0.26331 | 0.13 | 34.67
2021-04-11 23:00 | 0 | 0.18629 | 0.14 | 31.495
2021-04-12 | 0 | 0.084526 | 0.13 | 17.275
2021-04-12 01:00 | 0 | 0.023786 | 0.12 | 31.22
2021-04-12 02:00 | 0 | 0.001644 | 0.11 | 21.315
2021-04-12 03:00 | 0 | 0.0008 | 0.11 | 14.61
2021-04-12 04:00 | 0 | 0.005333 | 0.11 | 6.845
2021-04-12 05:00 | 0 | 0 | 0.11 | 9.22
2021-04-12 06:00 | 0 | 0 | 0.11 | 8.845
2021-04-12 07:00 | 0 | 0.002134 | 0.07 | 17.985
2021-04-12 08:00 | 0.10731 | 0.000797 | 0.07 | 35.055
2021-04-12 09:00 | 0.73002 | 0.002966 | 0.08 | 32.485
2021-04-12 10:00 | 0.91707 | 0.001884 | 0.1 | 12.185
2021-04-12 11:00 | 0.88685 | 0 | 0.11 | -17.045
2021-04-12 12:00 | 0.84789 | 0 | 0.11 | -16.65
2021-04-12 13:00 | 0.76527 | 0 | 0.1 | 25.62
2021-04-12 14:00 | 0.82841 | 0.02494 | 0.18 | 25.45
2021-04-12 15:00 | 0.85389 | 0.060452 | 0.26 | 27.285
2021-04-12 16:00 | 0.81256 | 0.12856 | 0.29 | 32.745
2021-04-12 17:00 | 0.51233 | 0.17644 | 0.25 | 43.785
2021-04-12 18:00 | 0.10812 | 0.26386 | 0.21 | 67.845
2021-04-12 19:00 | 0 | 0.30519 | 0.1 | 175.41
2021-04-12 20:00 | 0 | 0.46829 | 0.12 | 98.46
2021-04-12 21:00 | 0 | 0.34701 | 0.1 | 58.045
2021-04-12 22:00 | 0 | 0.2221 | 0.08 | 51.585
2021-04-12 23:00 | 0 | 0.23953 | 0.06 | 35.455
2021-04-13 | 0 | 0.2253 | 0.1 | 20.24
2021-04-13 01:00 | 0 | 0.3075 | 0.06 | 34.055
2021-04-13 02:00 | 0 | 0.32043 | 0.06 | 21.275
2021-04-13 03:00 | 0 | 0.36087 | 0.06 | 6.11
2021-04-13 04:00 | 0 | 0.35828 | 0.06 | 4.365
2021-04-13 05:00 | 0 | 0.37253 | 0.06 | -10.75
2021-04-13 06:00 | 0 | 0.39539 | 0.06 | -13.425
2021-04-13 07:00 | 0 | 0.40059 | 0.06 | 17.495
2021-04-13 08:00 | 0.087254 | 0.39416 | 0.06 | 35.25
2021-04-13 09:00 | 0.67516 | 0.36939 | 0.06 | 24
2021-04-13 10:00 | 0.89152 | 0.31451 | 0.06 | 19.835
2021-04-13 11:00 | 0.86525 | 0.19653 | 0.07 | 8.4
2021-04-13 12:00 | 0.81982 | 0.067885 | 0.06 | -2.41
2021-04-13 13:00 | 0.75963 | 0.019131 | 0.07 | -49.21
2021-04-13 14:00 | 0.81086 | 0.011068 | 0.08 | -137.04
2021-04-13 15:00 | 0.82383 | 0.008695 | 0.07 | -17.505
2021-04-13 16:00 | 0.85326 | 0.008695 | 0.07 | 4.13
2021-04-13 17:00 | 0.81923 | 0.007818 | 0.1 | -75.125
2021-04-13 18:00 | 0.099628 | 0 | 0.07 | 34.48
2021-04-13 19:00 | 0 | 0.001094 | 0.06 | 28.1
2021-04-13 20:00 | 0 | 0 | 0.06 | 35.26
2021-04-13 21:00 | 0 | 0.009741 | 0.06 | 14.88
2021-04-13 22:00 | 0 | 0.26745 | 0.06 | 8.76
2021-04-13 23:00 | 0 | 0.37869 | 0.06 | 3.93
2021-04-14 | 0 | 0.44407 | 0.06 | -1.65
2021-04-14 01:00 | 0 | 0.52358 | 0.07 | -7.455
2021-04-14 02:00 | 0 | 0.61557 | 0.07 | -15.73
2021-04-14 03:00 | 0 | 0.71522 | 0.1 | -26.02
2021-04-14 04:00 | 0 | 0.836 | 0.08 | -31.94
2021-04-14 05:00 | 0 | 0.83897 | 0.07 | -29.31
2021-04-14 06:00 | 0 | 0.83484 | 0.07 | -12.69
2021-04-14 07:00 | 0 | 0.85949 | 0.06 | 10.235
2021-04-14 08:00 | 0.10435 | 0.87554 | 0.07 | 16.125
2021-04-14 09:00 | 0.45936 | 0.81863 | 0.08 | 9.355
2021-04-14 10:00 | 0.85931 | 0.66915 | 0.08 | -5.535
2021-04-14 11:00 | 0.85274 | 0.61726 | 0.07 | -54.905
2021-04-14 12:00 | 0.80425 | 0.47027 | 0.07 | -51.595
2021-04-14 13:00 | 0.74651 | 0.51055 | 0.09 | -97.23
2021-04-14 14:00 | 0.80255 | 0.56479 | 0.08 | -106.56
2021-04-14 15:00 | 0.82937 | 0.54448 | 0.11 | -55
2021-04-14 16:00 | 0.84749 | 0.55858 | 0.2 | -38.11
2021-04-14 17:00 | 0.80378 | 0.5303 | 0.2 | -25.735
2021-04-14 18:00 | 0.11057 | 0.50963 | 0.22 | 25.27
2021-04-14 19:00 | 0 | 0.54069 | 0.2 | 101.39
2021-04-14 20:00 | 0 | 0.61215 | 0.21 | 65.36
2021-04-14 21:00 | 0 | 0.59874 | 0.23 | 60.13
2021-04-14 22:00 | 0 | 0.56811 | 0.24 | 61.35
2021-04-14 23:00 | 0 | 0.53423 | 0.23 | 67.52
2021-04-15 | 0 | 0.55542 | 0.2 | 64.13
2021-04-15 01:00 | 0 | 0.42847 | 0.17 | 106.61
2021-04-15 02:00 | 0 | 0.45688 | 0.18 | 49.695
2021-04-15 03:00 | 0 | 0.53098 | 0.2 | 49.595
2021-04-15 04:00 | 0 | 0.55874 | 0.23 | 44.345
2021-04-15 05:00 | 0 | 0.62609 | 0.26 | 29.71
2021-04-15 06:00 | 0 | 0.60088 | 0.24 | 30.14
2021-04-15 07:00 | 0 | 0.61096 | 0.18 | 51.795
2021-04-15 08:00 | 0.10029 | 0.46976 | 0.12 | 115.58
2021-04-15 09:00 | 0.45158 | 0.29828 | 0.1 | 56.465
2021-04-15 10:00 | 0.69327 | 0.17754 | 0.09 | 53.095
2021-04-15 11:00 | 0.67945 | 0.16906 | 0.09 | 23.81
2021-04-15 12:00 | 0.61593 | 0.22364 | 0.08 | -10.55
2021-04-15 13:00 | 0.63123 | 0.28592 | 0.08 | -2.59
2021-04-15 14:00 | 0.65969 | 0.31145 | 0.11 | -2.755
2021-04-15 15:00 | 0.57724 | 0.35417 | 0.2 | 2.595
2021-04-15 16:00 | 0.35964 | 0.38293 | 0.27 | 6.26
2021-04-15 17:00 | 0.25213 | 0.42195 | 0.28 | 17.035
2021-04-15 18:00 | 0.0949 | 0.52572 | 0.28 | 54.315
2021-04-15 19:00 | 0 | 0.55496 | 0.28 | 96.94
2021-04-15 20:00 | 0 | 0.3864 | 0.26 | 64.92
2021-04-15 21:00 | 0 | 0.19098 | 0.28 | 64.035
2021-04-15 22:00 | 0 | 0.10774 | 0.3 | 62.765
2021-04-15 23:00 | 0 | 0.13824 | 0.28 | 61.25
2021-04-16 | 0 | 0.20561 | 0.27 | 59.125
2021-04-16 01:00 | 0 | 0.27741 | 0.3 | 64.335
2021-04-16 02:00 | 0 | 0.25331 | 0.27 | 61.83
2021-04-16 03:00 | 0 | 0.2151 | 0.26 | 60.535
2021-04-16 04:00 | 0 | 0.21765 | 0.29 | 58.54
2021-04-16 05:00 | 0 | 0.23018 | 0.3 | 55.35
2021-04-16 06:00 | 0 | 0.19626 | 0.26 | 51.295
2021-04-16 07:00 | 0 | 0.14508 | 0.23 | 57.895
2021-04-16 08:00 | 0.10099 | 0.097946 | 0.22 | 62.315
2021-04-16 09:00 | 0.36793 | 0.036123 | 0.24 | 58.95
2021-04-16 10:00 | 0.7504 | 0.031311 | 0.24 | 56.03
2021-04-16 11:00 | 0.70474 | 0.024939 | 0.21 | 50.51
2021-04-16 12:00 | 0.72536 | 0.001937 | 0.17 | 74.34
2021-04-16 13:00 | 0.67562 | 0.050888 | 0.15 | 214.735
2021-04-16 14:00 | 0.72375 | 0.026816 | 0.17 | 115.195
2021-04-16 15:00 | 0.73912 | 0.037771 | 0.24 | 36.315
2021-04-16 16:00 | 0.81851 | 0.07466 | 0.27 | 36.72
2021-04-16 17:00 | 0.79979 | 0.17562 | 0.27 | 42.17
2021-04-16 18:00 | 0.10863 | 0.22981 | 0.25 | 63.04
2021-04-16 19:00 | 0 | 0.17367 | 0.23 | 106.385
2021-04-16 20:00 | 0 | 0.063029 | 0.24 | 68.32
2021-04-16 21:00 | 0 | 0.1177 | 0.26 | 68.9
2021-04-16 22:00 | 0 | 0.17703 | 0.26 | 60.445
2021-04-16 23:00 | 0 | 0.18549 | 0.27 | 60.665
2021-04-17 | 0 | 0.22025 | 0.27 | 61.93
2021-04-17 01:00 | 0 | 0.15953 | 0.26 | 62.07
2021-04-17 02:00 | 0 | 0.16934 | 0.26 | 61.81
2021-04-17 03:00 | 0 | 0.12064 | 0.3 | 76.25
2021-04-17 04:00 | 0 | 0.06641 | 0.32 | 62
2021-04-17 05:00 | 0 | 0.029988 | 0.3 | 60.97
2021-04-17 06:00 | 0 | 0.018095 | 0.28 | 70.905
2021-04-17 07:00 | 0 | 0.000603 | 0.19 | 65.81
2021-04-17 08:00 | 0.085417 | 0.003761 | 0.13 | 186.29
2021-04-17 09:00 | 0.32935 | 0.013438 | 0.12 | 66.135
2021-04-17 10:00 | 0.58032 | 0.015043 | 0.11 | 49.925
2021-04-17 11:00 | 0.62909 | 0.016267 | 0.11 | 29.06
2021-04-17 12:00 | 0.62888 | 0.048946 | 0.1 | 7.655
2021-04-17 13:00 | 0.5029 | 0.088759 | 0.1 | 6.035
2021-04-17 14:00 | 0.5915 | 0.04098 | 0.09 | 4.35
2021-04-17 15:00 | 0.60787 | 0.016592 | 0.19 | 3.795
2021-04-17 16:00 | 0.65264 | 0 | 0.26 | 3.42
2021-04-17 17:00 | 0.66455 | 0.018868 | 0.25 | 13.48
2021-04-17 18:00 | 0.084616 | 0.016864 | 0.27 | 87.765
2021-04-17 19:00 | 0 | 0.010403 | 0.27 | 142.435
2021-04-17 20:00 | 0 | 0.024227 | 0.3 | 116.28
2021-04-17 21:00 | 0 | 0.071303 | 0.29 | 77.125
2021-04-17 22:00 | 0 | 0.030887 | 0.29 | 67.195
2021-04-17 23:00 | 0 | 0.012824 | 0.3 | 72.25
2021-04-18 | 0 | 0.019456 | 0.32 | 74.575
2021-04-18 01:00 | 0 | 0.00968 | 0.33 | 96.3
2021-04-18 02:00 | 0 | 0 | 0.32 | 86.19
2021-04-18 03:00 | 0 | 0.004759 | 0.33 | 72.7
2021-04-18 04:00 | 0 | 0.002354 | 0.31 | 61.93
2021-04-18 05:00 | 0 | 0.000946 | 0.33 | 62.045
2021-04-18 06:00 | 0 | 0.000794 | 0.26 | 62
2021-04-18 07:00 | 0 | 0.00968 | 0.17 | 61.54
2021-04-18 08:00 | 0.082662 | 0.011528 | 0.15 | 62.48
2021-04-18 09:00 | 0.41501 | 0.10791 | 0.2 | 62.675
2021-04-18 10:00 | 0.62756 | 0.17486 | 0.15 | 54.855
2021-04-18 11:00 | 0.55425 | 0.22869 | 0.13 | 23.5
2021-04-18 12:00 | 0.50078 | 0.12823 | 0.11 | 21.63
2021-04-18 13:00 | 0.52474 | 0.065918 | 0.11 | 32.19
2021-04-18 14:00 | 0.63992 | 0.097539 | 0.15 | 39.265
2021-04-18 15:00 | 0.64009 | 0.20423 | 0.26 | 32.79
2021-04-18 16:00 | 0.81415 | 0.22852 | 0.3 | 27.695
2021-04-18 17:00 | 0.80372 | 0.39818 | 0.3 | 45.99
2021-04-18 18:00 | 0.10374 | 0.56957 | 0.33 | 187.765
2021-04-18 19:00 | 0 | 0.7921 | 0.33 | 90.15
2021-04-18 20:00 | 0 | 0.91621 | 0.33 | 199.985
2021-04-18 21:00 | 0 | 0.90902 | 0.33 | 247.765
2021-04-18 22:00 | 0 | 0.79205 | 0.3 | 110.64
2021-04-18 23:00 | 0 | 0.93649 | 0.35 | 86.62
2021-04-19 | 0 | 0.9359 | 0.35 | 70.46
2021-04-19 01:00 | 0 | 0.94107 | 0.33 | 62.97
2021-04-19 02:00 | 0 | 0.9357 | 0.32 | 74.895
2021-04-19 03:00 | 0 | 0.89738 | 0.33 | 72.805
2021-04-19 04:00 | 0 | 0.86439 | 0.34 | 67.255
2021-04-19 05:00 | 0 | 0.69387 | 0.3 | 62
2021-04-19 06:00 | 0 | 0.53406 | 0.29 | 68.855
2021-04-19 07:00 | 0 | 0.29068 | 0.23 | 182.89
2021-04-19 08:00 | 0.094356 | 0.27571 | 0.14 | 112.16
2021-04-19 09:00 | 0.27278 | 0.23298 | 0.1 | 48.025
2021-04-19 10:00 | 0.60533 | 0.24031 | 0.09 | 70.995
2021-04-19 11:00 | 0.67958 | 0.16818 | 0.1 | 48.51
2021-04-19 12:00 | 0.68221 | 0.21152 | 0.09 | 34.47
2021-04-19 13:00 | 0.64859 | 0.18407 | 0.09 | 18.565
2021-04-19 14:00 | 0.58452 | 0.070673 | 0.17 | 34.03
2021-04-19 15:00 | 0.28791 | 0.044732 | 0.25 | 28.935
2021-04-19 16:00 | 0.089532 | 0.016294 | 0.3 | 32.305
2021-04-19 17:00 | 0.064052 | 0 | 0.32 | 58.125
2021-04-19 18:00 | 0.026564 | 0.013918 | 0.3 | 162.875
2021-04-19 19:00 | 0 | 0.011274 | 0.3 | 158.275
2021-04-19 20:00 | 0 | 0.042999 | 0.26 | 127.25
2021-04-19 21:00 | 0 | 0.005967 | 0.18 | 98.105
2021-04-19 22:00 | 0 | 0.075688 | 0.15 | 83.065
2021-04-19 23:00 | 0 | 0.094897 | 0.11 | 66.78
2021-04-20 | 0 | 0.1234 | 0.11 | 66.45
2021-04-20 01:00 | 0 | 0.14346 | 0.12 | 60.63
2021-04-20 02:00 | 0 | 0.11284 | 0.14 | 30.055
2021-04-20 03:00 | 0 | 0.04744 | 0.1 | 7.73
2021-04-20 04:00 | 0 | 0.011054 | 0.11 | 12.445
2021-04-20 05:00 | 0 | 0.009637 | 0.1 | 36.82
2021-04-20 06:00 | 0 | 0.011616 | 0.07 | 13.72
2021-04-20 07:00 | 0 | 0.00968 | 0.06 | 26.305
2021-04-20 08:00 | 0.033468 | 0 | 0.1 | 48.56
2021-04-20 09:00 | 0.152 | 0 | 0.07 | 36.58
2021-04-20 10:00 | 0.37065 | 0 | 0.06 | 36.62
2021-04-20 11:00 | 0.46408 | 0 | 0.06 | 32.09
2021-04-20 12:00 | 0.4053 | 0.041288 | 0.07 | 47.52
2021-04-20 13:00 | 0.49886 | 0.04287 | 0.08 | 40.82
2021-04-20 14:00 | 0.44233 | 0.066636 | 0.12 | 24.12
2021-04-20 15:00 | 0.39579 | 0.009786 | 0.2 | -19.51
2021-04-20 16:00 | 0.31629 | 0.010252 | 0.3 | 24.67
2021-04-20 17:00 | 0.20603 | 0.009462 | 0.28 | 47.14
2021-04-20 18:00 | 0.058856 | 0.006253 | 0.28 | 59.785
2021-04-20 19:00 | 0 | 0 | 0.3 | 196.705
2021-04-20 20:00 | 0 | 0 | 0.31 | 123.865
2021-04-20 21:00 | 0 | 0.005991 | 0.32 | 109.85
2021-04-20 22:00 | 0 | 0 | 0.32 | 60.37
2021-04-20 23:00 | 0 | 0.020524 | 0.33 | 109.795
2021-04-21 | 0 | 0.030822 | 0.32 | 88.67
2021-04-21 01:00 | 0 | 0.070961 | 0.3 | 134.035
2021-04-21 02:00 | 0 | 0.014442 | 0.3 | 118.12
2021-04-21 03:00 | 0 | 0.004777 | 0.31 | 100.945
2021-04-21 04:00 | 0 | 0.000687 | 0.33 | 64.38
2021-04-21 05:00 | 0 | 0.002799 | 0.32 | 62
2021-04-21 06:00 | 0 | 0 | 0.3 | 120.8
2021-04-21 07:00 | 0 | 0 | 0.27 | 232.635
2021-04-21 08:00 | 0.083924 | 0 | 0.25 | 262.28
2021-04-21 09:00 | 0.44758 | 0.014536 | 0.25 | 180.175
2021-04-21 10:00 | 0.85455 | 0.03814 | 0.19 | 108.79
2021-04-21 11:00 | 0.82859 | 0.0179 | 0.17 | 111.85
2021-04-21 12:00 | 0.76036 | 0.034625 | 0.13 | 95.32
2021-04-21 13:00 | 0.73498 | 0.089665 | 0.17 | 61.45
2021-04-21 14:00 | 0.78072 | 0.14033 | 0.21 | 59.405
2021-04-21 15:00 | 0.81456 | 0.17237 | 0.23 | 53.03
2021-04-21 16:00 | 0.83351 | 0.099016 | 0.26 | 66.905
2021-04-21 17:00 | 0.55467 | 0.10764 | 0.3 | 86.395
2021-04-21 18:00 | 0.097251 | 0.19187 | 0.3 | 162.915
2021-04-21 19:00 | 0 | 0.18759 | 0.27 | 257.775
2021-04-21 20:00 | 0 | 0.30284 | 0.2 | 218.545
2021-04-21 21:00 | 0 | 0.22437 | 0.22 | 160.535
2021-04-21 22:00 | 0 | 0.15847 | 0.22 | 116.255
2021-04-21 23:00 | 0 | 0.062625 | 0.2 | 73.245
2021-04-22 | 0 | 0.069302 | 0.15 | 63.25
2021-04-22 01:00 | 0 | 0.1309 | 0.1 | 63.085
2021-04-22 02:00 | 0 | 0.14825 | 0.1 | 71.49
2021-04-22 03:00 | 0 | 0.51756 | 0.12 | 58.33
2021-04-22 04:00 | 0 | 0.66704 | 0.2 | 39.98
2021-04-22 05:00 | 0 | 0.69588 | 0.22 | 34.975
2021-04-22 06:00 | 0 | 0.72903 | 0.22 | 34.395
2021-04-22 07:00 | 0 | 0.81203 | 0.18 | 62.435
2021-04-22 08:00 | 0.094191 | 0.79928 | 0.1 | 115.34
2021-04-22 09:00 | 0.4162 | 0.73537 | 0.09 | 86.415
2021-04-22 10:00 | 0.78524 | 0.7372 | 0.09 | 79.58
2021-04-22 11:00 | 0.78885 | 0.78017 | 0.1 | 40.565
2021-04-22 12:00 | 0.74906 | 0.7503 | 0.08 | 38.575
2021-04-22 13:00 | 0.70317 | 0.75027 | 0.09 | 75.115
2021-04-22 14:00 | 0.73076 | 0.71951 | 0.17 | 75.34
2021-04-22 15:00 | 0.76553 | 0.65653 | 0.17 | 34.465
2021-04-22 16:00 | 0.76244 | 0.94277 | 0.23 | 43.465
2021-04-22 17:00 | 0.40181 | 0.8062 | 0.23 | 126.85
2021-04-22 18:00 | 0.091055 | 0.84343 | 0.24 | 62.795
2021-04-22 19:00 | 0 | 0.79614 | 0.24 | 113.62
2021-04-22 20:00 | 0 | 0.25394 | 0.23 | 141.285
2021-04-22 21:00 | 0 | 0.088524 | 0.28 | 87.42
2021-04-22 22:00 | 0 | 0.10195 | 0.28 | 72.36
2021-04-22 23:00 | 0 | 0.24029 | 0.29 | 71.26
2021-04-23 | 0 | 0.10029 | 0.27 | 80.645
2021-04-23 01:00 | 0 | 0.057959 | 0.24 | 107.36
2021-04-23 02:00 | 0 | 0.024195 | 0.27 | 113.29
2021-04-23 03:00 | 0 | 0.012311 | 0.28 | 79.725
2021-04-23 04:00 | 0 | 0.021989 | 0.3 | 73.235
2021-04-23 05:00 | 0 | 0.017831 | 0.32 | 71.29
2021-04-23 06:00 | 0 | 0.010981 | 0.31 | 89.54
2021-04-23 07:00 | 0 | 0 | 0.3 | 100.75
2021-04-23 08:00 | 0.061205 | 0 | 0.26 | 270.995
2021-04-23 09:00 | 0.072487 | 0.000837 | 0.25 | 206.035
2021-04-23 10:00 | 0.18814 | 0 | 0.24 | 120.23
2021-04-23 11:00 | 0.04982 | 0.002323 | 0.22 | 83.415
2021-04-23 12:00 | 0.023425 | 0 | 0.22 | 86.585
2021-04-23 13:00 | 0.17211 | 0.013511 | 0.24 | 177.3
2021-04-23 14:00 | 0.52364 | 0.051479 | 0.26 | 119.895
2021-04-23 15:00 | 0.30893 | 0.049374 | 0.29 | 132.595
2021-04-23 16:00 | 0.78733 | 0.017892 | 0.32 | 102.69
2021-04-23 17:00 | 0.42675 | 0.049399 | 0.33 | 143.445
2021-04-23 18:00 | 0.077164 | 0.011466 | 0.33 | 209.615
2021-04-23 19:00 | 0 | 0.004154 | 0.33 | 255.86
2021-04-23 20:00 | 0 | 0 | 0.34 | 244.005
2021-04-23 21:00 | 0 | 0.00428 | 0.35 | 192.025
2021-04-23 22:00 | 0 | 0 | 0.34 | 190.615
2021-04-23 23:00 | 0 | 0 | 0.34 | 107.615
2021-04-24 | 0 | 0.004094 | 0.33 | 113.965
2021-04-24 01:00 | 0 | 0 | 0.3 | 123.38
2021-04-24 02:00 | 0 | 0 | 0.31 | 71.97
2021-04-24 03:00 | 0 | 0.002966 | 0.31 | 61.295
2021-04-24 04:00 | 0 | 0.004426 | 0.33 | 58.37
2021-04-24 05:00 | 0 | 0.015467 | 0.31 | 55.02
2021-04-24 06:00 | 0 | 0.074864 | 0.24 | 57.67
2021-04-24 07:00 | 0 | 0.12432 | 0.15 | 65.06
2021-04-24 08:00 | 0.086495 | 0.14747 | 0.14 | 68.945
2021-04-24 09:00 | 0.43596 | 0.2004 | 0.14 | 59.88
2021-04-24 10:00 | 0.83608 | 0.16728 | 0.11 | 49.89
2021-04-24 11:00 | 0.78211 | 0.16514 | 0.12 | 32.12
2021-04-24 12:00 | 0.75492 | 0.1745 | 0.12 | 27.665
2021-04-24 13:00 | 0.74918 | 0.16967 | 0.14 | 6.845
2021-04-24 14:00 | 0.77166 | 0.1917 | 0.22 | 24.275
2021-04-24 15:00 | 0.81163 | 0.22426 | 0.29 | 37.405
2021-04-24 16:00 | 0.8307 | 0.34208 | 0.31 | 34.97
2021-04-24 17:00 | 0.44501 | 0.35277 | 0.3 | 53.265
2021-04-24 18:00 | 0.09228 | 0.47383 | 0.29 | 91.94
2021-04-24 19:00 | 0 | 0.85765 | 0.28 | 127.11
2021-04-24 20:00 | 0 | 0.91002 | 0.26 | 69.88
2021-04-24 21:00 | 0 | 0.8556 | 0.3 | 77.725
2021-04-24 22:00 | 0 | 0.91867 | 0.25 | 68.385
2021-04-24 23:00 | 0 | 0.91958 | 0.24 | 76.265
2021-04-25 | 0 | 0.61671 | 0.21 | 69.285
2021-04-25 01:00 | 0 | 0.093161 | 0.2 | 63.79
2021-04-25 02:00 | 0 | 0.20254 | 0.24 | 69.06
2021-04-25 03:00 | 0 | 0.60969 | 0.25 | 74.24
2021-04-25 04:00 | 0 | 0.45659 | 0.3 | 58.065
2021-04-25 05:00 | 0 | 0.35299 | 0.28 | 60.995
2021-04-25 06:00 | 0 | 0.27543 | 0.19 | 62.215
2021-04-25 07:00 | 0 | 0.3058 | 0.15 | 63.405
2021-04-25 08:00 | 0.085464 | 0.30159 | 0.15 | 57.26
2021-04-25 09:00 | 0.41769 | 0.1612 | 0.14 | 40.54
2021-04-25 10:00 | 0.75622 | 0.14126 | 0.1 | 36.755
2021-04-25 11:00 | 0.71884 | 0.13136 | 0.12 | 25.235
2021-04-25 12:00 | 0.70984 | 0.096158 | 0.11 | 17.3
2021-04-25 13:00 | 0.51166 | 0.071239 | 0.13 | 24.415
2021-04-25 14:00 | 0.39372 | 0.11542 | 0.2 | 22.75
2021-04-25 15:00 | 0.2297 | 0.16626 | 0.29 | 27.015
2021-04-25 16:00 | 0.085159 | 0.24469 | 0.31 | 32.87
2021-04-25 17:00 | 0.053665 | 0.24735 | 0.28 | 45.685
2021-04-25 18:00 | 0.013786 | 0.28808 | 0.27 | 102.03
2021-04-25 19:00 | 0 | 0.31653 | 0.3 | 139.195
2021-04-25 20:00 | 0 | 0.38751 | 0.25 | 96.69
2021-04-25 21:00 | 0 | 0.41954 | 0.25 | 68.305
2021-04-25 22:00 | 0 | 0.41188 | 0.24 | 90.495
2021-04-25 23:00 | 0 | 0.27353 | 0.2 | 67.585
2021-04-26 | 0 | 0.43039 | 0.22 | 67.375
2021-04-26 01:00 | 0 | 0.50641 | 0.21 | 71.82
2021-04-26 02:00 | 0 | 0.53251 | 0.25 | 62.39
2021-04-26 03:00 | 0 | 0.5692 | 0.3 | 61.375
2021-04-26 04:00 | 0 | 0.5801 | 0.33 | 61.855
2021-04-26 05:00 | 0 | 0.55153 | 0.34 | 72.85
2021-04-26 06:00 | 0 | 0.53853 | 0.3 | 80.43
2021-04-26 07:00 | 0 | 0.4931 | 0.23 | 93.905
2021-04-26 08:00 | 0.013297 | 0.51638 | 0.17 | 256.305
2021-04-26 09:00 | 0.19221 | 0.42173 | 0.15 | 111.93
2021-04-26 10:00 | 0.31867 | 0.28363 | 0.13 | 71.74
2021-04-26 11:00 | 0.62538 | 0.12241 | 0.12 | 40.165
2021-04-26 12:00 | 0.49495 | 0.059703 | 0.12 | 44.175
2021-04-26 13:00 | 0.60911 | 0.10871 | 0.14 | 35.675
2021-04-26 14:00 | 0.60893 | 0.096012 | 0.24 | 33.59
2021-04-26 15:00 | 0.64957 | 0.077605 | 0.3 | 39.185
2021-04-26 16:00 | 0.75263 | 0.030799 | 0.31 | 43.065
2021-04-26 17:00 | 0.36892 | 0.001095 | 0.27 | 70.41
2021-04-26 18:00 | 0.085996 | 0.005105 | 0.27 | 115.945
2021-04-26 19:00 | 0 | 0.006457 | 0.26 | 286.54
2021-04-26 20:00 | 0 | 0.001243 | 0.26 | 152.27
2021-04-26 21:00 | 0 | 0.048206 | 0.26 | 77.265
2021-04-26 22:00 | 0 | 0.13124 | 0.27 | 80.42
2021-04-26 23:00 | 0 | 0.40525 | 0.26 | 74.065
2021-04-27 | 0 | 0.62586 | 0.27 | 73.575
2021-04-27 01:00 | 0 | 0.57815 | 0.29 | 77.085
2021-04-27 02:00 | 0 | 0.61062 | 0.3 | 60.06
2021-04-27 03:00 | 0 | 0.67801 | 0.33 | 56.715
2021-04-27 04:00 | 0 | 0.67801 | 0.35 | 62.945
2021-04-27 05:00 | 0 | 0.58338 | 0.4 | 67.49
2021-04-27 06:00 | 0 | 0.46891 | 0.31 | 76.21
2021-04-27 07:00 | 0 | 0.2922 | 0.26 | 117.835
2021-04-27 08:00 | 0.072009 | 0.24252 | 0.23 | 275.845
2021-04-27 09:00 | 0.43552 | 0.22978 | 0.19 | 146.12
2021-04-27 10:00 | 0.83847 | 0.21796 | 0.18 | 76.315
2021-04-27 11:00 | 0.79288 | 0.18042 | 0.16 | 63.095
2021-04-27 12:00 | 0.75042 | 0.077589 | 0.16 | 52.04
2021-04-27 13:00 | 0.7199 | 0.15865 | 0.16 | 40.675
2021-04-27 14:00 | 0.71235 | 0.22552 | 0.23 | 34.94
2021-04-27 15:00 | 0.77943 | 0.30927 | 0.28 | 47.43
2021-04-27 16:00 | 0.78652 | 0.38483 | 0.32 | 46.84
2021-04-27 17:00 | 0.41657 | 0.31083 | 0.31 | 60.19
2021-04-27 18:00 | 0.071349 | 0.22629 | 0.3 | 121.405
2021-04-27 19:00 | 0 | 0.21275 | 0.29 | 285.955
2021-04-27 20:00 | 0 | 0.14391 | 0.29 | 199.75
2021-04-27 21:00 | 0 | 0.45827 | 0.31 | 93.02
2021-04-27 22:00 | 0 | 0.82585 | 0.34 | 94.13
2021-04-27 23:00 | 0 | 0.92783 | 0.34 | 74.255
2021-04-28 | 0 | 0.94314 | 0.33 | 64.025
2021-04-28 01:00 | 0 | 0.87604 | 0.3 | 74.605
2021-04-28 02:00 | 0 | 0.81815 | 0.35 | 61.935
2021-04-28 03:00 | 0 | 0.80114 | 0.36 | 62.12
2021-04-28 04:00 | 0 | 0.82147 | 0.36 | 61.545
2021-04-28 05:00 | 0 | 0.68598 | 0.37 | 61.955
2021-04-28 06:00 | 0 | 0.33221 | 0.32 | 65.305
2021-04-28 07:00 | 0 | 0.080949 | 0.26 | 93.485
2021-04-28 08:00 | 0.010181 | 0.25733 | 0.21 | 258.665
2021-04-28 09:00 | 0.041656 | 0.3495 | 0.18 | 157.395
2021-04-28 10:00 | 0.041844 | 0.19055 | 0.2 | 57.895
2021-04-28 11:00 | 0.046992 | 0.15686 | 0.16 | 46.125
2021-04-28 12:00 | 0.09306 | 0.60652 | 0.15 | 33.62
2021-04-28 13:00 | 0.14681 | 0.42911 | 0.16 | 31.145
2021-04-28 14:00 | 0.13444 | 0.62463 | 0.21 | 33.73
2021-04-28 15:00 | 0.06464 | 0.84738 | 0.3 | 41.93
2021-04-28 16:00 | 0.046419 | 0.79902 | 0.31 | 41.615
2021-04-28 17:00 | 0.037758 | 0.6048 | 0.31 | 57.08
2021-04-28 18:00 | 0.0081443 | 0.60169 | 0.29 | 86.68
2021-04-28 19:00 | 0 | 0.92401 | 0.28 | 242.38
2021-04-28 20:00 | 0 | 0.87931 | 0.3 | 176.705
2021-04-28 21:00 | 0 | 0.80688 | 0.3 | 113.335
2021-04-28 22:00 | 0 | 0.8857 | 0.3 | 116.495
2021-04-28 23:00 | 0 | 0.95917 | 0.31 | 72.45
2021-04-29 | 0 | 0.9358 | 0.29 | 129.55
2021-04-29 01:00 | 0 | 0.85904 | 0.3 | 148
2021-04-29 02:00 | 0 | 0.93823 | 0.32 | 83.395
2021-04-29 03:00 | 0 | 0.94624 | 0.34 | 61.28
2021-04-29 04:00 | 0 | 0.95281 | 0.34 | 61.31
2021-04-29 05:00 | 0 | 0.93716 | 0.35 | 60.04
2021-04-29 06:00 | 0 | 0.95501 | 0.32 | 63.105
2021-04-29 07:00 | 0 | 0.87842 | 0.27 | 123.575
2021-04-29 08:00 | 0.0069331 | 0.80348 | 0.22 | 211.285
2021-04-29 09:00 | 0.016737 | 0.85511 | 0.18 | 142.645
2021-04-29 10:00 | 0.050421 | 0.60866 | 0.17 | 65.645
2021-04-29 11:00 | 0.23563 | 0.52003 | 0.16 | 50.585
2021-04-29 12:00 | 0.50636 | 0.55797 | 0.17 | 42.285
2021-04-29 13:00 | 0.42367 | 0.33178 | 0.21 | 32.83
2021-04-29 14:00 | 0.26331 | 0.77211 | 0.3 | 20.05
2021-04-29 15:00 | 0.23223 | 0.84432 | 0.31 | 41.5
2021-04-29 16:00 | 0.095806 | 0.84556 | 0.33 | 60.475
2021-04-29 17:00 | 0.15825 | 0.87771 | 0.3 | 90.39
2021-04-29 18:00 | 0.038656 | 0.69948 | 0.28 | 157.42
2021-04-29 19:00 | 0 | 0.6575 | 0.28 | 241.68
2021-04-29 20:00 | 0 | 0.43179 | 0.25 | 111.85
2021-04-29 21:00 | 0 | 0.47533 | 0.24 | 102.215
2021-04-29 22:00 | 0 | 0.52458 | 0.22 | 62.745
2021-04-29 23:00 | 0 | 0.57517 | 0.19 | 62.565
2021-04-30 | 0 | 0.86556 | 0.16 | 61.63
2021-04-30 01:00 | 0 | 0.65379 | 0.15 | 61.285
2021-04-30 02:00 | 0 | 0.86057 | 0.15 | 58.63
2021-04-30 03:00 | 0 | 0.92274 | 0.17 | 53.625
2021-04-30 04:00 | 0 | 0.80348 | 0.21 | 42.67
2021-04-30 05:00 | 0 | 0.48467 | 0.21 | 37.85
2021-04-30 06:00 | 0 | 0.16316 | 0.13 | 46.325
2021-04-30 07:00 | 0 | 0.25533 | 0.11 | 59.36
2021-04-30 08:00 | 0.055234 | 0.68991 | 0.09 | 77.425
2021-04-30 09:00 | 0.33476 | 0.65607 | 0.08 | 47.87
2021-04-30 10:00 | 0.38768 | 0.45069 | 0.08 | 32.56
2021-04-30 11:00 | 0.34506 | 0.24029 | 0.09 | 26.785
2021-04-30 12:00 | 0.6207 | 0.11873 | 0.09 | 6.325
2021-04-30 13:00 | 0.58073 | 0.18439 | 0.1 | -13.14
2021-04-30 14:00 | 0.56747 | 0.21776 | 0.2 | 7.405
2021-04-30 15:00 | 0.7194 | 0.18296 | 0.28 | 12.015
2021-04-30 16:00 | 0.73137 | 0.54549 | 0.27 | 30.985
2021-04-30 17:00 | 0.22174 | 0.72615 | 0.24 | 65.075
2021-04-30 18:00 | 0.053972 | 0.7483 | 0.2 | 87.885
2021-04-30 19:00 | 0 | 0.80461 | 0.15 | 76.595
2021-04-30 20:00 | 0 | 0.70221 | 0.1 | 61.465
2021-04-30 21:00 | 0 | 0.61964 | 0.1 | 60.935
2021-04-30 22:00 | 0 | 0.82983 | 0.1 | 58.045
2021-04-30 23:00 | 0 | 0.85986 | 0.06 | 40.705
2021-05-01 | 0 | 0.76496 | 0.06 | 38.125
2021-05-01 01:00 | 0 | 0.76352 | 0.06 | 35.01
2021-05-01 02:00 | 0 | 0.81514 | 0.06 | 15.005
2021-05-01 03:00 | 0 | 0.74625 | 0.06 | 1.425
2021-05-01 04:00 | 0 | 0.72908 | 0.1 | -13.685
2021-05-01 05:00 | 0 | 0.80675 | 0.06 | -2.995
2021-05-01 06:00 | 0 | 0.73254 | 0.06 | 2.525
2021-05-01 07:00 | 0 | 0.71269 | 0.06 | 6.365
2021-05-01 08:00 | 0.023185 | 0.81446 | 0.07 | 14.685
2021-05-01 09:00 | 0.27751 | 0.77646 | 0.07 | 1.34
2021-05-01 10:00 | 0.59749 | 0.68031 | 0.06 | -5.64
2021-05-01 11:00 | 0.61091 | 0.59762 | 0.07 | -31.255
2021-05-01 12:00 | 0.69449 | 0.51797 | 0.06 | -64.875
2021-05-01 13:00 | 0.53343 | 0.44115 | 0.06 | -16.45
2021-05-01 14:00 | 0.48968 | 0.47713 | 0.06 | -101.42
2021-05-01 15:00 | 0.43823 | 0.52015 | 0.11 | -12.605
2021-05-01 16:00 | 0.40742 | 0.50384 | 0.13 | -22.735
2021-05-01 17:00 | 0.27331 | 0.47917 | 0.13 | 28.685
2021-05-01 18:00 | 0.033536 | 0.61646 | 0.1 | 44.56
2021-05-01 19:00 | 0 | 0.63994 | 0.1 | 52.285
2021-05-01 20:00 | 0 | 0.61362 | 0.1 | 31.02
2021-05-01 21:00 | 0 | 0.46381 | 0.1 | 17.2
2021-05-01 22:00 | 0 | 0.37759 | 0.1 | 9.285
2021-05-01 23:00 | 0 | 0.31733 | 0.18 | 4.62
2021-05-02 | 0 | 0.22539 | 0.2 | 12.395
2021-05-02 01:00 | 0 | 0.13919 | 0.24 | 22.33
2021-05-02 02:00 | 0 | 0.088033 | 0.27 | 21.755
2021-05-02 03:00 | 0 | 0.033749 | 0.26 | 9.485
2021-05-02 04:00 | 0 | 0.045118 | 0.26 | 14.265
2021-05-02 05:00 | 0 | 0.032161 | 0.26 | 19.41
2021-05-02 06:00 | 0 | 0.028038 | 0.23 | 10.105
2021-05-02 07:00 | 0 | 0.037149 | 0.15 | 15.245
2021-05-02 08:00 | 0.032952 | 0.046842 | 0.13 | 34.13
2021-05-02 09:00 | 0.24985 | 0.007923 | 0.14 | 7.895
2021-05-02 10:00 | 0.49906 | 0.002799 | 0.14 | -7.51
2021-05-02 11:00 | 0.41916 | 0 | 0.14 | -24.59
2021-05-02 12:00 | 0.29844 | 0 | 0.14 | -30.89
2021-05-02 13:00 | 0.39109 | 0.02544 | 0.14 | -30.615
2021-05-02 14:00 | 0.35288 | 0.058336 | 0.16 | -39.095
2021-05-02 15:00 | 0.45229 | 0.13485 | 0.24 | -39.335
2021-05-02 16:00 | 0.49535 | 0.14555 | 0.24 | -12.435
2021-05-02 17:00 | 0.29358 | 0.11711 | 0.22 | 28.705
2021-05-02 18:00 | 0.054664 | 0.13489 | 0.24 | 61.515
2021-05-02 19:00 | 0 | 0.18549 | 0.23 | 60.59
2021-05-02 20:00 | 0 | 0.21153 | 0.25 | 57.605
2021-05-02 21:00 | 0 | 0.22179 | 0.26 | 67.14
2021-05-02 22:00 | 0 | 0.097686 | 0.24 | 53.005
2021-05-02 23:00 | 0 | 0.087846 | 0.23 | 51.51
2021-05-03 | 0 | 0.16847 | 0.2 | 56.305
2021-05-03 01:00 | 0 | 0.40171 | 0.24 | 58.17
2021-05-03 02:00 | 0 | 0.46149 | 0.25 | 50.895
2021-05-03 03:00 | 0 | 0.43101 | 0.27 | 48.79
2021-05-03 04:00 | 0 | 0.35641 | 0.28 | 53.795
2021-05-03 05:00 | 0 | 0.25134 | 0.29 | 55.265
2021-05-03 06:00 | 0 | 0.15631 | 0.28 | 60.47
2021-05-03 07:00 | 0 | 0.13134 | 0.3 | 61.175
2021-05-03 08:00 | 0.047194 | 0.11986 | 0.26 | 69.2
2021-05-03 09:00 | 0.32962 | 0.13802 | 0.23 | 62.905
2021-05-03 10:00 | 0.5451 | 0.11127 | 0.22 | 62.2
2021-05-03 11:00 | 0.63643 | 0.047246 | 0.18 | 62.58
2021-05-03 12:00 | 0.64738 | 0.012814 | 0.16 | 65.11
2021-05-03 13:00 | 0.64988 | 0.003786 | 0.17 | 60.28
2021-05-03 14:00 | 0.68517 | 0.005422 | 0.21 | 51.64
2021-05-03 15:00 | 0.74773 | 0 | 0.26 | 44.715
2021-05-03 16:00 | 0.81296 | 0 | 0.25 | 55.545
2021-05-03 17:00 | 0.42203 | 0 | 0.2 | 63.69
2021-05-03 18:00 | 0.048913 | 0.000466 | 0.16 | 61.3
2021-05-03 19:00 | 0 | 0.013435 | 0.13 | 73.97
2021-05-03 20:00 | 0 | 0.10333 | 0.12 | 48.375
2021-05-03 21:00 | 0 | 0.312 | 0.12 | 50.91
2021-05-03 22:00 | 0 | 0.44847 | 0.12 | 53.525
2021-05-03 23:00 | 0 | 0.45122 | 0.12 | 26.115
2021-05-04 | 0 | 0.56916 | 0.12 | 32.325
2021-05-04 01:00 | 0 | 0.6862 | 0.11 | 40.655
2021-05-04 02:00 | 0 | 0.6261 | 0.1 | 32.305
2021-05-04 03:00 | 0 | 0.77338 | 0.1 | 14.415
2021-05-04 04:00 | 0 | 0.86123 | 0.15 | -3.285
2021-05-04 05:00 | 0 | 0.8657 | 0.17 | -6.43
2021-05-04 06:00 | 0 | 0.8605 | 0.15 | 5.09
2021-05-04 07:00 | 0 | 0.82788 | 0.12 | 27.62
2021-05-04 08:00 | 0.046263 | 0.69073 | 0.08 | 55.83
2021-05-04 09:00 | 0.42582 | 0.50714 | 0.07 | 64.66
2021-05-04 10:00 | 0.8031 | 0.34123 | 0.1 | 59.52
2021-05-04 11:00 | 0.77035 | 0.27238 | 0.06 | 49
2021-05-04 12:00 | 0.72388 | 0.1826 | 0.08 | 27.125
2021-05-04 13:00 | 0.69864 | 0.068398 | 0.09 | 22.665
2021-05-04 14:00 | 0.721 | 0.016815 | 0.12 | 20.185
2021-05-04 15:00 | 0.761 | 0.030153 | 0.2 | -90.295
2021-05-04 16:00 | 0.78767 | 0.016641 | 0.24 | 4.025
2021-05-04 17:00 | 0.39887 | 0.001743 | 0.21 | 32.555
2021-05-04 18:00 | 0.045323 | 0.056862 | 0.22 | 48.86
2021-05-04 19:00 | 0 | 0.29523 | 0.22 | 116.235
2021-05-04 20:00 | 0 | 0.62466 | 0.21 | 61.035
2021-05-04 21:00 | 0 | 0.74345 | 0.19 | 92.605
2021-05-04 22:00 | 0 | 0.78567 | 0.18 | 58.565
2021-05-04 23:00 | 0 | 0.83694 | 0.17 | 56.855
2021-05-05 | 0 | 0.88289 | 0.16 | 39.25
2021-05-05 01:00 | 0 | 0.92321 | 0.16 | 37.58
2021-05-05 02:00 | 0 | 0.89405 | 0.16 | 32.69
2021-05-05 03:00 | 0 | 0.89059 | 0.17 | 28.06
2021-05-05 04:00 | 0 | 0.90957 | 0.2 | 25.835
2021-05-05 05:00 | 0 | 0.95259 | 0.2 | 24.115
2021-05-05 06:00 | 0 | 0.95197 | 0.2 | 25.095
2021-05-05 07:00 | 0 | 0.95471 | 0.13 | 36.93
2021-05-05 08:00 | 0.045441 | 0.95032 | 0.09 | 55.275
2021-05-05 09:00 | 0.42822 | 0.95593 | 0.1 | 45.58
2021-05-05 10:00 | 0.82507 | 0.92784 | 0.12 | 26.3
2021-05-05 11:00 | 0.79239 | 0.92217 | 0.12 | 7.385
2021-05-05 12:00 | 0.72667 | 0.88925 | 0.2 | 8.045
2021-05-05 13:00 | 0.70547 | 0.91083 | 0.2 | 13.415
2021-05-05 14:00 | 0.43854 | 0.89222 | 0.25 | 13.19
2021-05-05 15:00 | 0.7357 | 0.8413 | 0.32 | 45.895
2021-05-05 16:00 | 0.80741 | 0.88145 | 0.34 | 59.96
2021-05-05 17:00 | 0.42361 | 0.89947 | 0.3 | 48.885
2021-05-05 18:00 | 0.04453 | 0.84914 | 0.28 | 60.075
2021-05-05 19:00 | 0 | 0.92985 | 0.27 | 62.32
2021-05-05 20:00 | 0 | 0.93205 | 0.24 | 70.87
2021-05-05 21:00 | 0 | 0.93242 | 0.23 | 62.29
2021-05-05 22:00 | 0 | 0.93259 | 0.22 | 62.27
2021-05-05 23:00 | 0 | 0.92812 | 0.19 | 59.72
2021-05-06 | 0 | 0.93778 | 0.23 | 42.635
2021-05-06 01:00 | 0 | 0.93901 | 0.2 | 57.21
2021-05-06 02:00 | 0 | 0.94584 | 0.21 | 28.63
2021-05-06 03:00 | 0 | 0.93531 | 0.2 | 51.12
2021-05-06 04:00 | 0 | 0.9258 | 0.19 | 31.245
2021-05-06 05:00 | 0 | 0.89914 | 0.25 | 24.205
2021-05-06 06:00 | 0 | 0.83146 | 0.24 | 23.495
2021-05-06 07:00 | 0 | 0.94235 | 0.23 | 32.55
2021-05-06 08:00 | 0.033846 | 0.93394 | 0.22 | 59.725
2021-05-06 09:00 | 0.17835 | 0.91774 | 0.19 | 62.42
2021-05-06 10:00 | 0.432 | 0.88796 | 0.18 | 52.125
2021-05-06 11:00 | 0.65298 | 0.58589 | 0.19 | 47.465
2021-05-06 12:00 | 0.63518 | 0.34876 | 0.18 | 39.46
2021-05-06 13:00 | 0.61119 | 0.34603 | 0.22 | 41.3
2021-05-06 14:00 | 0.58813 | 0.28581 | 0.27 | 38.265
2021-05-06 15:00 | 0.55103 | 0.24237 | 0.32 | 30.125
2021-05-06 16:00 | 0.26495 | 0.41954 | 0.31 | 45.04
2021-05-06 17:00 | 0.15215 | 0.47657 | 0.27 | 51.725
2021-05-06 18:00 | 0.034418 | 0.68559 | 0.25 | 126.19
2021-05-06 19:00 | 0 | 0.74996 | 0.21 | 258.545
2021-05-06 20:00 | 0 | 0.7145 | 0.17 | 122.815
2021-05-06 21:00 | 0 | 0.56731 | 0.14 | 100.665
2021-05-06 22:00 | 0 | 0.36771 | 0.14 | 60.945
2021-05-06 23:00 | 0 | 0.24366 | 0.13 | 57.19
2021-05-07 | 0 | 0.1537 | 0.1 | 51.86
2021-05-07 01:00 | 0 | 0.076488 | 0.09 | 52.16
2021-05-07 02:00 | 0 | 0.022733 | 0.1 | 45.05
2021-05-07 03:00 | 0 | 0.004989 | 0.11 | 35.95
2021-05-07 04:00 | 0 | 0.003198 | 0.13 | 18.79
2021-05-07 05:00 | 0 | 0.005527 | 0.14 | 14.045
2021-05-07 06:00 | 0 | 0.003634 | 0.14 | 18.855
2021-05-07 07:00 | 0 | 0.0137 | 0.13 | 29.095
2021-05-07 08:00 | 0.020199 | 0.059501 | 0.13 | 51.73
2021-05-07 09:00 | 0.30874 | 0.11446 | 0.1 | 52.125
2021-05-07 10:00 | 0.55761 | 0.14044 | 0.15 | 38.52
2021-05-07 11:00 | 0.49592 | 0.078226 | 0.12 | 42
2021-05-07 12:00 | 0.63456 | 0.20793 | 0.13 | 40.16
2021-05-07 13:00 | 0.64374 | 0.12622 | 0.2 | 40.605
2021-05-07 14:00 | 0.6959 | 0.12758 | 0.24 | 51.545
2021-05-07 15:00 | 0.74182 | 0.14918 | 0.31 | 43.72
2021-05-07 16:00 | 0.76673 | 0.1759 | 0.33 | 44.74
2021-05-07 17:00 | 0.39604 | 0.1815 | 0.32 | 61.405
2021-05-07 18:00 | 0.04025 | 0.39641 | 0.32 | 148.59
2021-05-07 19:00 | 0 | 0.59833 | 0.31 | 295.035
2021-05-07 20:00 | 0 | 0.80029 | 0.3 | 155.85
2021-05-07 21:00 | 0 | 0.68795 | 0.27 | 148.565
2021-05-07 22:00 | 0 | 0.6556 | 0.25 | 128.96
2021-05-07 23:00 | 0 | 0.61828 | 0.24 | 98.205
2021-05-08 | 0 | 0.49963 | 0.17 | 103.145
2021-05-08 01:00 | 0 | 0.74375 | 0.15 | 96.4
2021-05-08 02:00 | 0 | 0.75518 | 0.15 | 54.985
2021-05-08 03:00 | 0 | 0.67205 | 0.16 | 52.615
2021-05-08 04:00 | 0 | 0.74658 | 0.17 | 42.165
2021-05-08 05:00 | 0 | 0.90905 | 0.21 | 39.07
2021-05-08 06:00 | 0 | 0.82412 | 0.24 | 51.715
2021-05-08 07:00 | 0 | 0.88635 | 0.23 | 59.28
2021-05-08 08:00 | 0.036909 | 0.75489 | 0.27 | 65.44
2021-05-08 09:00 | 0.3021 | 0.45787 | 0.27 | 70.5
2021-05-08 10:00 | 0.61905 | 0.58997 | 0.28 | 72.625
2021-05-08 11:00 | 0.66882 | 0.83341 | 0.28 | 58.93
2021-05-08 12:00 | 0.68902 | 0.79691 | 0.25 | 74.695
2021-05-08 13:00 | 0.63069 | 0.67423 | 0.23 | 94.615
2021-05-08 14:00 | 0.6358 | 0.69742 | 0.26 | 96.195
2021-05-08 15:00 | 0.73528 | 0.77255 | 0.3 | 61.515
2021-05-08 16:00 | 0.76849 | 0.33475 | 0.34 | 70
2021-05-08 17:00 | 0.37988 | 0.40769 | 0.35 | 69.32
2021-05-08 18:00 | 0.038675 | 0.31977 | 0.35 | 89.595
2021-05-08 19:00 | 0 | 0.3557 | 0.36 | 101.835
2021-05-08 20:00 | 0 | 0.8709 | 0.36 | 95.08
2021-05-08 21:00 | 0 | 0.4759 | 0.36 | 95.775
2021-05-08 22:00 | 0 | 0.24465 | 0.36 | 90.495
2021-05-08 23:00 | 0 | 0.25795 | 0.35 | 93.45
2021-05-09 | 0 | 0.38837 | 0.35 | 82.365
2021-05-09 01:00 | 0 | 0.34331 | 0.36 | 100.91
2021-05-09 02:00 | 0 | 0.38525 | 0.36 | 75.055
2021-05-09 03:00 | 0 | 0.3617 | 0.35 | 64
2021-05-09 04:00 | 0 | 0.31917 | 0.35 | 61.87
2021-05-09 05:00 | 0 | 0.30091 | 0.36 | 62.29
2021-05-09 06:00 | 0 | 0.2218 | 0.3 | 62
2021-05-09 07:00 | 0 | 0.12004 | 0.22 | 61.87
2021-05-09 08:00 | 0.024761 | 0.044445 | 0.17 | 61.87
2021-05-09 09:00 | 0.38726 | 0.015833 | 0.1 | 61.74
2021-05-09 10:00 | 0.57458 | 0.004165 | 0.12 | 56.295
2021-05-09 11:00 | 0.70103 | 0.001822 | 0.1 | 74.91
2021-05-09 12:00 | 0.70355 | 0.000559 | 0.1 | 33.1
2021-05-09 13:00 | 0.62893 | 0.002512 | 0.12 | 2.905
2021-05-09 14:00 | 0.6574 | 0.001432 | 0.17 | -22.345
2021-05-09 15:00 | 0.74398 | 0.006285 | 0.24 | -27.3
2021-05-09 16:00 | 0.51239 | 0.029595 | 0.28 | -20.65
2021-05-09 17:00 | 0.30292 | 0.056327 | 0.28 | 42.63
2021-05-09 18:00 | 0.036716 | 0.09598 | 0.27 | 50.85
2021-05-09 19:00 | 0 | 0.094828 | 0.26 | 80.915
2021-05-09 20:00 | 0 | 0.064729 | 0.2 | 71.84
2021-05-09 21:00 | 0 | 0.083602 | 0.17 | 62.61
2021-05-09 22:00 | 0 | 0.032396 | 0.13 | 67.13
2021-05-09 23:00 | 0 | 0.075764 | 0.08 | 59.7
2021-05-10 | 0 | 0.030833 | 0.07 | 41.215
2021-05-10 01:00 | 0 | 0.037186 | 0.08 | 33.12
2021-05-10 02:00 | 0 | 0.061603 | 0.08 | -5.405
2021-05-10 03:00 | 0 | 0.14817 | 0.07 | -22.345
2021-05-10 04:00 | 0 | 0.18685 | 0.08 | -35.475
2021-05-10 05:00 | 0 | 0.16357 | 0.08 | -34.105
2021-05-10 06:00 | 0 | 0.23517 | 0.08 | -36.535
2021-05-10 07:00 | 0 | 0.3019 | 0.07 | 4.07
2021-05-10 08:00 | 0.021801 | 0.30032 | 0.08 | 35.37
2021-05-10 09:00 | 0.31762 | 0.3185 | 0.07 | 51.725
2021-05-10 10:00 | 0.54109 | 0.26159 | 0.07 | 40.95
2021-05-10 11:00 | 0.63606 | 0.20746 | 0.08 | 45.36
2021-05-10 12:00 | 0.66021 | 0.09749 | 0.08 | 46.515
2021-05-10 13:00 | 0.63494 | 0.039478 | 0.1 | -18.295
2021-05-10 14:00 | 0.6371 | 0.025445 | 0.1 | -115.135
2021-05-10 15:00 | 0.64031 | 0.004859 | 0.14 | -98.24
2021-05-10 16:00 | 0.76563 | 0 | 0.16 | 54.915
2021-05-10 17:00 | 0.39405 | 0.000967 | 0.13 | -4.16
2021-05-10 18:00 | 0.027336 | 0.004826 | 0.15 | 58.855
2021-05-10 19:00 | 0 | 0.000747 | 0.15 | 86.935
2021-05-10 20:00 | 0 | 0.001022 | 0.17 | 59.125
2021-05-10 21:00 | 0 | 0.010687 | 0.2 | 56.8
2021-05-10 22:00 | 0 | 0.015221 | 0.2 | 52.13
2021-05-10 23:00 | 0 | 0.13597 | 0.22 | 49.15
2021-05-11 | 0 | 0.29307 | 0.2 | 58.7
2021-05-11 01:00 | 0 | 0.21465 | 0.2 | 61.975
2021-05-11 02:00 | 0 | 0.10923 | 0.2 | 62.11
2021-05-11 03:00 | 0 | 0.17773 | 0.23 | 53.715
2021-05-11 04:00 | 0 | 0.16797 | 0.3 | 35.795
2021-05-11 05:00 | 0 | 0.1645 | 0.27 | 25.935
2021-05-11 06:00 | 0 | 0.26001 | 0.26 | 35.93
2021-05-11 07:00 | 0 | 0.33638 | 0.2 | 53.395
2021-05-11 08:00 | 0.027037 | 0.43239 | 0.11 | 73.64
2021-05-11 09:00 | 0.389 | 0.47718 | 0.09 | 70.045
2021-05-11 10:00 | 0.76342 | 0.34409 | 0.12 | 56.625
2021-05-11 11:00 | 0.74822 | 0.26406 | 0.13 | 41.7
2021-05-11 12:00 | 0.69068 | 0.22346 | 0.13 | 44.15
2021-05-11 13:00 | 0.62222 | 0.18414 | 0.17 | 44.245
2021-05-11 14:00 | 0.69755 | 0.23893 | 0.23 | 57.755
2021-05-11 15:00 | 0.73411 | 0.17628 | 0.28 | 56.895
2021-05-11 16:00 | 0.75724 | 0.12231 | 0.3 | 59.455
2021-05-11 17:00 | 0.33366 | 0.10295 | 0.28 | 66.165
2021-05-11 18:00 | 0.0086331 | 0.16912 | 0.26 | 132.5
2021-05-11 19:00 | 0 | 0.2127 | 0.2 | 293.005
2021-05-11 20:00 | 0 | 0.20785 | 0.21 | 129.135
2021-05-11 21:00 | 0 | 0.090994 | 0.24 | 113.095
2021-05-11 22:00 | 0 | 0.003328 | 0.22 | 60.815
2021-05-11 23:00 | 0 | 0.001663 | 0.2 | 60.85
2021-05-12 | 0 | 0.004638 | 0.2 | 60.725
2021-05-12 01:00 | 0 | 0.022229 | 0.19 | 58.94
2021-05-12 02:00 | 0 | 0.070568 | 0.19 | 52.135
2021-05-12 03:00 | 0 | 0.19935 | 0.2 | 48.96
2021-05-12 04:00 | 0 | 0.33565 | 0.24 | 42.49
2021-05-12 05:00 | 0 | 0.31606 | 0.29 | 40.815
2021-05-12 06:00 | 0 | 0.35016 | 0.3 | 45.66
2021-05-12 07:00 | 0 | 0.43831 | 0.28 | 60.905
2021-05-12 08:00 | 0.0094971 | 0.56086 | 0.25 | 86.1
2021-05-12 09:00 | 0.39527 | 0.42736 | 0.21 | 100.62
2021-05-12 10:00 | 0.71817 | 0.27699 | 0.2 | 82.66
2021-05-12 11:00 | 0.70685 | 0.16957 | 0.2 | 61.945
2021-05-12 12:00 | 0.62338 | 0.062915 | 0.19 | 47.22
2021-05-12 13:00 | 0.62144 | 0.067057 | 0.2 | 47.31
2021-05-12 14:00 | 0.64021 | 0.031871 | 0.26 | 43.375
2021-05-12 15:00 | 0.72817 | 0.030511 | 0.33 | 45.85
2021-05-12 16:00 | 0.64907 | 0.083656 | 0.34 | 51.47
2021-05-12 17:00 | 0.36079 | 0.041922 | 0.34 | 56.855
2021-05-12 18:00 | 0.024673 | 0.11284 | 0.35 | 180.185
2021-05-12 19:00 | 0 | 0.22069 | 0.34 | 1670.22
2021-05-12 20:00 | 0 | 0.41436 | 0.32 | 486.85
2021-05-12 21:00 | 0 | 0.57096 | 0.28 | 167.23
2021-05-12 22:00 | 0 | 0.57834 | 0.19 | 217.775
2021-05-12 23:00 | 0 | 0.60852 | 0.13 | 167.25
2021-05-13 | 0 | 0.57327 | 0.12 | 101.305
2021-05-13 01:00 | 0 | 0.47787 | 0.12 | 62.75
2021-05-13 02:00 | 0 | 0.46869 | 0.12 | 53.94
2021-05-13 03:00 | 0 | 0.52122 | 0.13 | 33.98
2021-05-13 04:00 | 0 | 0.56592 | 0.13 | 25.95
2021-05-13 05:00 | 0 | 0.52729 | 0.15 | 30
2021-05-13 06:00 | 0 | 0.5074 | 0.12 | 32.275
2021-05-13 07:00 | 0 | 0.54165 | 0.1 | 37.01
2021-05-13 08:00 | 0.0071875 | 0.51863 | 0.1 | 57.965
2021-05-13 09:00 | 0.3906 | 0.47718 | 0.07 | 55.07
2021-05-13 10:00 | 0.77208 | 0.2789 | 0.07 | 44.52
2021-05-13 11:00 | 0.74616 | 0.11923 | 0.08 | 46.015
2021-05-13 12:00 | 0.5812 | 0.06522 | 0.1 | 49.53
2021-05-13 13:00 | 0.62335 | 0.042697 | 0.12 | 25.39
2021-05-13 14:00 | 0.60272 | 0.008167 | 0.14 | 15.065
2021-05-13 15:00 | 0.62934 | 0.009682 | 0.2 | 49.425
2021-05-13 16:00 | 0.74847 | 0 | 0.18 | 82.285
2021-05-13 17:00 | 0.33729 | 0.008191 | 0.16 | 45.215
2021-05-13 18:00 | 0.0069877 | 0.030166 | 0.16 | 55.555
2021-05-13 19:00 | 0 | 0.18141 | 0.16 | 63.775
2021-05-13 20:00 | 0 | 0.52841 | 0.14 | 63.665
2021-05-13 21:00 | 0 | 0.562 | 0.14 | 57.85
2021-05-13 22:00 | 0 | 0.52939 | 0.14 | 56.37
2021-05-13 23:00 | 0 | 0.51502 | 0.12 | 46.65
2021-05-14 | 0 | 0.64459 | 0.11 | 41.5
2021-05-14 01:00 | 0 | 0.64886 | 0.11 | 40.795
2021-05-14 02:00 | 0 | 0.5938 | 0.11 | 32.975
2021-05-14 03:00 | 0 | 0.55839 | 0.12 | 20.83
2021-05-14 04:00 | 0 | 0.52457 | 0.12 | 6.405
2021-05-14 05:00 | 0 | 0.52398 | 0.15 | 10.005
2021-05-14 06:00 | 0 | 0.55002 | 0.15 | 23.995
2021-05-14 07:00 | 0 | 0.60064 | 0.1 | 33.915
2021-05-14 08:00 | 0.0071418 | 0.57167 | 0.12 | 56.215
2021-05-14 09:00 | 0.39559 | 0.57454 | 0.12 | 67.1
2021-05-14 10:00 | 0.77122 | 0.38973 | 0.1 | 60.185
2021-05-14 11:00 | 0.74594 | 0.19015 | 0.1 | 43.84
2021-05-14 12:00 | 0.69474 | 0.094341 | 0.09 | 48.07
2021-05-14 13:00 | 0.66608 | 0.039847 | 0.09 | 30.71
2021-05-14 14:00 | 0.6773 | 0.020808 | 0.12 | 40.635
2021-05-14 15:00 | 0.73982 | 0.005874 | 0.2 | 36.365
2021-05-14 16:00 | 0.75647 | 0.003881 | 0.2 | 16.865
2021-05-14 17:00 | 0.39379 | 0.015403 | 0.19 | 48.85
2021-05-14 18:00 | 0.0064932 | 0.053557 | 0.2 | 85.545
2021-05-14 19:00 | 0 | 0.18299 | 0.16 | 95.295
2021-05-14 20:00 | 0 | 0.38582 | 0.12 | 72.945
2021-05-14 21:00 | 0 | 0.47091 | 0.08 | 71.42
2021-05-14 22:00 | 0 | 0.60996 | 0.08 | 62.055
2021-05-14 23:00 | 0 | 0.69489 | 0.07 | 55.765
2021-05-15 | 0 | 0.6733 | 0.07 | 56.6
2021-05-15 01:00 | 0 | 0.65221 | 0.07 | 40.5
2021-05-15 02:00 | 0 | 0.60074 | 0.08 | 32.825
2021-05-15 03:00 | 0 | 0.52089 | 0.09 | 26.365
2021-05-15 04:00 | 0 | 0.42609 | 0.08 | 21.59
2021-05-15 05:00 | 0 | 0.38413 | 0.08 | 22.62
2021-05-15 06:00 | 0 | 0.32808 | 0.09 | 26.43
2021-05-15 07:00 | 0 | 0.27741 | 0.09 | 30.09
2021-05-15 08:00 | 0.0068536 | 0.19302 | 0.09 | 37.745
2021-05-15 09:00 | 0.39589 | 0.14198 | 0.1 | 60.895
2021-05-15 10:00 | 0.75285 | 0.007913 | 0.1 | 53.725
2021-05-15 11:00 | 0.73493 | 0.009434 | 0.1 | 47.49
2021-05-15 12:00 | 0.68586 | 0 | 0.12 | -2.49
2021-05-15 13:00 | 0.65946 | 0 | 0.13 | -3.225
2021-05-15 14:00 | 0.68789 | 0.007941 | 0.21 | 7.235
2021-05-15 15:00 | 0.73264 | 0 | 0.28 | 33.205
2021-05-15 16:00 | 0.75739 | 0.012147 | 0.3 | 45.245
2021-05-15 17:00 | 0.37918 | 0.055964 | 0.28 | 58.135
2021-05-15 18:00 | 0.0063286 | 0.187 | 0.28 | 169.24
2021-05-15 19:00 | 0 | 0.13642 | 0.27 | 140.09
2021-05-15 20:00 | 0 | 0.27572 | 0.26 | 63.815
2021-05-15 21:00 | 0 | 0.53231 | 0.28 | 65.455
2021-05-15 22:00 | 0 | 0.72907 | 0.28 | 60.655
2021-05-15 23:00 | 0 | 0.88197 | 0.3 | 61.66
2021-05-16 | 0 | 0.90877 | 0.27 | 62.085
2021-05-16 01:00 | 0 | 0.89307 | 0.29 | 61.715
2021-05-16 02:00 | 0 | 0.90465 | 0.3 | 60.855
2021-05-16 03:00 | 0 | 0.90337 | 0.27 | 55.79
2021-05-16 04:00 | 0 | 0.85795 | 0.3 | 48.605
2021-05-16 05:00 | 0 | 0.81864 | 0.3 | 46.39
2021-05-16 06:00 | 0 | 0.61175 | 0.28 | 44.2
2021-05-16 07:00 | 0 | 0.65629 | 0.24 | 43.95
2021-05-16 08:00 | 0.0066271 | 0.66507 | 0.22 | 56.36
2021-05-16 09:00 | 0.38181 | 0.58938 | 0.16 | 57.045
2021-05-16 10:00 | 0.74877 | 0.34158 | 0.14 | 54.925
2021-05-16 11:00 | 0.70888 | 0.19707 | 0.1 | 61.44
2021-05-16 12:00 | 0.65452 | 0.095173 | 0.12 | 42.845
2021-05-16 13:00 | 0.6403 | 0.081547 | 0.11 | 31.825
2021-05-16 14:00 | 0.676 | 0.12748 | 0.14 | 29.315
2021-05-16 15:00 | 0.7188 | 0.12517 | 0.22 | 31.525
2021-05-16 16:00 | 0.74398 | 0.092914 | 0.26 | 31.88
2021-05-16 17:00 | 0.36939 | 0.14335 | 0.27 | 39.52
2021-05-16 18:00 | 0.0057989 | 0.23354 | 0.27 | 57.09
2021-05-16 19:00 | 0 | 0.29545 | 0.26 | 92.445
2021-05-16 20:00 | 0 | 0.37162 | 0.26 | 61.2
2021-05-16 21:00 | 0 | 0.44266 | 0.26 | 61.14
2021-05-16 22:00 | 0 | 0.39786 | 0.26 | 56.87
2021-05-16 23:00 | 0 | 0.46461 | 0.26 | 59.735
2021-05-17 | 0 | 0.31111 | 0.3 | 54.05
2021-05-17 01:00 | 0 | 0.50052 | 0.27 | 61.06
2021-05-17 02:00 | 0 | 0.63109 | 0.29 | 57.045
2021-05-17 03:00 | 0 | 0.63109 | 0.31 | 54.325
2021-05-17 04:00 | 0 | 0.74828 | 0.34 | 50.18
2021-05-17 05:00 | 0 | 0.80204 | 0.35 | 48.28
2021-05-17 06:00 | 0 | 0.85976 | 0.3 | 53.32
2021-05-17 07:00 | 0 | 0.85717 | 0.3 | 65.88
2021-05-17 08:00 | 0.0057582 | 0.88019 | 0.28 | 202.51
2021-05-17 09:00 | 0.38715 | 0.8982 | 0.26 | 120.62
2021-05-17 10:00 | 0.74816 | 0.78535 | 0.24 | 67.305
2021-05-17 11:00 | 0.71856 | 0.6306 | 0.2 | 64.06
2021-05-17 12:00 | 0.65835 | 0.39375 | 0.23 | 61.18
2021-05-17 13:00 | 0.63068 | 0.41816 | 0.3 | 59.91
2021-05-17 14:00 | 0.65944 | 0.35321 | 0.31 | 52.375
2021-05-17 15:00 | 0.70362 | 0.33954 | 0.35 | 54.015
2021-05-17 16:00 | 0.73211 | 0.49281 | 0.36 | 58.35
2021-05-17 17:00 | 0.37249 | 0.62542 | 0.35 | 85.74
2021-05-17 18:00 | 0.0053102 | 0.64388 | 0.35 | 464.18
2021-05-17 19:00 | 0 | 0.70088 | 0.34 | 3302.29
2021-05-17 20:00 | 0 | 0.41667 | 0.34 | 358.485
2021-05-17 21:00 | 0 | 0.64133 | 0.33 | 235.63
2021-05-17 22:00 | 0 | 0.77456 | 0.34 | 160.445
2021-05-17 23:00 | 0 | 0.80682 | 0.32 | 125.3
2021-05-18 | 0 | 0.84424 | 0.31 | 63.43
2021-05-18 01:00 | 0 | 0.83993 | 0.3 | 101.165
2021-05-18 02:00 | 0 | 0.85379 | 0.3 | 76.2
2021-05-18 03:00 | 0 | 0.90055 | 0.29 | 63.31
2021-05-18 04:00 | 0 | 0.88591 | 0.3 | 61.765
2021-05-18 05:00 | 0 | 0.8254 | 0.31 | 57.075
2021-05-18 06:00 | 0 | 0.8628 | 0.28 | 62.42
2021-05-18 07:00 | 0 | 0.91416 | 0.24 | 82.155
2021-05-18 08:00 | 0.004571 | 0.92822 | 0.19 | 259.3
2021-05-18 09:00 | 0.37935 | 0.8383 | 0.16 | 171.945
2021-05-18 10:00 | 0.73125 | 0.76623 | 0.15 | 66.69
2021-05-18 11:00 | 0.6751 | 0.67918 | 0.16 | 62.45
2021-05-18 12:00 | 0.65748 | 0.65066 | 0.16 | 44.02
2021-05-18 13:00 | 0.63092 | 0.59615 | 0.19 | 35.75
2021-05-18 14:00 | 0.6546 | 0.48899 | 0.28 | 37.385
2021-05-18 15:00 | 0.70458 | 0.76379 | 0.33 | 39.195
2021-05-18 16:00 | 0.72933 | 0.87231 | 0.3 | 42.72
2021-05-18 17:00 | 0.34371 | 0.22751 | 0.3 | 133.595
2021-05-18 18:00 | 0.0048405 | 0.028768 | 0.3 | 1540.395
2021-05-18 19:00 | 0 | 0.15369 | 0.3 | 6229.34
2021-05-18 20:00 | 0 | 0.8482 | 0.28 | 397.45
2021-05-18 21:00 | 0 | 0.6056 | 0.25 | 109.52
2021-05-18 22:00 | 0 | 0.55597 | 0.21 | 93.88
2021-05-18 23:00 | 0 | 0.21765 | 0.16 | 75.26
2021-05-19 | 0 | 0.42152 | 0.14 | 62.09
2021-05-19 01:00 | 0 | 0.73254 | 0.14 | 62.055
2021-05-19 02:00 | 0 | 0.79381 | 0.13 | 52.45
2021-05-19 03:00 | 0 | 0.90313 | 0.13 | 35.055
2021-05-19 04:00 | 0 | 0.89136 | 0.13 | 29.14
2021-05-19 05:00 | 0 | 0.92906 | 0.17 | 20.07
2021-05-19 06:00 | 0 | 0.89927 | 0.16 | 23.745
2021-05-19 07:00 | 0 | 0.82347 | 0.1 | 33.96
2021-05-19 08:00 | 0.0019881 | 0.86394 | 0.08 | 56.74
2021-05-19 09:00 | 0.14585 | 0.81359 | 0.08 | 69.765
2021-05-19 10:00 | 0.52068 | 0.69 | 0.08 | 39.885
2021-05-19 11:00 | 0.54995 | 0.57022 | 0.08 | 41.24
2021-05-19 12:00 | 0.49989 | 0.47924 | 0.08 | 11.3
2021-05-19 13:00 | 0.58552 | 0.41432 | 0.1 | 3.695
2021-05-19 14:00 | 0.60218 | 0.2733 | 0.19 | 2.155
2021-05-19 15:00 | 0.66226 | 0.23691 | 0.27 | 6.23
2021-05-19 16:00 | 0.71034 | 0.20736 | 0.28 | 11.91
2021-05-19 17:00 | 0.35383 | 0.27839 | 0.24 | 96.4
2021-05-19 18:00 | 0.0042239 | 0.51729 | 0.22 | 208.205
2021-05-19 19:00 | 0 | 0.75027 | 0.17 | 189.265
2021-05-19 20:00 | 0 | 0.73276 | 0.13 | 61.32
2021-05-19 21:00 | 0 | 0.85325 | 0.1 | 80.84
2021-05-19 22:00 | 0 | 0.89747 | 0.09 | 60.795
2021-05-19 23:00 | 0 | 0.81298 | 0.09 | 52.7
2021-05-20 | 0 | 0.81277 | 0.1 | 32.28
2021-05-20 01:00 | 0 | 0.71135 | 0.1 | 26.38
2021-05-20 02:00 | 0 | 0.75919 | 0.11 | 20.935
2021-05-20 03:00 | 0 | 0.81714 | 0.16 | 15.845
2021-05-20 04:00 | 0 | 0.81851 | 0.21 | 9.955
2021-05-20 05:00 | 0 | 0.79029 | 0.3 | 9.845
2021-05-20 06:00 | 0 | 0.64233 | 0.31 | 7.6
2021-05-20 07:00 | 0 | 0.47733 | 0.29 | 33.315
2021-05-20 08:00 | 0.0042726 | 0.3889 | 0.28 | 88.64
2021-05-20 09:00 | 0.3658 | 0.46947 | 0.23 | 86.485
2021-05-20 10:00 | 0.65671 | 0.37849 | 0.23 | 65.835
2021-05-20 11:00 | 0.58117 | 0.33491 | 0.23 | 66.44
2021-05-20 12:00 | 0.53202 | 0.33672 | 0.27 | 51.925
2021-05-20 13:00 | 0.51198 | 0.31285 | 0.32 | 46.505
2021-05-20 14:00 | 0.59543 | 0.28089 | 0.32 | 52.785
2021-05-20 15:00 | 0.40702 | 0.28334 | 0.35 | 73.275
2021-05-20 16:00 | 0.32134 | 0.30181 | 0.36 | 147.375
2021-05-20 17:00 | 0.12454 | 0.31556 | 0.35 | 143.6
2021-05-20 18:00 | 0.0035441 | 0.39177 | 0.3 | 5.955
2021-05-20 19:00 | 0 | 0.5713 | 0.31 | 111.985
2021-05-20 20:00 | 0 | 0.68824 | 0.28 | 109.935
2021-05-20 21:00 | 0 | 0.59259 | 0.3 | 129.775
2021-05-20 22:00 | 0 | 0.5036 | 0.23 | 191.715
2021-05-20 23:00 | 0 | 0.439 | 0.22 | 86.915
2021-05-21 | 0 | 0.28111 | 0.18 | 63.525
2021-05-21 01:00 | 0 | 0.25728 | 0.16 | 62.44
2021-05-21 02:00 | 0 | 0.33563 | 0.15 | 61.205
2021-05-21 03:00 | 0 | 0.25216 | 0.16 | 56.885
2021-05-21 04:00 | 0 | 0.12184 | 0.2 | 54.115
2021-05-21 05:00 | 0 | 0.18526 | 0.24 | 40.91
2021-05-21 06:00 | 0 | 0.20645 | 0.23 | 41.875
2021-05-21 07:00 | 0 | 0.19368 | 0.17 | 66.625
2021-05-21 08:00 | 0.0034729 | 0.24636 | 0.16 | 221.79
2021-05-21 09:00 | 0.32015 | 0.1725 | 0.14 | 132.635
2021-05-21 10:00 | 0.52348 | 0.081831 | 0.15 | 60.51
2021-05-21 11:00 | 0.47386 | 0.085892 | 0.17 | 59.6
2021-05-21 12:00 | 0.54528 | 0.074717 | 0.22 | 38.635
2021-05-21 13:00 | 0.47636 | 0.066223 | 0.25 | 39.46
2021-05-21 14:00 | 0.42581 | 0.07599 | 0.3 | 42.13
2021-05-21 15:00 | 0.3293 | 0.16255 | 0.34 | 58.64
2021-05-21 16:00 | 0.41339 | 0.14174 | 0.34 | 53.315
2021-05-21 17:00 | 0.27015 | 0.19148 | 0.33 | 135.575
2021-05-21 18:00 | 0.003873 | 0.2632 | 0.32 | 208.915
2021-05-21 19:00 | 0 | 0.2873 | 0.31 | 83.905
2021-05-21 20:00 | 0 | 0.24098 | 0.29 | 144.63
2021-05-21 21:00 | 0 | 0.1894 | 0.3 | 121.72
2021-05-21 22:00 | 0 | 0.21064 | 0.2 | 72.85
2021-05-21 23:00 | 0 | 0.21407 | 0.16 | 78.57
2021-05-22 | 0 | 0.19075 | 0.12 | 83.27
2021-05-22 01:00 | 0 | 0.207 | 0.11 | 67.84
2021-05-22 02:00 | 0 | 0.11657 | 0.11 | 55.805
2021-05-22 03:00 | 0 | 0.073279 | 0.11 | 43.455
2021-05-22 04:00 | 0 | 0.054183 | 0.11 | 38.925
2021-05-22 05:00 | 0 | 0.059726 | 0.16 | 34.35
2021-05-22 06:00 | 0 | 0.21026 | 0.2 | 31.495
2021-05-22 07:00 | 0 | 0.30353 | 0.13 | 32.925
2021-05-22 08:00 | 0.0027151 | 0.28258 | 0.13 | 73.82
2021-05-22 09:00 | 0.11654 | 0.1308 | 0.12 | 113.22
2021-05-22 10:00 | 0.2392 | 0.065026 | 0.13 | 41.68
2021-05-22 11:00 | 0.23623 | 0.098268 | 0.14 | 28.255
2021-05-22 12:00 | 0.23617 | 0.094701 | 0.15 | 17.19
2021-05-22 13:00 | 0.33415 | 0.20228 | 0.17 | 4.155
2021-05-22 14:00 | 0.35536 | 0.22493 | 0.27 | 5.59
2021-05-22 15:00 | 0.16862 | 0.31545 | 0.35 | 7.275
2021-05-22 16:00 | 0.091993 | 0.3148 | 0.37 | 28.625
2021-05-22 17:00 | 0.1029 | 0.37759 | 0.34 | 56.54
2021-05-22 18:00 | 0.00062895 | 0.3243 | 0.34 | 150.49
2021-05-22 19:00 | 0 | 0.34933 | 0.31 | 256.56
2021-05-22 20:00 | 0 | 0.4938 | 0.3 | 87.755
2021-05-22 21:00 | 0 | 0.59659 | 0.25 | 75.13
2021-05-22 22:00 | 0 | 0.53573 | 0.2 | 62.115
2021-05-22 23:00 | 0 | 0.45436 | 0.1 | 72.4
2021-05-23 | 0 | 0.34859 | 0.08 | 59.03
2021-05-23 01:00 | 0 | 0.27802 | 0.08 | 50.48
2021-05-23 02:00 | 0 | 0.32022 | 0.07 | 42.915
2021-05-23 03:00 | 0 | 0.36484 | 0.07 | 33.19
2021-05-23 04:00 | 0 | 0.29331 | 0.1 | 27.11
2021-05-23 05:00 | 0 | 0.29653 | 0.1 | 24.645
2021-05-23 06:00 | 0 | 0.31102 | 0.07 | 19.515
2021-05-23 07:00 | 0 | 0.17528 | 0.07 | 23.085
2021-05-23 08:00 | 0.0032629 | 0.23439 | 0.1 | 31.495
2021-05-23 09:00 | 0.11788 | 0.21546 | 0.08 | 24.095
2021-05-23 10:00 | 0.34344 | 0.15756 | 0.08 | -10.35
2021-05-23 11:00 | 0.48516 | 0.083296 | 0.08 | -4.68
2021-05-23 12:00 | 0.4429 | 0.094246 | 0.09 | 5.9
2021-05-23 13:00 | 0.42716 | 0.084616 | 0.1 | 4.47
2021-05-23 14:00 | 0.52331 | 0.13887 | 0.17 | 1.23
2021-05-23 15:00 | 0.61854 | 0.2234 | 0.23 | 7.22
2021-05-23 16:00 | 0.69018 | 0.24453 | 0.2 | 19.625
2021-05-23 17:00 | 0.27489 | 0.24072 | 0.15 | 47.3
2021-05-23 18:00 | 0.0028892 | 0.23976 | 0.1 | 139.655
2021-05-23 19:00 | 0 | 0.23952 | 0.07 | 157.025
2021-05-23 20:00 | 0 | 0.30312 | 0.06 | 58.925
2021-05-23 21:00 | 0 | 0.31659 | 0.06 | 41.28
2021-05-23 22:00 | 0 | 0.36414 | 0.06 | 27.975
2021-05-23 23:00 | 0 | 0.34962 | 0.1 | 26.435
2021-05-24 | 0 | 0.13763 | 0.06 | 18.47
2021-05-24 01:00 | 0 | 0.1002 | 0.06 | 8.79
2021-05-24 02:00 | 0 | 0.19711 | 0.06 | 1.765
2021-05-24 03:00 | 0 | 0.13511 | 0.06 | 0.265
2021-05-24 04:00 | 0 | 0.26119 | 0.07 | 3.945
2021-05-24 05:00 | 0 | 0.43318 | 0.11 | 1.45
2021-05-24 06:00 | 0 | 0.35511 | 0.09 | 5.915
2021-05-24 07:00 | 0 | 0.5412 | 0.07 | 15.595
2021-05-24 08:00 | 0.0028456 | 0.48204 | 0.1 | 54.37
2021-05-24 09:00 | 0.20591 | 0.2859 | 0.06 | 46.03
2021-05-24 10:00 | 0.23376 | 0.097686 | 0.06 | 36.01
2021-05-24 11:00 | 0.26717 | 0.018172 | 0.06 | -40.69
2021-05-24 12:00 | 0.33522 | 0.007046 | 0.06 | -19.45
2021-05-24 13:00 | 0.39845 | 0.011252 | 0.06 | -15.66
2021-05-24 14:00 | 0.44312 | 0.023204 | 0.08 | -3.26
2021-05-24 15:00 | 0.17098 | 0.045361 | 0.13 | 27.555
2021-05-24 16:00 | 0.17167 | 0.11488 | 0.12 | 10.575
2021-05-24 17:00 | 0.15526 | 0.18774 | 0.11 | 48.76
2021-05-24 18:00 | 0.0027948 | 0.18522 | 0.09 | 71.39
2021-05-24 19:00 | 0 | 0.26657 | 0.07 | 56.225
2021-05-24 20:00 | 0 | 0.38426 | 0.06 | 54.115
2021-05-24 21:00 | 0 | 0.48635 | 0.06 | 57.425
2021-05-24 22:00 | 0 | 0.48033 | 0.06 | 35.305
2021-05-24 23:00 | 0 | 0.39746 | 0.06 | 12.81
2021-05-25 | 0 | 0.40448 | 0.06 | 0.43
2021-05-25 01:00 | 0 | 0.48472 | 0.1 | 5.675
2021-05-25 02:00 | 0 | 0.69998 | 0.06 | -12.58
2021-05-25 03:00 | 0 | 0.88243 | 0.07 | -21.57
2021-05-25 04:00 | 0 | 0.93271 | 0.07 | -27.575
2021-05-25 05:00 | 0 | 0.92378 | 0.07 | -29.44
2021-05-25 06:00 | 0 | 0.86452 | 0.06 | -20.255
2021-05-25 07:00 | 0 | 0.77953 | 0.1 | -1.385
2021-05-25 08:00 | 0.0033366 | 0.69371 | 0.06 | 41.905
2021-05-25 09:00 | 0.3625 | 0.79571 | 0.06 | 36.455
2021-05-25 10:00 | 0.73128 | 0.80165 | 0.06 | 26.095
2021-05-25 11:00 | 0.72145 | 0.7808 | 0.06 | 30.455
2021-05-25 12:00 | 0.66922 | 0.68303 | 0.07 | 30.005
2021-05-25 13:00 | 0.63732 | 0.49825 | 0.08 | 25.755
2021-05-25 14:00 | 0.66383 | 0.57785 | 0.08 | 34.595
2021-05-25 15:00 | 0.69667 | 0.54247 | 0.1 | 40.085
2021-05-25 16:00 | 0.63387 | 0.50954 | 0.1 | 45.7
2021-05-25 17:00 | 0.24668 | 0.4145 | 0.1 | 24.005
2021-05-25 18:00 | 0.001504 | 0.53808 | 0.09 | 23.46
2021-05-25 19:00 | 0 | 0.46652 | 0.08 | 23.085
2021-05-25 20:00 | 0 | 0.67188 | 0.1 | 18.105
2021-05-25 21:00 | 0 | 0.84412 | 0.07 | 25.055
2021-05-25 22:00 | 0 | 0.67964 | 0.07 | 15.57
2021-05-25 23:00 | 0 | 0.74952 | 0.06 | 36.095
2021-05-26 | 0 | 0.544 | 0.06 | 11.29
2021-05-26 01:00 | 0 | 0.40825 | 0.06 | 5.55
2021-05-26 02:00 | 0 | 0.33933 | 0.06 | -18.78
2021-05-26 03:00 | 0 | 0.19612 | 0.07 | -18.925
2021-05-26 04:00 | 0 | 0.35594 | 0.1 | -21.975
2021-05-26 05:00 | 0 | 0.31567 | 0.13 | -19.905
2021-05-26 06:00 | 0 | 0.21798 | 0.13 | -13.59
2021-05-26 07:00 | 0 | 0.17059 | 0.1 | 29.66
2021-05-26 08:00 | 0.00080416 | 0.091186 | 0.13 | 48.955
2021-05-26 09:00 | 0.15631 | 0.11562 | 0.07 | 67.12
2021-05-26 10:00 | 0.48655 | 0.099887 | 0.08 | 41.375
2021-05-26 11:00 | 0.5687 | 0.092414 | 0.08 | 29.19
2021-05-26 12:00 | 0.49362 | 0.10006 | 0.09 | 2.345
2021-05-26 13:00 | 0.36299 | 0.0953 | 0.11 | 14.435
2021-05-26 14:00 | 0.18232 | 0.093432 | 0.19 | 26.465
2021-05-26 15:00 | 0.13488 | 0.047295 | 0.26 | 40.015
2021-05-26 16:00 | 0.146 | 0.018999 | 0.29 | 52.695
2021-05-26 17:00 | 0.090007 | 0 | 0.27 | 61.145
2021-05-26 18:00 | 0.00083666 | 0 | 0.26 | 223
2021-05-26 19:00 | 0 | 0.001297 | 0.27 | 245.31
2021-05-26 20:00 | 0 | 0.001138 | 0.24 | 90.815
2021-05-26 21:00 | 0 | 0 | 0.24 | 62.07
2021-05-26 22:00 | 0 | 0.000603 | 0.24 | 64.385
2021-05-26 23:00 | 0 | 0.01539 | 0.2 | 78.925
2021-05-27 | 0 | 0.03542 | 0.2 | 65.855
2021-05-27 01:00 | 0 | 0.036602 | 0.18 | 67.86
2021-05-27 02:00 | 0 | 0.075026 | 0.2 | 64.45
2021-05-27 03:00 | 0 | 0.075179 | 0.22 | 49.96
2021-05-27 04:00 | 0 | 0.10201 | 0.26 | 19.805
2021-05-27 05:00 | 0 | 0.13802 | 0.31 | 26.94
2021-05-27 06:00 | 0 | 0.14471 | 0.29 | 39.47
2021-05-27 07:00 | 0 | 0.070034 | 0.23 | 76.865
2021-05-27 08:00 | 0.00075355 | 0.013931 | 0.2 | 168.365
2021-05-27 09:00 | 0.27244 | 0.002035 | 0.17 | 93.435
2021-05-27 10:00 | 0.60687 | 0.026364 | 0.18 | 61.115
2021-05-27 11:00 | 0.62665 | 0.028768 | 0.18 | 57.475
2021-05-27 12:00 | 0.63706 | 0.037431 | 0.18 | 41.235
2021-05-27 13:00 | 0.6056 | 0.054277 | 0.2 | 49.395
2021-05-27 14:00 | 0.62642 | 0.049698 | 0.2 | 46.825
2021-05-27 15:00 | 0.67352 | 0.027834 | 0.26 | 52.515
2021-05-27 16:00 | 0.69065 | 0.006882 | 0.27 | 47.4
2021-05-27 17:00 | 0.34532 | 0.008453 | 0.28 | 65.22
2021-05-27 18:00 | 0.002414 | 0.003358 | 0.26 | 94.555
2021-05-27 19:00 | 0 | 0.000179 | 0.25 | 139.005
2021-05-27 20:00 | 0 | 0 | 0.24 | 87.54
2021-05-27 21:00 | 0 | 0.003772 | 0.25 | 69.915
2021-05-27 22:00 | 0 | 0.029016 | 0.23 | 80.94
2021-05-27 23:00 | 0 | 0.033145 | 0.22 | 66.655
2021-05-28 | 0 | 0.025772 | 0.23 | 69.725
2021-05-28 01:00 | 0 | 0.027771 | 0.23 | 59.98
2021-05-28 02:00 | 0 | 0.073395 | 0.24 | 63.435
2021-05-28 03:00 | 0 | 0.17059 | 0.24 | 58.055
2021-05-28 04:00 | 0 | 0.23194 | 0.24 | 54.74
2021-05-28 05:00 | 0 | 0.54273 | 0.26 | 40.9
2021-05-28 06:00 | 0 | 0.57876 | 0.25 | 44.84
2021-05-28 07:00 | 0 | 0.47856 | 0.25 | 68.415
2021-05-28 08:00 | 0.0014389 | 0.57637 | 0.2 | 125.9
2021-05-28 09:00 | 0.30644 | 0.66742 | 0.17 | 113.67
2021-05-28 10:00 | 0.48287 | 0.53116 | 0.2 | 78.64
2021-05-28 11:00 | 0.52761 | 0.355 | 0.22 | 80.555
2021-05-28 12:00 | 0.60538 | 0.17506 | 0.25 | 52.46
2021-05-28 13:00 | 0.54672 | 0.18051 | 0.25 | 57.86
2021-05-28 14:00 | 0.61558 | 0.13263 | 0.3 | 64.38
2021-05-28 15:00 | 0.63224 | 0.15029 | 0.32 | 60.68
2021-05-28 16:00 | 0.52927 | 0.17644 | 0.29 | 66.835
2021-05-28 17:00 | 0.34528 | 0.27924 | 0.3 | 144.905
2021-05-28 18:00 | 0.0024576 | 0.4584 | 0.25 | -2.925
2021-05-28 19:00 | 0 | 0.55207 | 0.21 | 61.545
2021-05-28 20:00 | 0 | 0.60459 | 0.18 | 64.52
2021-05-28 21:00 | 0 | 0.60749 | 0.16 | 178.935
2021-05-28 22:00 | 0 | 0.55602 | 0.13 | 88.31
2021-05-28 23:00 | 0 | 0.56304 | 0.12 | 79.445
2021-05-29 | 0 | 0.74872 | 0.11 | 72.415
2021-05-29 01:00 | 0 | 0.84698 | 0.11 | 63.445
2021-05-29 02:00 | 0 | 0.9258 | 0.11 | 58.28
2021-05-29 03:00 | 0 | 0.95339 | 0.11 | 39.86
2021-05-29 04:00 | 0 | 0.961 | 0.11 | 11.12
2021-05-29 05:00 | 0 | 0.95141 | 0.12 | 16.835
2021-05-29 06:00 | 0 | 0.95141 | 0.12 | 16.29
2021-05-29 07:00 | 0 | 0.95581 | 0.11 | 20.04
2021-05-29 08:00 | 0.00075206 | 0.9689 | 0.1 | 43.145
2021-05-29 09:00 | 0.35712 | 0.96085 | 0.11 | 42.985
2021-05-29 10:00 | 0.73576 | 0.93052 | 0.13 | -16.62
2021-05-29 11:00 | 0.705 | 0.90073 | 0.15 | -67.055
2021-05-29 12:00 | 0.64523 | 0.92892 | 0.18 | -92.795
2021-05-29 13:00 | 0.61414 | 0.94925 | 0.2 | 2.17
2021-05-29 14:00 | 0.63829 | 0.95252 | 0.2 | 37.045
2021-05-29 15:00 | 0.68464 | 0.94228 | 0.27 | 23.88
2021-05-29 16:00 | 0.71674 | 0.94391 | 0.26 | 51.42
2021-05-29 17:00 | 0.3553 | 0.90801 | 0.25 | 116.45
2021-05-29 18:00 | 0.0016044 | 0.93702 | 0.22 | 80.895
2021-05-29 19:00 | 0 | 0.898 | 0.17 | 88.585
2021-05-29 20:00 | 0 | 0.50407 | 0.15 | 235.925
2021-05-29 21:00 | 0 | 0.29106 | 0.14 | 150.185
2021-05-29 22:00 | 0 | 0.52949 | 0.13 | 82.575
2021-05-29 23:00 | 0 | 0.53393 | 0.12 | 85.39
2021-05-30 | 0 | 0.22314 | 0.11 | 78.305
2021-05-30 01:00 | 0 | 0.086065 | 0.1 | 69.675
2021-05-30 02:00 | 0 | 0.098829 | 0.1 | 45.615
2021-05-30 03:00 | 0 | 0.16792 | 0.11 | 50.58
2021-05-30 04:00 | 0 | 0.11402 | 0.1 | 35.865
2021-05-30 05:00 | 0 | 0.11401 | 0.12 | 32.315
2021-05-30 06:00 | 0 | 0.31735 | 0.11 | -6.55
2021-05-30 07:00 | 0 | 0.25305 | 0.09 | 17.345
2021-05-30 08:00 | 0 | 0.1917 | 0.09 | 52.06
2021-05-30 09:00 | 0.367 | 0.095613 | 0.1 | 61.63
2021-05-30 10:00 | 0.74197 | 0.085473 | 0.13 | 14.515
2021-05-30 11:00 | 0.70273 | 0.14544 | 0.15 | 7.585
2021-05-30 12:00 | 0.62976 | 0.17964 | 0.2 | -27.595
2021-05-30 13:00 | 0.4664 | 0.1341 | 0.21 | -1.455
2021-05-30 14:00 | 0.20813 | 0.14044 | 0.29 | 29.07
2021-05-30 15:00 | 0.054877 | 0.19173 | 0.35 | 31.5
2021-05-30 16:00 | 0.04239 | 0.08993 | 0.34 | 38.97
2021-05-30 17:00 | 0.092194 | 0.055587 | 0.31 | 80.635
2021-05-30 18:00 | 0 | 0.12523 | 0.26 | 25.775
2021-05-30 19:00 | 0 | 0.3929 | 0.2 | 1212.805
2021-05-30 20:00 | 0 | 0.55924 | 0.17 | 863.875
2021-05-30 21:00 | 0 | 0.63639 | 0.14 | 107.97
2021-05-30 22:00 | 0 | 0.48591 | 0.12 | 44.385
2021-05-30 23:00 | 0 | 0.43256 | 0.11 | 95.99
2021-05-31 | 0 | 0.49648 | 0.1 | 63.455
2021-05-31 01:00 | 0 | 0.58762 | 0.1 | 48.3
2021-05-31 02:00 | 0 | 0.60864 | 0.1 | 37.675
2021-05-31 03:00 | 0 | 0.59898 | 0.11 | 6.99
2021-05-31 04:00 | 0 | 0.56776 | 0.1 | 3.125
2021-05-31 05:00 | 0 | 0.41611 | 0.13 | 2.155
2021-05-31 06:00 | 0 | 0.36122 | 0.13 | 0.025
2021-05-31 07:00 | 0 | 0.37955 | 0.1 | 34.89
2021-05-31 08:00 | 0 | 0.4941 | 0.11 | 98.37
2021-05-31 09:00 | 0.32331 | 0.33578 | 0.12 | 82.5
2021-05-31 10:00 | 0.57382 | 0.31591 | 0.12 | 41.275
2021-05-31 11:00 | 0.53196 | 0.27098 | 0.1 | 22.635
2021-05-31 12:00 | 0.46271 | 0.34825 | 0.18 | 28.615
2021-05-31 13:00 | 0.47984 | 0.28216 | 0.21 | 22.065
2021-05-31 14:00 | 0.4283 | 0.15167 | 0.26 | 49.41
2021-05-31 15:00 | 0.33779 | 0.096708 | 0.28 | 68.02
2021-05-31 16:00 | 0.16109 | 0.31927 | 0.27 | 82
2021-05-31 17:00 | 0.13968 | 0.5517 | 0.22 | 127.99
2021-05-31 18:00 | 0.00069587 | 0.59659 | 0.18 | 111.065
2021-05-31 19:00 | 0 | 0.55381 | 0.14 | 168.185
2021-05-31 20:00 | 0 | 0.49163 | 0.1 | 91.305
2021-05-31 21:00 | 0 | 0.46877 | 0.1 | 57.25
2021-05-31 22:00 | 0 | 0.41145 | 0.09 | 61.865
2021-05-31 23:00 | 0 | 0.26122 | 0.09 | 18.305
2021-06-01 | 0 | 0.21808 | 0.1 | 10.995
2021-06-01 01:00 | 0 | 0.2116 | 0.08 | 0.06
2021-06-01 02:00 | 0 | 0.14826 | 0.08 | -5.405
2021-06-01 03:00 | 0 | 0.096338 | 0.11 | -14.38
2021-06-01 04:00 | 0 | 0.076593 | 0.1 | -17.99
2021-06-01 05:00 | 0 | 0.1241 | 0.13 | -20.75
2021-06-01 06:00 | 0 | 0.14403 | 0.18 | -4.995
2021-06-01 07:00 | 0 | 0.15591 | 0.2 | 17.07
2021-06-01 08:00 | 0 | 0.14722 | 0.21 | 30.435
2021-06-01 09:00 | 0.13594 | 0.14891 | 0.22 | 91.47
2021-06-01 10:00 | 0.16516 | 0.082606 | 0.21 | 113.74
2021-06-01 11:00 | 0.52905 | 0.075278 | 0.19 | 101.045
2021-06-01 12:00 | 0.58739 | 0.14152 | 0.22 | 206.78
2021-06-01 13:00 | 0.56916 | 0.14663 | 0.23 | 85.76
2021-06-01 14:00 | 0.59688 | 0.080924 | 0.29 | 84.985
2021-06-01 15:00 | 0.59429 | 0.115 | 0.31 | 102.25
2021-06-01 16:00 | 0.62748 | 0.083243 | 0.27 | 135.32
2021-06-01 17:00 | 0.14669 | 0.11617 | 0.26 | 185.97
2021-06-01 18:00 | 0.00055846 | 0.15765 | 0.2 | 91.445
2021-06-01 19:00 | 0 | 0.26905 | 0.15 | 45.985
2021-06-01 20:00 | 0 | 0.26633 | 0.13 | 77.235
2021-06-01 21:00 | 0 | 0.2649 | 0.12 | 88.425
2021-06-01 22:00 | 0 | 0.36339 | 0.11 | 48.155
2021-06-01 23:00 | 0 | 0.50051 | 0.12 | -7.135
2021-06-02 | 0 | 0.40894 | 0.12 | -56.95
2021-06-02 01:00 | 0 | 0.31977 | 0.1 | -10.47
2021-06-02 02:00 | 0 | 0.23577 | 0.12 | 14.215
2021-06-02 03:00 | 0 | 0.20382 | 0.15 | 23.425
2021-06-02 04:00 | 0 | 0.20932 | 0.2 | 9.04
2021-06-02 05:00 | 0 | 0.20312 | 0.24 | 46.405
2021-06-02 06:00 | 0 | 0.22079 | 0.22 | 48.78
2021-06-02 07:00 | 0 | 0.25501 | 0.21 | 89.295
2021-06-02 08:00 | 0 | 0.16885 | 0.17 | 93.715
2021-06-02 09:00 | 0.22586 | 0.10165 | 0.16 | 130.65
2021-06-02 10:00 | 0.35386 | 0.072326 | 0.16 | 81.865
2021-06-02 11:00 | 0.45589 | 0.076903 | 0.2 | 80.495
2021-06-02 12:00 | 0.4082 | 0.031666 | 0.15 | 52.585
2021-06-02 13:00 | 0.46635 | 0.043247 | 0.21 | 18.36
2021-06-02 14:00 | 0.23509 | 0.032456 | 0.29 | 39.22
2021-06-02 15:00 | 0.21296 | 0.008537 | 0.32 | 56.99
2021-06-02 16:00 | 0.14527 | 0.016617 | 0.34 | 85.03
2021-06-02 17:00 | 0.13121 | 0.040026 | 0.34 | 108.75
2021-06-02 18:00 | 0.0010781 | 0.049362 | 0.35 | -9.07
2021-06-02 19:00 | 0 | 0.16505 | 0.35 | 100.9
2021-06-02 20:00 | 0 | 0.28477 | 0.34 | 198.41
2021-06-02 21:00 | 0 | 0.47411 | 0.33 | 189.08
2021-06-02 22:00 | 0 | 0.59266 | 0.33 | 151.415
2021-06-02 23:00 | 0 | 0.68316 | 0.29 | 162.745
2021-06-03 | 0 | 0.78532 | 0.26 | 136.025
2021-06-03 01:00 | 0 | 0.82884 | 0.2 | 139.535
2021-06-03 02:00 | 0 | 0.86099 | 0.21 | 147.8
2021-06-03 03:00 | 0 | 0.86496 | 0.21 | 89.53
2021-06-03 04:00 | 0 | 0.85792 | 0.25 | 88.46
2021-06-03 05:00 | 0 | 0.86813 | 0.3 | 79.94
2021-06-03 06:00 | 0 | 0.89955 | 0.32 | 76.625
2021-06-03 07:00 | 0 | 0.90606 | 0.31 | 93.795
2021-06-03 08:00 | 0 | 0.89298 | 0.29 | 125.015
2021-06-03 09:00 | 0.15615 | 0.84461 | 0.27 | 295.14
2021-06-03 10:00 | 0.21416 | 0.68118 | 0.24 | 181.725
2021-06-03 11:00 | 0.27196 | 0.49193 | 0.23 | 126.615
2021-06-03 12:00 | 0.37202 | 0.32336 | 0.24 | 138.885
2021-06-03 13:00 | 0.33021 | 0.18926 | 0.2 | 208.39
2021-06-03 14:00 | 0.47112 | 0.096674 | 0.21 | 169.665
2021-06-03 15:00 | 0.39478 | 0.074999 | 0.21 | 131.49
2021-06-03 16:00 | 0.59967 | 0.080421 | 0.21 | 146.88
2021-06-03 17:00 | 0.29865 | 0.083401 | 0.2 | 110.94
2021-06-03 18:00 | 0.00087134 | 0.11754 | 0.21 | 142.78
2021-06-03 19:00 | 0 | 0.21684 | 0.16 | 108.985
2021-06-03 20:00 | 0 | 0.20674 | 0.12 | 76.92
2021-06-03 21:00 | 0 | 0.32095 | 0.12 | 93.46
2021-06-03 22:00 | 0 | 0.36209 | 0.11 | 67.085
2021-06-03 23:00 | 0 | 0.39072 | 0.1 | 51.685
2021-06-04 | 0 | 0.44324 | 0.08 | 30.77
2021-06-04 01:00 | 0 | 0.46911 | 0.08 | 17.785
2021-06-04 02:00 | 0 | 0.51247 | 0.09 | 7.61
2021-06-04 03:00 | 0 | 0.57351 | 0.1 | 3.175
2021-06-04 04:00 | 0 | 0.61755 | 0.12 | 2.295
2021-06-04 05:00 | 0 | 0.60245 | 0.15 | 9.68
2021-06-04 06:00 | 0 | 0.5425 | 0.21 | 15.36
2021-06-04 07:00 | 0 | 0.4517 | 0.15 | 30.755
2021-06-04 08:00 | 0 | 0.29418 | 0.15 | 61.575
2021-06-04 09:00 | 0.34656 | 0.25183 | 0.16 | 110.6
2021-06-04 10:00 | 0.70512 | 0.18721 | 0.16 | 65.94
2021-06-04 11:00 | 0.68071 | 0.094055 | 0.16 | 46.405
2021-06-04 12:00 | 0.62608 | 0.073246 | 0.17 | 33.785
2021-06-04 13:00 | 0.59816 | 0.017794 | 0.16 | 28.4
2021-06-04 14:00 | 0.62365 | 0.014654 | 0.2 | 31.77
2021-06-04 15:00 | 0.62895 | 0.03173 | 0.32 | 43.62
2021-06-04 16:00 | 0.67367 | 0.025531 | 0.3 | 42.53
2021-06-04 17:00 | 0.32628 | 0.026364 | 0.35 | 79.55
2021-06-04 18:00 | 0.00033675 | 0.002065 | 0.36 | 174.54
2021-06-04 19:00 | 0 | 0.002773 | 0.36 | 176.905
2021-06-04 20:00 | 0 | 0.002884 | 0.36 | 165.74
2021-06-04 21:00 | 0 | 0.002884 | 0.36 | 194.36
2021-06-04 22:00 | 0 | 0.002884 | 0.35 | 217.565
2021-06-04 23:00 | 0 | 0.002612 | 0.34 | 203.395
2021-06-05 | 0 | 0 | 0.3 | 110.93
2021-06-05 01:00 | 0 | 0.001894 | 0.27 | 113.27
2021-06-05 02:00 | 0 | 0.002294 | 0.23 | 94.715
2021-06-05 03:00 | 0 | 0.002294 | 0.2 | 83.885
2021-06-05 04:00 | 0 | 0.005761 | 0.17 | 81.02
2021-06-05 05:00 | 0 | 0 | 0.16 | 59.59
2021-06-05 06:00 | 0 | 0.00082 | 0.14 | 51.92
2021-06-05 07:00 | 0 | 0.002 | 0.11 | 33.555
2021-06-05 08:00 | 0 | 0 | 0.07 | 39.2
2021-06-05 09:00 | 0.35185 | 0 | 0.06 | 58.75
2021-06-05 10:00 | 0.71985 | 0 | 0.07 | 39.06
2021-06-05 11:00 | 0.68668 | 0 | 0.1 | 29.205
2021-06-05 12:00 | 0.63549 | 0 | 0.07 | 0.46
2021-06-05 13:00 | 0.60275 | 0.0092 | 0.08 | -1.655
2021-06-05 14:00 | 0.61886 | 0 | 0.1 | -15.425
2021-06-05 15:00 | 0.67254 | 0.012629 | 0.22 | -4.015
2021-06-05 16:00 | 0.70113 | 0.012295 | 0.24 | 26.79
2021-06-05 17:00 | 0.346 | 0.054856 | 0.27 | 39.43
2021-06-05 18:00 | 0.00051649 | 0.083456 | 0.27 | 140.265
2021-06-05 19:00 | 0 | 0.11171 | 0.24 | 105.93
2021-06-05 20:00 | 0 | 0.13142 | 0.18 | 117.935
2021-06-05 21:00 | 0 | 0.17739 | 0.2 | 104.895
2021-06-05 22:00 | 0 | 0.19472 | 0.16 | 101.42
2021-06-05 23:00 | 0 | 0.20565 | 0.15 | 81.065
2021-06-06 | 0 | 0.24832 | 0.11 | 75.72
2021-06-06 01:00 | 0 | 0.26575 | 0.11 | 80.045
2021-06-06 02:00 | 0 | 0.22691 | 0.1 | 59.38
2021-06-06 03:00 | 0 | 0.1901 | 0.13 | 49.535
2021-06-06 04:00 | 0 | 0.18311 | 0.13 | 43.185
2021-06-06 05:00 | 0 | 0.2005 | 0.15 | 45.395
2021-06-06 06:00 | 0 | 0.23988 | 0.13 | 49.15
2021-06-06 07:00 | 0 | 0.28941 | 0.11 | 45.74
2021-06-06 08:00 | 0 | 0.36627 | 0.09 | 64.92
2021-06-06 09:00 | 0.17802 | 0.30922 | 0.08 | 57.055
2021-06-06 10:00 | 0.32777 | 0.24161 | 0.08 | 36.845
2021-06-06 11:00 | 0.35726 | 0.16564 | 0.08 | 21.37
2021-06-06 12:00 | 0.34887 | 0.0688 | 0.08 | 20.75
2021-06-06 13:00 | 0.41188 | 0.065822 | 0.1 | -9.665
2021-06-06 14:00 | 0.23148 | 0.087915 | 0.14 | -15.23
2021-06-06 15:00 | 0.25006 | 0.10195 | 0.23 | -16.41
2021-06-06 16:00 | 0.17509 | 0.10081 | 0.22 | 12.44
2021-06-06 17:00 | 0.06373 | 0.11617 | 0.17 | 75.31
2021-06-06 18:00 | 0.00023034 | 0.097844 | 0.13 | 226.365
2021-06-06 19:00 | 0 | 0.10753 | 0.07 | 244.105
2021-06-06 20:00 | 0 | 0.19469 | 0.06 | 93.29
2021-06-06 21:00 | 0 | 0.31022 | 0.06 | 62.29
2021-06-06 22:00 | 0 | 0.4664 | 0.06 | 59.875
2021-06-06 23:00 | 0 | 0.52703 | 0.06 | 18.92
2021-06-07 | 0 | 0.53002 | 0.06 | 6.015
2021-06-07 01:00 | 0 | 0.58762 | 0.06 | 3.165
2021-06-07 02:00 | 0 | 0.60864 | 0.1 | -10.035
2021-06-07 03:00 | 0 | 0.59898 | 0.06 | -31.27
2021-06-07 04:00 | 0 | 0.56776 | 0.07 | -30.845
2021-06-07 05:00 | 0 | 0.41611 | 0.07 | -30.895
2021-06-07 06:00 | 0 | 0.36122 | 0.07 | -24.615
2021-06-07 07:00 | 0 | 0.37955 | 0.06 | -12.53
2021-06-07 08:00 | 0 | 0.4941 | 0.07 | 21.03
2021-06-07 09:00 | 0.33416 | 0.33578 | 0.06 | 30.84
2021-06-07 10:00 | 0.71649 | 0.31591 | 0.08 | 3.1
2021-06-07 11:00 | 0.68897 | 0.27098 | 0.08 | -120.855
2021-06-07 12:00 | 0.63098 | 0.34825 | 0.07 | -123.08
2021-06-07 13:00 | 0.60074 | 0.28216 | 0.07 | -99.82
2021-06-07 14:00 | 0.56814 | 0.15167 | 0.07 | -91.63
2021-06-07 15:00 | 0.62319 | 0.096708 | 0.11 | -51.01
2021-06-07 16:00 | 0.64333 | 0.31927 | 0.13 | -32.655
2021-06-07 17:00 | 0.31542 | 0.5517 | 0.11 | 16.03
2021-06-07 18:00 | 0.00094365 | 0.59659 | 0.1 | 33.86
2021-06-07 19:00 | 0 | 0.55381 | 0.07 | 103.28
2021-06-07 20:00 | 0 | 0.49163 | 0.07 | 54.575
2021-06-07 21:00 | 0 | 0.46877 | 0.07 | 62.875
2021-06-07 22:00 | 0 | 0.41145 | 0.1 | 64.35
2021-06-07 23:00 | 0 | 0.26122 | 0.07 | 45.005
2021-06-08 | 0 | 0.21808 | 0.06 | 9.855
2021-06-08 01:00 | 0 | 0.69609 | 0.06 | 10.615
2021-06-08 02:00 | 0 | 0.64247 | 0.06 | 3.71
2021-06-08 03:00 | 0 | 0.64363 | 0.1 | -8.645
2021-06-08 04:00 | 0 | 0.60353 | 0.1 | -9.06
2021-06-08 05:00 | 0 | 0.52088 | 0.12 | 0.105
2021-06-08 06:00 | 0 | 0.45548 | 0.15 | 13.085
2021-06-08 07:00 | 0 | 0.49 | 0.17 | 24.65
2021-06-08 08:00 | 0 | 0.52728 | 0.16 | 67.785
2021-06-08 09:00 | 0.34455 | 0.56977 | 0.12 | 124.75
2021-06-08 10:00 | 0.72249 | 0.4759 | 0.1 | 160.03
2021-06-08 11:00 | 0.69165 | 0.24246 | 0.1 | 128.085
2021-06-08 12:00 | 0.63423 | 0.15402 | 0.09 | 72.87
2021-06-08 13:00 | 0.60521 | 0.045389 | 0.08 | 55.23
2021-06-08 14:00 | 0.61743 | 0.0043 | 0.1 | 52.645
2021-06-08 15:00 | 0.6805 | 0.004951 | 0.17 | 51.465
2021-06-08 16:00 | 0.71722 | 0.003283 | 0.15 | 47.78
2021-06-08 17:00 | 0.35148 | 0.000127 | 0.1 | 90.04
2021-06-08 18:00 | 0.0003816 | 0.005989 | 0.12 | 194.68
2021-06-08 19:00 | 0 | 0.002106 | 0.13 | 122.395
2021-06-08 20:00 | 0 | 0.002883 | 0.14 | 69.05
2021-06-08 21:00 | 0 | 0.005259 | 0.1 | 57.025
2021-06-08 22:00 | 0 | 0.12757 | 0.09 | 59.225
2021-06-08 23:00 | 0 | 0.31607 | 0.08 | 54.72
2021-06-09 | 0 | 0.2475 | 0.07 | 26.735
2021-06-09 01:00 | 0 | 0.22633 | 0.07 | 69.475
2021-06-09 02:00 | 0 | 0.2159 | 0.07 | 35.555
2021-06-09 03:00 | 0 | 0.21532 | 0.07 | 6.96
2021-06-09 04:00 | 0 | 0.23544 | 0.12 | 4.725
2021-06-09 05:00 | 0 | 0.30425 | 0.2 | 5.68
2021-06-09 06:00 | 0 | 0.391 | 0.2 | 1.25
2021-06-09 07:00 | 0 | 0.32294 | 0.16 | 20.54
2021-06-09 08:00 | 0 | 0.40927 | 0.09 | 94
2021-06-09 09:00 | 0.35376 | 0.40733 | 0.07 | 92.31
2021-06-09 10:00 | 0.60699 | 0.24 | 0.07 | 70.745
2021-06-09 11:00 | 0.56054 | 0.09817 | 0.07 | 57.7
2021-06-09 12:00 | 0.43739 | 0.013142 | 0.06 | 40.095
2021-06-09 13:00 | 0.50728 | 0 | 0.06 | -42.355
2021-06-09 14:00 | 0.54165 | 0.00328 | 0.09 | -32.135
2021-06-09 15:00 | 0.45597 | 0.025062 | 0.13 | -35.54
2021-06-09 16:00 | 0.50661 | 0.056568 | 0.2 | -60.305
2021-06-09 17:00 | 0.18521 | 0.061559 | 0.17 | 53.52
2021-06-09 18:00 | 3.7577e-05 | 0.013489 | 0.17 | 51.005
2021-06-09 19:00 | 0 | 0.001314 | 0.15 | 70.785
2021-06-09 20:00 | 0 | 0.000946 | 0.15 | 57.51
2021-06-09 21:00 | 0 | 0 | 0.12 | 64.945
2021-06-09 22:00 | 0 | 0 | 0.1 | 54.805
2021-06-09 23:00 | 0 | 0.010224 | 0.1 | 58.445
2021-06-10 | 0 | 0.010434 | 0.07 | 39.53
2021-06-10 01:00 | 0 | 0.015634 | 0.07 | 19.135
2021-06-10 02:00 | 0 | 0.011344 | 0.07 | 19.695
2021-06-10 03:00 | 0 | 0.007918 | 0.06 | 25.105
2021-06-10 04:00 | 0 | 0 | 0.06 | 15.03
2021-06-10 05:00 | 0 | 0.023924 | 0.08 | 9.505
2021-06-10 06:00 | 0 | 0.042466 | 0.1 | -4.27
2021-06-10 07:00 | 0 | 0.049484 | 0.09 | 15.345
2021-06-10 08:00 | 0 | 0.045678 | 0.07 | 28.48
2021-06-10 09:00 | 0.3306 | 0.035643 | 0.06 | 72.215
2021-06-10 10:00 | 0.70899 | 0.002326 | 0.06 | 85.825
2021-06-10 11:00 | 0.67851 | 0.017499 | 0.07 | 51.865
2021-06-10 12:00 | 0.62633 | 0.01026 | 0.07 | 28.27
2021-06-10 13:00 | 0.59193 | 0.003525 | 0.1 | 30.73
2021-06-10 14:00 | 0.60456 | 0.008971 | 0.16 | 38.25
2021-06-10 15:00 | 0.65174 | 0.018719 | 0.23 | 43.755
2021-06-10 16:00 | 0.69906 | 0.010393 | 0.27 | 27.765
2021-06-10 17:00 | 0.34281 | 0.000977 | 0.28 | 42.05
2021-06-10 18:00 | 0.0005909 | 0.002229 | 0.27 | 21.78
2021-06-10 19:00 | 0 | 0 | 0.28 | 566.37
2021-06-10 20:00 | 0 | 0.0016 | 0.28 | 70.395
2021-06-10 21:00 | 0 | 0.007011 | 0.26 | 59.47
2021-06-10 22:00 | 0 | 0.00697 | 0.27 | 48.17
2021-06-10 23:00 | 0 | 0.034524 | 0.27 | 75.855
2021-06-11 | 0 | 0.20121 | 0.3 | 102.415
2021-06-11 01:00 | 0 | 0.544 | 0.32 | 89.18
2021-06-11 02:00 | 0 | 0.64497 | 0.32 | 86.34
2021-06-11 03:00 | 0 | 0.70104 | 0.3 | 93.2
2021-06-11 04:00 | 0 | 0.65699 | 0.34 | 83.4
2021-06-11 05:00 | 0 | 0.64901 | 0.34 | 85.55
2021-06-11 06:00 | 0 | 0.6567 | 0.3 | 82.125
2021-06-11 07:00 | 0 | 0.66096 | 0.34 | 82.545
2021-06-11 08:00 | 0 | 0.7126 | 0.33 | 94.73
2021-06-11 09:00 | 0.3246 | 0.76522 | 0.31 | 219.085
2021-06-11 10:00 | 0.69048 | 0.72703 | 0.31 | 226.2
2021-06-11 11:00 | 0.67636 | 0.70928 | 0.31 | 112.58
2021-06-11 12:00 | 0.62392 | 0.66455 | 0.3 | 92.76
2021-06-11 13:00 | 0.58601 | 0.64696 | 0.34 | 113.58
2021-06-11 14:00 | 0.53657 | 0.61671 | 0.36 | 102.2
2021-06-11 15:00 | 0.45298 | 0.60796 | 0.36 | 132.285
2021-06-11 16:00 | 0.38601 | 0.66542 | 0.37 | 110.46
2021-06-11 17:00 | 0.24808 | 0.73353 | 0.37 | 170.135
2021-06-11 18:00 | 0.00032728 | 0.74213 | 0.37 | 326.18
2021-06-11 19:00 | 0 | 0.67462 | 0.37 | 92.97
2021-06-11 20:00 | 0 | 0.76489 | 0.36 | 75.3
2021-06-11 21:00 | 0 | 0.89787 | 0.37 | 85.375
2021-06-11 22:00 | 0 | 0.9222 | 0.37 | 46.005
2021-06-11 23:00 | 0 | 0.95226 | 0.36 | 116.835
2021-06-12 | 0 | 0.94168 | 0.4 | 119.6
2021-06-12 01:00 | 0 | 0.95887 | 0.36 | 115.345
2021-06-12 02:00 | 0 | 0.96358 | 0.36 | 87.59
2021-06-12 03:00 | 0 | 0.95745 | 0.3 | 103.25
2021-06-12 04:00 | 0 | 0.95356 | 0.33 | 87.295
2021-06-12 05:00 | 0 | 0.94612 | 0.33 | 84.13
2021-06-12 06:00 | 0 | 0.93071 | 0.32 | 81.68
2021-06-12 07:00 | 0 | 0.95053 | 0.3 | 79.055
2021-06-12 08:00 | 0 | 0.94542 | 0.27 | 78.635
2021-06-12 09:00 | 0.33158 | 0.94434 | 0.24 | 93.75
2021-06-12 10:00 | 0.66282 | 0.9011 | 0.23 | 82.055
2021-06-12 11:00 | 0.66497 | 0.95166 | 0.2 | 94.25
2021-06-12 12:00 | 0.61891 | 0.90589 | 0.25 | 89.415
2021-06-12 13:00 | 0.58364 | 0.90514 | 0.31 | 78.67
2021-06-12 14:00 | 0.6077 | 0.89059 | 0.34 | 59.25
2021-06-12 15:00 | 0.65386 | 0.81256 | 0.3 | 73.945
2021-06-12 16:00 | 0.67629 | 0.49925 | 0.35 | 96.93
2021-06-12 17:00 | 0.32187 | 0.44683 | 0.33 | 159.145
2021-06-12 18:00 | 0.00037401 | 0.74952 | 0.3 | 151.26
2021-06-12 19:00 | 0 | 0.81298 | 0.3 | 264.855
2021-06-12 20:00 | 0 | 0.71177 | 0.28 | 226.605
2021-06-12 21:00 | 0 | 0.41069 | 0.3 | 141.79
2021-06-12 22:00 | 0 | 0.32134 | 0.23 | 103.405
2021-06-12 23:00 | 0 | 0.54273 | 0.2 | 119.77
2021-06-13 | 0 | 0.57148 | 0.18 | 107.915
2021-06-13 01:00 | 0 | 0.5615 | 0.2 | 92.49
2021-06-13 02:00 | 0 | 0.54492 | 0.2 | 90.48
2021-06-13 03:00 | 0 | 0.56457 | 0.18 | 76.045
2021-06-13 04:00 | 0 | 0.56195 | 0.21 | 67.785
2021-06-13 05:00 | 0 | 0.4896 | 0.25 | 74
2021-06-13 06:00 | 0 | 0.4929 | 0.26 | 55.81
2021-06-13 07:00 | 0 | 0.47583 | 0.25 | 67.525
2021-06-13 08:00 | 0 | 0.48735 | 0.21 | 85.055
2021-06-13 09:00 | 0.032393 | 0.56318 | 0.2 | 88.515
2021-06-13 10:00 | 0.035061 | 0.51496 | 0.2 | 101.85
2021-06-13 11:00 | 0.042845 | 0.4795 | 0.19 | 80.79
2021-06-13 12:00 | 0.070362 | 0.56319 | 0.19 | 64.235
2021-06-13 13:00 | 0.075573 | 0.60749 | 0.21 | 60.785
2021-06-13 14:00 | 0.13708 | 0.61389 | 0.28 | 44.395
2021-06-13 15:00 | 0.33189 | 0.60103 | 0.3 | 42.47
2021-06-13 16:00 | 0.059515 | 0.60795 | 0.29 | 66.19
2021-06-13 17:00 | 0.25335 | 0.72359 | 0.3 | 94.65
2021-06-13 18:00 | 0.00026045 | 0.80689 | 0.21 | 92.66
2021-06-13 19:00 | 0 | 0.83327 | 0.2 | 51.27
2021-06-13 20:00 | 0 | 0.81168 | 0.21 | 67.08
2021-06-13 21:00 | 0 | 0.76476 | 0.22 | 62.385
2021-06-13 22:00 | 0 | 0.66059 | 0.22 | 84.62
2021-06-13 23:00 | 0 | 0.61492 | 0.2 | 98.855
2021-06-14 | 0 | 0.63535 | 0.17 | 112.815
2021-06-14 01:00 | 0 | 0.54797 | 0.18 | 112.52
2021-06-14 02:00 | 0 | 0.54568 | 0.18 | 109.31
2021-06-14 03:00 | 0 | 0.498 | 0.16 | 77.675
2021-06-14 04:00 | 0 | 0.4935 | 0.16 | 90.755
2021-06-14 05:00 | 0 | 0.44022 | 0.16 | 86.06
2021-06-14 06:00 | 0 | 0.37571 | 0.18 | 74.35
2021-06-14 07:00 | 0 | 0.33563 | 0.16 | 89.37
2021-06-14 08:00 | 0 | 0.34901 | 0.15 | 78.47
2021-06-14 09:00 | 0.31007 | 0.34176 | 0.14 | 115.08
2021-06-14 10:00 | 0.62408 | 0.19187 | 0.13 | 90.91
2021-06-14 11:00 | 0.56094 | 0.087764 | 0.15 | 74.58
2021-06-14 12:00 | 0.6054 | 0.014065 | 0.18 | 76.18
2021-06-14 13:00 | 0.50493 | 0.009469 | 0.21 | 55.22
2021-06-14 14:00 | 0.29138 | 0 | 0.26 | 68.235
2021-06-14 15:00 | 0.16973 | 0.003584 | 0.26 | 86.1
2021-06-14 16:00 | 0.41856 | 0.003584 | 0.27 | 105.035
2021-06-14 17:00 | 0.24687 | 0.003314 | 0.25 | 130.135
2021-06-14 18:00 | 0.00054163 | 0 | 0.25 | 72.99
2021-06-14 19:00 | 0 | 0.017051 | 0.2 | 137.59
2021-06-14 20:00 | 0 | 0.23423 | 0.22 | 61.495
2021-06-14 21:00 | 0 | 0.57269 | 0.23 | 60.615
2021-06-14 22:00 | 0 | 0.53077 | 0.21 | 99.305
2021-06-14 23:00 | 0 | 0.6314 | 0.21 | 90.67
2021-06-15 | 0 | 0.67783 | 0.21 | 103.935
2021-06-15 01:00 | 0 | 0.19001 | 0.21 | 107.36
2021-06-15 02:00 | 0 | 0.15305 | 0.21 | 83.61
2021-06-15 03:00 | 0 | 0.12758 | 0.23 | 83.385
2021-06-15 04:00 | 0 | 0.10791 | 0.25 | 59.645
2021-06-15 05:00 | 0 | 0.10586 | 0.3 | 56.945
2021-06-15 06:00 | 0 | 0.06815 | 0.27 | 77.45
2021-06-15 07:00 | 0 | 0.043195 | 0.26 | 90.175
2021-06-15 08:00 | 0 | 0.033574 | 0.24 | 151.82
2021-06-15 09:00 | 0.26767 | 0.05615 | 0.18 | 235.145
2021-06-15 10:00 | 0.62834 | 0.056914 | 0.15 | 228.265
2021-06-15 11:00 | 0.60731 | 0.099559 | 0.15 | 102.13
2021-06-15 12:00 | 0.48285 | 0.11119 | 0.16 | 74.785
2021-06-15 13:00 | 0.56824 | 0.12437 | 0.18 | 68.685
2021-06-15 14:00 | 0.4883 | 0.090183 | 0.19 | 106.295
2021-06-15 15:00 | 0.6319 | 0.068917 | 0.19 | 130.97
2021-06-15 16:00 | 0.66558 | 0.051676 | 0.18 | 126.29
2021-06-15 17:00 | 0.16822 | 0.040026 | 0.17 | 173.065
2021-06-15 18:00 | 0.0003766 | 0.060868 | 0.18 | 121.76
2021-06-15 19:00 | 0 | 0.045268 | 0.14 | 17.04
2021-06-15 20:00 | 0 | 0.048907 | 0.12 | 8.445
2021-06-15 21:00 | 0 | 0.048554 | 0.1 | 55.715
2021-06-15 22:00 | 0 | 0.03829 | 0.1 | 55.395
2021-06-15 23:00 | 0 | 0.032233 | 0.1 | 46.615
2021-06-16 | 0 | 0.023649 | 0.09 | 20.645
2021-06-16 01:00 | 0 | 0.05275 | 0.1 | 24.775
2021-06-16 02:00 | 0 | 0.086415 | 0.1 | 27.975
2021-06-16 03:00 | 0 | 0.094828 | 0.11 | 54.635
2021-06-16 04:00 | 0 | 0.064103 | 0.12 | 58.065
2021-06-16 05:00 | 0 | 0.044069 | 0.16 | 32.065
2021-06-16 06:00 | 0 | 0.022632 | 0.17 | 38.16
2021-06-16 07:00 | 0 | 0.059147 | 0.14 | 62.095
2021-06-16 08:00 | 0 | 0.16487 | 0.11 | 102.36
2021-06-16 09:00 | 0.27484 | 0.34797 | 0.1 | 121.02
2021-06-16 10:00 | 0.52574 | 0.42312 | 0.1 | 84.015
2021-06-16 11:00 | 0.38789 | 0.34988 | 0.11 | 64.215
2021-06-16 12:00 | 0.4655 | 0.24971 | 0.1 | 62.26
2021-06-16 13:00 | 0.46814 | 0.17726 | 0.12 | 56.43
2021-06-16 14:00 | 0.47722 | 0.19599 | 0.19 | 68.8
2021-06-16 15:00 | 0.28957 | 0.10829 | 0.23 | 63.525
2021-06-16 16:00 | 0.39135 | 0.11457 | 0.24 | 69.18
2021-06-16 17:00 | 0.14494 | 0.1645 | 0.24 | 123.765
2021-06-16 18:00 | 0 | 0.2578 | 0.23 | 121.515
2021-06-16 19:00 | 0 | 0.46209 | 0.2 | 87.525
2021-06-16 20:00 | 0 | 0.65201 | 0.2 | 158.445
2021-06-16 21:00 | 0 | 0.70589 | 0.16 | 108.24
2021-06-16 22:00 | 0 | 0.71534 | 0.17 | 99.62
2021-06-16 23:00 | 0 | 0.83112 | 0.16 | 115.835
2021-06-17 | 0 | 0.87639 | 0.13 | 77.4
2021-06-17 01:00 | 0 | 0.88447 | 0.1 | 79.51
2021-06-17 02:00 | 0 | 0.88029 | 0.12 | 96.62
2021-06-17 03:00 | 0 | 0.90606 | 0.13 | 79.855
2021-06-17 04:00 | 0 | 0.92382 | 0.17 | 67.165
2021-06-17 05:00 | 0 | 0.94732 | 0.23 | 66.065
2021-06-17 06:00 | 0 | 0.95778 | 0.25 | 78.125
2021-06-17 07:00 | 0 | 0.95706 | 0.26 | 110.59
2021-06-17 08:00 | 0 | 0.9618 | 0.24 | 208.165
2021-06-17 09:00 | 0.30109 | 0.93645 | 0.22 | 266.91
2021-06-17 10:00 | 0.66329 | 0.84433 | 0.21 | 211.835
2021-06-17 11:00 | 0.64853 | 0.69726 | 0.19 | 116.475
2021-06-17 12:00 | 0.60051 | 0.52491 | 0.21 | 117.835
2021-06-17 13:00 | 0.56732 | 0.37545 | 0.2 | 133.065
2021-06-17 14:00 | 0.58714 | 0.36292 | 0.24 | 70.765
2021-06-17 15:00 | 0.63397 | 0.24953 | 0.23 | 202.2
2021-06-17 16:00 | 0.66477 | 0.3558 | 0.25 | 118.975
2021-06-17 17:00 | 0.32761 | 0.37668 | 0.24 | 179.855
2021-06-17 18:00 | 0.00075779 | 0.53881 | 0.22 | 138.51
2021-06-17 19:00 | 0 | 0.49941 | 0.21 | 182.105
2021-06-17 20:00 | 0 | 0.68933 | 0.2 | 188.685
2021-06-17 21:00 | 0 | 0.90158 | 0.17 | 94.605
2021-06-17 22:00 | 0 | 0.94602 | 0.15 | 106.945
2021-06-17 23:00 | 0 | 0.95487 | 0.13 | 91.93
2021-06-18 | 0 | 0.95927 | 0.11 | 103.475
2021-06-18 01:00 | 0 | 0.95471 | 0.11 | 92.02
2021-06-18 02:00 | 0 | 0.9463 | 0.1 | 88.645
2021-06-18 03:00 | 0 | 0.90957 | 0.11 | 77.01
2021-06-18 04:00 | 0 | 0.95258 | 0.12 | 68.25
2021-06-18 05:00 | 0 | 0.94689 | 0.18 | 50.8
2021-06-18 06:00 | 0 | 0.96791 | 0.21 | 39.945
2021-06-18 07:00 | 0 | 0.94894 | 0.2 | 62.29
2021-06-18 08:00 | 0 | 0.96593 | 0.16 | 110.86
2021-06-18 09:00 | 0.32022 | 0.96009 | 0.11 | 163.925
2021-06-18 10:00 | 0.6915 | 0.95098 | 0.1 | 122.215
2021-06-18 11:00 | 0.67822 | 0.92983 | 0.1 | 108.48
2021-06-18 12:00 | 0.61977 | 0.9246 | 0.1 | 63.725
2021-06-18 13:00 | 0.58506 | 0.9087 | 0.12 | -20.49
2021-06-18 14:00 | 0.60723 | 0.84133 | 0.12 | -3.755
2021-06-18 15:00 | 0.59435 | 0.55658 | 0.18 | -84.945
2021-06-18 16:00 | 0.68244 | 0.52959 | 0.22 | -103.875
2021-06-18 17:00 | 0.32195 | 0.49717 | 0.22 | 16.125
2021-06-18 18:00 | 0.00014379 | 0.34358 | 0.23 | 99.58
2021-06-18 19:00 | 0 | 0.16628 | 0.23 | 143.355
2021-06-18 20:00 | 0 | 0.059696 | 0.22 | 90.95
2021-06-18 21:00 | 0 | 0.062717 | 0.23 | 108.7
2021-06-18 22:00 | 0 | 0.26183 | 0.24 | 105.655
2021-06-18 23:00 | 0 | 0.25791 | 0.23 | 118.37
2021-06-19 | 0 | 0.10408 | 0.21 | 91.46
2021-06-19 01:00 | 0 | 0.15042 | 0.21 | 87.82
2021-06-19 02:00 | 0 | 0.063448 | 0.23 | 69.635
2021-06-19 03:00 | 0 | 0.084833 | 0.22 | 99.845
2021-06-19 04:00 | 0 | 0.11469 | 0.22 | 90.685
2021-06-19 05:00 | 0 | 0.18185 | 0.23 | 95.47
2021-06-19 06:00 | 0 | 0.23099 | 0.24 | 88.42
2021-06-19 07:00 | 0 | 0.33638 | 0.21 | 102.26
2021-06-19 08:00 | 0 | 0.47611 | 0.18 | 97.845
2021-06-19 09:00 | 0.28377 | 0.5701 | 0.19 | 117.855
2021-06-19 10:00 | 0.67434 | 0.67453 | 0.21 | 92.68
2021-06-19 11:00 | 0.58476 | 0.90046 | 0.22 | 76.965
2021-06-19 12:00 | 0.36908 | 0.85906 | 0.23 | 76.435
2021-06-19 13:00 | 0.19084 | 0.47827 | 0.25 | 93.69
2021-06-19 14:00 | 0.32038 | 0.30856 | 0.32 | 80.85
2021-06-19 15:00 | 0.30769 | 0.37408 | 0.34 | 85.185
2021-06-19 16:00 | 0.2186 | 0.77889 | 0.35 | 81.905
2021-06-19 17:00 | 0.19322 | 0.648 | 0.3 | 127.05
2021-06-19 18:00 | 0.00074419 | 0.47409 | 0.33 | 158.275
2021-06-19 19:00 | 0 | 0.5627 | 0.33 | 250.43
2021-06-19 20:00 | 0 | 0.76582 | 0.3 | 137.285
2021-06-19 21:00 | 0 | 0.69449 | 0.34 | 123.655
2021-06-19 22:00 | 0 | 0.61753 | 0.35 | 100.2
2021-06-19 23:00 | 0 | 0.62343 | 0.35 | 92.45
2021-06-20 | 0 | 0.82474 | 0.35 | 90.335
2021-06-20 01:00 | 0 | 0.87105 | 0.34 | 115.11
2021-06-20 02:00 | 0 | 0.88937 | 0.32 | 114.755
2021-06-20 03:00 | 0 | 0.89043 | 0.3 | 102.46
2021-06-20 04:00 | 0 | 0.90127 | 0.31 | 113.11
2021-06-20 05:00 | 0 | 0.90834 | 0.33 | 127.27
2021-06-20 06:00 | 0 | 0.90788 | 0.3 | 132.595
2021-06-20 07:00 | 0 | 0.93661 | 0.29 | 116.73
2021-06-20 08:00 | 0 | 0.94666 | 0.25 | 134.39
2021-06-20 09:00 | 0.11742 | 0.94456 | 0.21 | 135.675
2021-06-20 10:00 | 0.44806 | 0.86028 | 0.21 | 104.97
2021-06-20 11:00 | 0.64046 | 0.92217 | 0.26 | 97.27
2021-06-20 12:00 | 0.56334 | 0.94737 | 0.29 | 95.515
2021-06-20 13:00 | 0.4539 | 0.95126 | 0.3 | 90.22
2021-06-20 14:00 | 0.40998 | 0.72092 | 0.3 | 104.29
2021-06-20 15:00 | 0.53856 | 0.45746 | 0.36 | 119.98
2021-06-20 16:00 | 0.47606 | 0.4614 | 0.36 | 137.055
2021-06-20 17:00 | 0.17684 | 0.51258 | 0.35 | 149.445
2021-06-20 18:00 | 0.00040433 | 0.52475 | 0.34 | 137.55
2021-06-20 19:00 | 0 | 0.55958 | 0.32 | 246.455
2021-06-20 20:00 | 0 | 0.61643 | 0.31 | 281.88
2021-06-20 21:00 | 0 | 0.62909 | 0.31 | 170.22
2021-06-20 22:00 | 0 | 0.47108 | 0.29 | 123.42
2021-06-20 23:00 | 0 | 0.37699 | 0.26 | 137.525
2021-06-21 | 0 | 0.33638 | 0.24 | 145.44
2021-06-21 01:00 | 0 | 0.34127 | 0.22 | 141.85
2021-06-21 02:00 | 0 | 0.2333 | 0.2 | 145.855
2021-06-21 03:00 | 0 | 0.10474 | 0.21 | 143.765
2021-06-21 04:00 | 0 | 0.26376 | 0.24 | 145.925
2021-06-21 05:00 | 0 | 0.32249 | 0.26 | 163.635
2021-06-21 06:00 | 0 | 0.3377 | 0.27 | 121.525
2021-06-21 07:00 | 0 | 0.64474 | 0.24 | 209.75
2021-06-21 08:00 | 0 | 0.76722 | 0.22 | 228.965
2021-06-21 09:00 | 0.09784 | 0.89549 | 0.19 | 215.43
2021-06-21 10:00 | 0.34199 | 0.86915 | 0.2 | 176.795
2021-06-21 11:00 | 0.26523 | 0.85425 | 0.2 | 120.77
2021-06-21 12:00 | 0.22753 | 0.85105 | 0.21 | 101.77
2021-06-21 13:00 | 0.34624 | 0.9226 | 0.22 | 105.66
2021-06-21 14:00 | 0.34305 | 0.9226 | 0.26 | 110.96
2021-06-21 15:00 | 0.27758 | 0.81162 | 0.3 | 119.575
2021-06-21 16:00 | 0.43476 | 0.54395 | 0.3 | 149.335
2021-06-21 17:00 | 0.20659 | 0.51108 | 0.25 | 152.1
2021-06-21 18:00 | 0.00030461 | 0.61365 | 0.23 | 1274.96
2021-06-21 19:00 | 0 | 0.68118 | 0.2 | 799.55
2021-06-21 20:00 | 0 | 0.68788 | 0.16 | 155.76
2021-06-21 21:00 | 0 | 0.71929 | 0.12 | 130.985
2021-06-21 22:00 | 0 | 0.73817 | 0.11 | 97.035
2021-06-21 23:00 | 0 | 0.70987 | 0.09 | 87.365
2021-06-22 | 0 | 0.60601 | 0.07 | 93.995
2021-06-22 01:00 | 0 | 0.56601 | 0.07 | 85.505
2021-06-22 02:00 | 0 | 0.46572 | 0.07 | 75.9
2021-06-22 03:00 | 0 | 0.29552 | 0.08 | 55.465
2021-06-22 04:00 | 0 | 0.3186 | 0.1 | 47.695
2021-06-22 05:00 | 0 | 0.27693 | 0.13 | 44.44
2021-06-22 06:00 | 0 | 0.22962 | 0.14 | 55.15
2021-06-22 07:00 | 0 | 0.17739 | 0.12 | 14.345
2021-06-22 08:00 | 0 | 0.082682 | 0.1 | 30.045
2021-06-22 09:00 | 0.18835 | 0.041816 | 0.1 | 137.865
2021-06-22 10:00 | 0.6183 | 0.015234 | 0.1 | 128.44
2021-06-22 11:00 | 0.37694 | 0.027107 | 0.11 | 92.63
2021-06-22 12:00 | 0.23097 | 0.009444 | 0.11 | 12.87
2021-06-22 13:00 | 0.25301 | 0.040098 | 0.12 | 25.945
2021-06-22 14:00 | 0.22455 | 0.11527 | 0.14 | 97.175
2021-06-22 15:00 | 0.11633 | 0.17042 | 0.16 | 105.92
2021-06-22 16:00 | 0.37786 | 0.16078 | 0.16 | 111.125
2021-06-22 17:00 | 0.26119 | 0.12165 | 0.2 | 108.72
2021-06-22 18:00 | 0.00057586 | 0.18222 | 0.14 | 99.565
2021-06-22 19:00 | 0 | 0.14634 | 0.13 | 120.745
2021-06-22 20:00 | 0 | 0.14477 | 0.11 | 81.28
2021-06-22 21:00 | 0 | 0.11449 | 0.09 | 78.795
2021-06-22 22:00 | 0 | 0.07195 | 0.07 | 92.945
2021-06-22 23:00 | 0 | 0.020927 | 0.06 | 78
2021-06-23 | 0 | 0.003988 | 0.06 | 58.145
2021-06-23 01:00 | 0 | 0.010338 | 0.06 | 44.65
2021-06-23 02:00 | 0 | 0.002282 | 0.06 | 38.2
2021-06-23 03:00 | 0 | 0 | 0.1 | 29.48
2021-06-23 04:00 | 0 | 0 | 0.08 | 23.84
2021-06-23 05:00 | 0 | 0.001107 | 0.11 | 25.095
2021-06-23 06:00 | 0 | 0.003127 | 0.13 | 37.07
2021-06-23 07:00 | 0 | 0 | 0.14 | 45.935
2021-06-23 08:00 | 0 | 0.010766 | 0.11 | 97.825
2021-06-23 09:00 | 0.080712 | 0 | 0.1 | 93.765
2021-06-23 10:00 | 0.32991 | 0.005301 | 0.06 | 101.09
2021-06-23 11:00 | 0.40444 | 0 | 0.07 | 85.585
2021-06-23 12:00 | 0.41525 | 0.005086 | 0.07 | 91.735
2021-06-23 13:00 | 0.36117 | 0.015713 | 0.07 | 85.31
2021-06-23 14:00 | 0.46494 | 0.00191 | 0.08 | 86.815
2021-06-23 15:00 | 0.46572 | 0.017428 | 0.14 | 87.38
2021-06-23 16:00 | 0.48915 | 0.008988 | 0.16 | 76.9
2021-06-23 17:00 | 0.25404 | 0.011004 | 0.2 | 87.935
2021-06-23 18:00 | 0.0010136 | 0.040633 | 0.12 | 131.77
2021-06-23 19:00 | 0 | 0.083657 | 0.1 | 110.065
2021-06-23 20:00 | 0 | 0.12842 | 0.09 | 85.4
2021-06-23 21:00 | 0 | 0.12712 | 0.07 | 83.43
2021-06-23 22:00 | 0 | 0.124 | 0.07 | 80.545
2021-06-23 23:00 | 0 | 0.11425 | 0.06 | 83.595
2021-06-24 | 0 | 0.075309 | 0.06 | 76.905
2021-06-24 01:00 | 0 | 0.045482 | 0.06 | 63.72
2021-06-24 02:00 | 0 | 0.068215 | 0.06 | 44.785
2021-06-24 03:00 | 0 | 0.067956 | 0.07 | 39.86
2021-06-24 04:00 | 0 | 0.077348 | 0.07 | 33.615
2021-06-24 05:00 | 0 | 0.085379 | 0.12 | 33.655
2021-06-24 06:00 | 0 | 0.079947 | 0.14 | 40.37
2021-06-24 07:00 | 0 | 0.089479 | 0.1 | 64.135
2021-06-24 08:00 | 0 | 0.095779 | 0.1 | 135.81
2021-06-24 09:00 | 0.32464 | 0.097712 | 0.09 | 161.56
2021-06-24 10:00 | 0.69286 | 0.029324 | 0.1 | 73.09
2021-06-24 11:00 | 0.67502 | 0.016326 | 0.09 | 83.11
2021-06-24 12:00 | 0.62095 | 0.024659 | 0.1 | 88.235
2021-06-24 13:00 | 0.58319 | 0.05528 | 0.11 | 114.905
2021-06-24 14:00 | 0.56437 | 0.024458 | 0.12 | 89.29
2021-06-24 15:00 | 0.64012 | 0.024458 | 0.17 | 44.17
2021-06-24 16:00 | 0.67232 | 0.016947 | 0.2 | 104.88
2021-06-24 17:00 | 0.33452 | 0.009458 | 0.2 | 73.905
2021-06-24 18:00 | 0.0013449 | 0.002166 | 0.22 | 87.405
2021-06-24 19:00 | 0 | 0.012435 | 0.21 | 121.405
2021-06-24 20:00 | 0 | 0.047134 | 0.19 | 90.49
2021-06-24 21:00 | 0 | 0.11554 | 0.2 | 121.445
2021-06-24 22:00 | 0 | 0.0966 | 0.2 | 108.805
2021-06-24 23:00 | 0 | 0.054757 | 0.2 | 99.145
2021-06-25 | 0 | 0.072965 | 0.13 | 96.315
2021-06-25 01:00 | 0 | 0.077134 | 0.12 | 149.275
2021-06-25 02:00 | 0 | 0.04581 | 0.14 | 105.85
2021-06-25 03:00 | 0 | 0.023369 | 0.15 | 85.76
2021-06-25 04:00 | 0 | 0.017747 | 0.17 | 69.79
2021-06-25 05:00 | 0 | 0.020218 | 0.19 | 95.975
2021-06-25 06:00 | 0 | 0.030414 | 0.21 | 104.665
2021-06-25 07:00 | 0 | 0.029967 | 0.18 | 168.99
2021-06-25 08:00 | 0 | 0.026559 | 0.2 | 88.83
2021-06-25 09:00 | 0.30878 | 0.021858 | 0.14 | 131.43
2021-06-25 10:00 | 0.51371 | 0.025395 | 0.12 | 99.745
2021-06-25 11:00 | 0.59743 | 0 | 0.11 | 118.985
2021-06-25 12:00 | 0.57884 | 0.003584 | 0.11 | 99.435
2021-06-25 13:00 | 0.55383 | 0.002112 | 0.12 | 89.75
2021-06-25 14:00 | 0.56946 | 0.005512 | 0.13 | 42.745
2021-06-25 15:00 | 0.63174 | 0.002246 | 0.16 | -16.315
2021-06-25 16:00 | 0.666 | 0.002246 | 0.18 | 50.345
2021-06-25 17:00 | 0.3297 | 0 | 0.17 | 62.745
2021-06-25 18:00 | 0.000968 | 0.007099 | 0.17 | 93.67
2021-06-25 19:00 | 0 | 0.003485 | 0.19 | 131.26
2021-06-25 20:00 | 0 | 0.004143 | 0.19 | 93.37
2021-06-25 21:00 | 0 | 0.011462 | 0.17 | 83.45
2021-06-25 22:00 | 0 | 0.026614 | 0.17 | 102.685
2021-06-25 23:00 | 0 | 0.19036 | 0.17 | 106.075
2021-06-26 | 0 | 0.49408 | 0.16 | 87.91
2021-06-26 01:00 | 0 | 0.52276 | 0.18 | 85.525
2021-06-26 02:00 | 0 | 0.50827 | 0.19 | 87.635
2021-06-26 03:00 | 0 | 0.52596 | 0.22 | 60.56
2021-06-26 04:00 | 0 | 0.51452 | 0.26 | 51.735
2021-06-26 05:00 | 0 | 0.60526 | 0.28 | 50.31
2021-06-26 06:00 | 0 | 0.58519 | 0.28 | 66.64
2021-06-26 07:00 | 0 | 0.59393 | 0.24 | 89.96
2021-06-26 08:00 | 0 | 0.53879 | 0.19 | 85.175
2021-06-26 09:00 | 0.23545 | 0.42762 | 0.15 | 83.98
2021-06-26 10:00 | 0.35923 | 0.40099 | 0.13 | 86.31
2021-06-26 11:00 | 0.38127 | 0.30973 | 0.13 | 61.51
2021-06-26 12:00 | 0.483 | 0.19108 | 0.12 | 57.73
2021-06-26 13:00 | 0.48483 | 0.06929 | 0.12 | 46.385
2021-06-26 14:00 | 0.4129 | 0.012349 | 0.16 | 32.17
2021-06-26 15:00 | 0.40486 | 0.003153 | 0.23 | 33.635
2021-06-26 16:00 | 0.60367 | 0.012533 | 0.25 | 44.42
2021-06-26 17:00 | 0.31191 | 0 | 0.2 | 60.105
2021-06-26 18:00 | 0.0015437 | 0.013226 | 0.2 | 92.885
2021-06-26 19:00 | 0 | 0.000621 | 0.18 | 109.605
2021-06-26 20:00 | 0 | 0.001049 | 0.2 | 58.93
2021-06-26 21:00 | 0 | 0 | 0.2 | 83.665
2021-06-26 22:00 | 0 | 0.027059 | 0.15 | 79.595
2021-06-26 23:00 | 0 | 0.11477 | 0.15 | 59.75
2021-06-27 | 0 | 0.096227 | 0.16 | 54.655
2021-06-27 01:00 | 0 | 0.065517 | 0.17 | 55.18
2021-06-27 02:00 | 0 | 0.041713 | 0.2 | 45.91
2021-06-27 03:00 | 0 | 0.022499 | 0.25 | 47.335
2021-06-27 04:00 | 0 | 0.040394 | 0.28 | 46.85
2021-06-27 05:00 | 0 | 0.077092 | 0.29 | 88.37
2021-06-27 06:00 | 0 | 0.10018 | 0.29 | 98.215
2021-06-27 07:00 | 0 | 0.11184 | 0.3 | 109.995
2021-06-27 08:00 | 0 | 0.10244 | 0.3 | 94.185
2021-06-27 09:00 | 0.31346 | 0.15677 | 0.29 | 81.53
2021-06-27 10:00 | 0.68382 | 0.17645 | 0.28 | 142.005
2021-06-27 11:00 | 0.66333 | 0.13635 | 0.28 | 118.765
2021-06-27 12:00 | 0.61077 | 0.06964 | 0.32 | 121.015
2021-06-27 13:00 | 0.57666 | 0.029891 | 0.34 | 106.655
2021-06-27 14:00 | 0.60051 | 0.016239 | 0.36 | 94.8
2021-06-27 15:00 | 0.6472 | 0.001949 | 0.4 | 106.89
2021-06-27 16:00 | 0.66305 | 0 | 0.37 | 107.82
2021-06-27 17:00 | 0.33789 | 0.017183 | 0.37 | 115.385
2021-06-27 18:00 | 0.001599 | 0.038334 | 0.36 | 102.19
2021-06-27 19:00 | 0 | 0.037771 | 0.36 | 179.045
2021-06-27 20:00 | 0 | 0.21817 | 0.35 | 105.835
2021-06-27 21:00 | 0 | 0.51666 | 0.35 | 142.52
2021-06-27 22:00 | 0 | 0.56902 | 0.3 | 99.36
2021-06-27 23:00 | 0 | 0.67259 | 0.3 | 111.3
2021-06-28 | 0 | 0.73974 | 0.3 | 120.15
2021-06-28 01:00 | 0 | 0.54985 | 0.21 | 133.715
2021-06-28 02:00 | 0 | 0.55493 | 0.2 | 123.37
2021-06-28 03:00 | 0 | 0.6084 | 0.16 | 98.61
2021-06-28 04:00 | 0 | 0.68664 | 0.18 | 89.715
2021-06-28 05:00 | 0 | 0.7402 | 0.19 | 62.055
2021-06-28 06:00 | 0 | 0.72631 | 0.19 | 69.505
2021-06-28 07:00 | 0 | 0.8101 | 0.16 | 69.78
2021-06-28 08:00 | 0 | 0.79635 | 0.1 | 83.715
2021-06-28 09:00 | 0.32381 | 0.71404 | 0.12 | 90.915
2021-06-28 10:00 | 0.66108 | 0.46894 | 0.13 | 81.28
2021-06-28 11:00 | 0.64793 | 0.21201 | 0.13 | 51.52
2021-06-28 12:00 | 0.61848 | 0.15621 | 0.16 | -34.355
2021-06-28 13:00 | 0.58021 | 0.14799 | 0.17 | 8.485
2021-06-28 14:00 | 0.60047 | 0.15237 | 0.2 | 45.93
2021-06-28 15:00 | 0.64509 | 0.13697 | 0.28 | 53.665
2021-06-28 16:00 | 0.67731 | 0.16221 | 0.27 | 68.155
2021-06-28 17:00 | 0.3343 | 0.28374 | 0.23 | 100.5
2021-06-28 18:00 | 0.0013913 | 0.38741 | 0.17 | 157.33
2021-06-28 19:00 | 0 | 0.45115 | 0.13 | 206.705
2021-06-28 20:00 | 0 | 0.50102 | 0.11 | 77.235
2021-06-28 21:00 | 0 | 0.44266 | 0.1 | 75.52
2021-06-28 22:00 | 0 | 0.38935 | 0.09 | 75.84
2021-06-28 23:00 | 0 | 0.35539 | 0.07 | 64.845
2021-06-29 | 0 | 0.39603 | 0.06 | 23.77
2021-06-29 01:00 | 0 | 0.91241 | 0.06 | 77.94
2021-06-29 02:00 | 0 | 0.9411 | 0.06 | 69.335
2021-06-29 03:00 | 0 | 0.96273 | 0.1 | 55.78
2021-06-29 04:00 | 0 | 0.9646 | 0.08 | 45.89
2021-06-29 05:00 | 0 | 0.91939 | 0.11 | 43.895
2021-06-29 06:00 | 0 | 0.96167 | 0.14 | 48.765
2021-06-29 07:00 | 0 | 0.95209 | 0.15 | 47.955
2021-06-29 08:00 | 0 | 0.92545 | 0.15 | 59.22
2021-06-29 09:00 | 0.33066 | 0.86709 | 0.1 | 78.235
2021-06-29 10:00 | 0.71448 | 0.51193 | 0.08 | 72.72
2021-06-29 11:00 | 0.69681 | 0.2248 | 0.1 | 64.08
2021-06-29 12:00 | 0.63631 | 0.098625 | 0.11 | 50.865
2021-06-29 13:00 | 0.59942 | 0.04145 | 0.13 | 50.37
2021-06-29 14:00 | 0.62364 | 0.044935 | 0.2 | 45.505
2021-06-29 15:00 | 0.67886 | 0.062764 | 0.22 | 43.87
2021-06-29 16:00 | 0.71278 | 0.040607 | 0.2 | 59.245
2021-06-29 17:00 | 0.35269 | 0.036746 | 0.19 | 110.1
2021-06-29 18:00 | 0.0024756 | 0.036615 | 0.14 | 106.165
2021-06-29 19:00 | 0 | 0.075509 | 0.11 | 88.665
2021-06-29 20:00 | 0 | 0.082605 | 0.08 | 85.66
2021-06-29 21:00 | 0 | 0.090937 | 0.07 | 70.015
2021-06-29 22:00 | 0 | 0.1421 | 0.06 | 62.155
2021-06-29 23:00 | 0 | 0.23105 | 0.05 | 49.575
2021-06-30 | 0 | 0.24743 | 0.05 | 45.74
2021-06-30 01:00 | 0 | 0.074986 | 0.1 | 30.655
2021-06-30 02:00 | 0 | 0.10245 | 0.05 | 14.605
2021-06-30 03:00 | 0 | 0.1203 | 0.06 | 9.69
2021-06-30 04:00 | 0 | 0.16936 | 0.07 | 12.73
2021-06-30 05:00 | 0 | 0.16532 | 0.1 | 7.57
2021-06-30 06:00 | 0 | 0.18839 | 0.13 | 17.425
2021-06-30 07:00 | 0 | 0.25802 | 0.11 | 42.92
2021-06-30 08:00 | 0 | 0.19469 | 0.1 | 62.435
2021-06-30 09:00 | 0.28533 | 0.12386 | 0.11 | 93.175
2021-06-30 10:00 | 0.69666 | 0.15406 | 0.09 | 82.63
2021-06-30 11:00 | 0.66837 | 0.13275 | 0.09 | 80.545
2021-06-30 12:00 | 0.60044 | 0.096674 | 0.12 | 90.905
2021-06-30 13:00 | 0.44416 | 0.088514 | 0.16 | 56.2
2021-06-30 14:00 | 0.54057 | 0.14137 | 0.24 | 38.4
2021-06-30 15:00 | 0.54885 | 0.21973 | 0.32 | 45.21
2021-06-30 16:00 | 0.60839 | 0.32499 | 0.33 | 60.235
2021-06-30 17:00 | 0.28303 | 0.34701 | 0.34 | 133.26
2021-06-30 18:00 | 0.0024076 | 0.35206 | 0.33 | 124.52
2021-06-30 19:00 | 0 | 0.38358 | 0.33 | 163.595
2021-06-30 20:00 | 0 | 0.47276 | 0.35 | 112.355
2021-06-30 21:00 | 0 | 0.43101 | 0.35 | 95.51
2021-06-30 22:00 | 0 | 0.50733 | 0.33 | 93.17
2021-06-30 23:00 | 0 | 0.51367 | 0.33 | 103.735
2021-07-01 | 0 | 0.51973 | 0.34 | 88.045
2021-07-01 01:00 | 0 | 0.54891 | 0.35 | 102.24
2021-07-01 02:00 | 0 | 0.59423 | 0.35 | 95.35
2021-07-01 03:00 | 0 | 0.78782 | 0.35 | 97.565
2021-07-01 04:00 | 0 | 0.90508 | 0.35 | 91.69
2021-07-01 05:00 | 0 | 0.88727 | 0.35 | 91.44
2021-07-01 06:00 | 0 | 0.75489 | 0.35 | 93.325
2021-07-01 07:00 | 0 | 0.65636 | 0.32 | 101.995
2021-07-01 08:00 | 0 | 0.56875 | 0.3 | 108.305
2021-07-01 09:00 | 0.24512 | 0.43291 | 0.3 | 134.585
2021-07-01 10:00 | 0.62819 | 0.31422 | 0.22 | 113
2021-07-01 11:00 | 0.66114 | 0.46265 | 0.19 | 113.05
2021-07-01 12:00 | 0.58795 | 0.29768 | 0.17 | 111.08
2021-07-01 13:00 | 0.43071 | 0.29921 | 0.17 | 84.475
2021-07-01 14:00 | 0.45465 | 0.27658 | 0.22 | 47.735
2021-07-01 15:00 | 0.24755 | 0.24675 | 0.29 | 42.11
2021-07-01 16:00 | 0.44577 | 0.27328 | 0.31 | 63.18
2021-07-01 17:00 | 0.29531 | 0.1975 | 0.3 | 94.905
2021-07-01 18:00 | 0.0015024 | 0.26324 | 0.27 | 154.68
2021-07-01 19:00 | 0 | 0.44517 | 0.24 | 190.51
2021-07-01 20:00 | 0 | 0.53028 | 0.18 | 115.645
2021-07-01 21:00 | 0 | 0.39491 | 0.13 | 101.945
2021-07-01 22:00 | 0 | 0.35422 | 0.08 | 101.645
2021-07-01 23:00 | 0 | 0.25263 | 0.07 | 94.67
2021-07-02 | 0 | 0.18039 | 0.06 | 60.8
2021-07-02 01:00 | 0 | 0.11184 | 0.06 | 61.055
2021-07-02 02:00 | 0 | 0.034939 | 0.06 | 52.005
2021-07-02 03:00 | 0 | 0.011406 | 0.1 | 28.945
2021-07-02 04:00 | 0 | 0.000982 | 0.07 | 25.56
2021-07-02 05:00 | 0 | 0.002 | 0.08 | 18.035
2021-07-02 06:00 | 0 | 0.002236 | 0.12 | 22.005
2021-07-02 07:00 | 0 | 0 | 0.13 | 49.865
2021-07-02 08:00 | 0 | 0 | 0.09 | 64.245
2021-07-02 09:00 | 0.1438 | 0.016037 | 0.1 | 104.025
2021-07-02 10:00 | 0.27721 | 0.030233 | 0.06 | 149.335
2021-07-02 11:00 | 0.4187 | 0.06351 | 0.06 | 147.805
2021-07-02 12:00 | 0.43443 | 0.053123 | 0.06 | 71.335
2021-07-02 13:00 | 0.28627 | 0.10082 | 0.07 | 24.585
2021-07-02 14:00 | 0.36708 | 0.13333 | 0.11 | 5.44
2021-07-02 15:00 | 0.41833 | 0.12387 | 0.17 | 20.685
2021-07-02 16:00 | 0.54612 | 0.070819 | 0.2 | 46.66
2021-07-02 17:00 | 0.28399 | 0.071618 | 0.18 | 24.19
2021-07-02 18:00 | 0.002423 | 0.1466 | 0.18 | 85.87
2021-07-02 19:00 | 0 | 0.18324 | 0.18 | 209.22
2021-07-02 20:00 | 0 | 0.21532 | 0.16 | 90.87
2021-07-02 21:00 | 0 | 0.16342 | 0.17 | 93.835
2021-07-02 22:00 | 0 | 0.13491 | 0.17 | 104.475
2021-07-02 23:00 | 0 | 0.16726 | 0.13 | 74.47
2021-07-03 | 0 | 0.21007 | 0.1 | 87.365
2021-07-03 01:00 | 0 | 0.19114 | 0.13 | 86.555
2021-07-03 02:00 | 0 | 0.23055 | 0.12 | 111.395
2021-07-03 03:00 | 0 | 0.21036 | 0.11 | 116.03
2021-07-03 04:00 | 0 | 0.20174 | 0.11 | 113.605
2021-07-03 05:00 | 0 | 0.14843 | 0.14 | 82.19
2021-07-03 06:00 | 0 | 0.15631 | 0.16 | 74.13
2021-07-03 07:00 | 0 | 0.16036 | 0.13 | 60.37
2021-07-03 08:00 | 0 | 0.089427 | 0.09 | 98.86
2021-07-03 09:00 | 0.18812 | 0.10046 | 0.08 | 107.425
2021-07-03 10:00 | 0.36073 | 0.058924 | 0.07 | 74.33
2021-07-03 11:00 | 0.40052 | 0.065937 | 0.08 | 56.06
2021-07-03 12:00 | 0.34462 | 0.095038 | 0.07 | 51.165
2021-07-03 13:00 | 0.49029 | 0.13776 | 0.1 | 32.64
2021-07-03 14:00 | 0.49352 | 0.10082 | 0.13 | 34.105
2021-07-03 15:00 | 0.41802 | 0.12387 | 0.19 | 47.47
2021-07-03 16:00 | 0.29273 | 0.16534 | 0.21 | 43.325
2021-07-03 17:00 | 0.15343 | 0.15683 | 0.2 | 47.3
2021-07-03 18:00 | 0.0019378 | 0.2078 | 0.19 | 79.705
2021-07-03 19:00 | 0 | 0.24003 | 0.19 | 103.72
2021-07-03 20:00 | 0 | 0.20435 | 0.18 | 89.385
2021-07-03 21:00 | 0 | 0.13097 | 0.16 | 86.165
2021-07-03 22:00 | 0 | 0.080377 | 0.15 | 79.995
2021-07-03 23:00 | 0 | 0.034211 | 0.11 | 68.98
2021-07-04 | 0 | 0.027475 | 0.08 | 68.425
2021-07-04 01:00 | 0 | 0.021158 | 0.08 | 67.51
2021-07-04 02:00 | 0 | 0.026621 | 0.08 | 52.625
2021-07-04 03:00 | 0 | 0.026241 | 0.08 | 44.465
2021-07-04 04:00 | 0 | 0.00986 | 0.09 | 29.535
2021-07-04 05:00 | 0 | 0.018544 | 0.1 | 29.88
2021-07-04 06:00 | 0 | 0.026259 | 0.13 | 29.645
2021-07-04 07:00 | 0 | 0.040442 | 0.13 | 35.735
2021-07-04 08:00 | 0 | 0.036545 | 0.1 | 39.205
2021-07-04 09:00 | 0.07751 | 0.041398 | 0.09 | 77.35
2021-07-04 10:00 | 0.13643 | 0.016065 | 0.08 | 84.78
2021-07-04 11:00 | 0.24478 | 0.000897 | 0.08 | 33.585
2021-07-04 12:00 | 0.31288 | 0.003358 | 0.09 | 13.325
2021-07-04 13:00 | 0.36806 | 0.004314 | 0.11 | 11.32
2021-07-04 14:00 | 0.3164 | 0.007745 | 0.17 | 22.745
2021-07-04 15:00 | 0.4548 | 0.028629 | 0.26 | 34.03
2021-07-04 16:00 | 0.56414 | 0.033244 | 0.3 | 37.175
2021-07-04 17:00 | 0.16213 | 0.037606 | 0.31 | 56.92
2021-07-04 18:00 | 0.0028712 | 0.070639 | 0.34 | 116.46
2021-07-04 19:00 | 0 | 0.11877 | 0.34 | 150.49
2021-07-04 20:00 | 0 | 0.12961 | 0.35 | 117.575
2021-07-04 21:00 | 0 | 0.01178 | 0.35 | 120.15
2021-07-04 22:00 | 0 | 0.013155 | 0.35 | 134.17
2021-07-04 23:00 | 0 | 0.007636 | 0.36 | 112.915
2021-07-05 | 0 | 0.011924 | 0.36 | 104.785
2021-07-05 01:00 | 0 | 0.087719 | 0.35 | 117.955
2021-07-05 02:00 | 0 | 0.26199 | 0.35 | 107.11
2021-07-05 03:00 | 0 | 0.24885 | 0.33 | 111.725
2021-07-05 04:00 | 0 | 0.22585 | 0.36 | 87
2021-07-05 05:00 | 0 | 0.14643 | 0.36 | 87.965
2021-07-05 06:00 | 0 | 0.1968 | 0.35 | 92.04
2021-07-05 07:00 | 0 | 0.19398 | 0.3 | 129.16
2021-07-05 08:00 | 0 | 0.1864 | 0.3 | 127.335
2021-07-05 09:00 | 0.29172 | 0.13802 | 0.27 | 211.3
2021-07-05 10:00 | 0.59368 | 0.13727 | 0.26 | 123.42
2021-07-05 11:00 | 0.68039 | 0.10121 | 0.28 | 109.59
2021-07-05 12:00 | 0.61572 | 0.02798 | 0.31 | 103.475
2021-07-05 13:00 | 0.58564 | 0.011489 | 0.32 | 101.08
2021-07-05 14:00 | 0.61447 | 0.003395 | 0.3 | 156.5
2021-07-05 15:00 | 0.66684 | 0.001029 | 0.36 | 170.845
2021-07-05 16:00 | 0.70053 | 0.000636 | 0.36 | 147.85
2021-07-05 17:00 | 0.35363 | 0.003153 | 0.36 | 226.225
2021-07-05 18:00 | 0.0036159 | 0 | 0.36 | 161.61
2021-07-05 19:00 | 0 | 0.00622 | 0.35 | 232.53
2021-07-05 20:00 | 0 | 0.18767 | 0.34 | 191.65
2021-07-05 21:00 | 0 | 0.47945 | 0.33 | 238.79
2021-07-05 22:00 | 0 | 0.61107 | 0.32 | 178.27
2021-07-05 23:00 | 0 | 0.70348 | 0.3 | 180.945
2021-07-06 | 0 | 0.73455 | 0.3 | 193.135
2021-07-06 01:00 | 0 | 0.76954 | 0.26 | 248.32
2021-07-06 02:00 | 0 | 0.72333 | 0.22 | 222.26
2021-07-06 03:00 | 0 | 0.77639 | 0.2 | 152.28
2021-07-06 04:00 | 0 | 0.81721 | 0.26 | 167.255
2021-07-06 05:00 | 0 | 0.80321 | 0.28 | 132.875
2021-07-06 06:00 | 0 | 0.77369 | 0.28 | 118.83
2021-07-06 07:00 | 0 | 0.75913 | 0.27 | 177.19
2021-07-06 08:00 | 0 | 0.81921 | 0.24 | 186.87
2021-07-06 09:00 | 0.32263 | 0.75054 | 0.21 | 248.845
2021-07-06 10:00 | 0.70714 | 0.54823 | 0.19 | 249.13
2021-07-06 11:00 | 0.68958 | 0.36976 | 0.19 | 141.99
2021-07-06 12:00 | 0.62361 | 0.19546 | 0.2 | 199.205
2021-07-06 13:00 | 0.60114 | 0.1019 | 0.22 | 237.38
2021-07-06 14:00 | 0.62109 | 0.067327 | 0.28 | 198.035
2021-07-06 15:00 | 0.66669 | 0.030494 | 0.34 | 119.32
2021-07-06 16:00 | 0.693 | 0.013571 | 0.35 | 158.325
2021-07-06 17:00 | 0.34978 | 0.016562 | 0.33 | 205.565
2021-07-06 18:00 | 0.0038381 | 0.035643 | 0.31 | 252.02
2021-07-06 19:00 | 0 | 0.094623 | 0.28 | 1328.795
2021-07-06 20:00 | 0 | 0.16598 | 0.26 | 296.365
2021-07-06 21:00 | 0 | 0.26826 | 0.25 | 231.56
2021-07-06 22:00 | 0 | 0.57351 | 0.2 | 217.705
2021-07-06 23:00 | 0 | 0.71457 | 0.12 | 157.035
2021-07-07 | 0 | 0.6409 | 0.1 | 141.495
2021-07-07 01:00 | 0 | 0.59204 | 0.1 | 140.385
2021-07-07 02:00 | 0 | 0.52398 | 0.1 | 189.485
2021-07-07 03:00 | 0 | 0.5027 | 0.12 | 110.935
2021-07-07 04:00 | 0 | 0.45453 | 0.18 | 67.39
2021-07-07 05:00 | 0 | 0.37681 | 0.23 | 84.625
2021-07-07 06:00 | 0 | 0.32963 | 0.23 | 103.96
2021-07-07 07:00 | 0 | 0.30692 | 0.2 | 127.065
2021-07-07 08:00 | 0 | 0.27105 | 0.19 | 212.425
2021-07-07 09:00 | 0.33224 | 0.33941 | 0.17 | 180.265
2021-07-07 10:00 | 0.70336 | 0.24937 | 0.17 | 148.545
2021-07-07 11:00 | 0.69211 | 0.17272 | 0.19 | 112.47
2021-07-07 12:00 | 0.63688 | 0.089298 | 0.22 | 104.965
2021-07-07 13:00 | 0.60652 | 0.038725 | 0.25 | 111.32
2021-07-07 14:00 | 0.62719 | 0.009203 | 0.3 | 91.775
2021-07-07 15:00 | 0.66935 | 0.002801 | 0.3 | 173.615
2021-07-07 16:00 | 0.70118 | 0 | 0.29 | 234.08
2021-07-07 17:00 | 0.33286 | 0.002295 | 0.3 | 252.79
2021-07-07 18:00 | 0.0039894 | 0.005904 | 0.23 | 268.115
2021-07-07 19:00 | 0 | 0.003095 | 0.18 | 433.555
2021-07-07 20:00 | 0 | 0.002089 | 0.1 | 236.78
2021-07-07 21:00 | 0 | 0.005301 | 0.1 | 210.715
2021-07-07 22:00 | 0 | 0 | 0.13 | 165.31
2021-07-07 23:00 | 0 | 0.027104 | 0.13 | 157.015
2021-07-08 | 0 | 0.092908 | 0.08 | 152.86
2021-07-08 01:00 | 0 | 0.21044 | 0.08 | 172.4
2021-07-08 02:00 | 0 | 0.25786 | 0.08 | 164.15
2021-07-08 03:00 | 0 | 0.24342 | 0.08 | 132.555
2021-07-08 04:00 | 0 | 0.13836 | 0.14 | 88.795
2021-07-08 05:00 | 0 | 0.14504 | 0.17 | 86.315
2021-07-08 06:00 | 0 | 0.10284 | 0.19 | 158.515
2021-07-08 07:00 | 0 | 0.087233 | 0.2 | 200.15
2021-07-08 08:00 | 0 | 0.095854 | 0.2 | 232.74
2021-07-08 09:00 | 0.20747 | 0.14319 | 0.18 | 269.265
2021-07-08 10:00 | 0.48477 | 0.12431 | 0.17 | 271.845
2021-07-08 11:00 | 0.53311 | 0.1503 | 0.21 | 261.195
2021-07-08 12:00 | 0.38243 | 0.10422 | 0.24 | 265.305
2021-07-08 13:00 | 0.46735 | 0.055198 | 0.28 | 170.855
2021-07-08 14:00 | 0.5056 | 0.024242 | 0.31 | 286.155
2021-07-08 15:00 | 0.42145 | 0.026279 | 0.33 | 292.19
2021-07-08 16:00 | 0.49238 | 0.058219 | 0.34 | 306.095
2021-07-08 17:00 | 0.1264 | 0.066831 | 0.34 | 299.17
2021-07-08 18:00 | 0.00062726 | 0.10603 | 0.34 | 272.1
2021-07-08 19:00 | 0 | 0.13875 | 0.33 | 272.7
2021-07-08 20:00 | 0 | 0.10791 | 0.3 | 225.185
2021-07-08 21:00 | 0 | 0.097946 | 0.32 | 295.495
2021-07-08 22:00 | 0 | 0.12434 | 0.3 | 307.24
2021-07-08 23:00 | 0 | 0.19486 | 0.27 | 327.255
2021-07-09 | 0 | 0.25778 | 0.24 | 316.22
2021-07-09 01:00 | 0 | 0.29232 | 0.23 | 327.99
2021-07-09 02:00 | 0 | 0.2865 | 0.21 | 312.64
2021-07-09 03:00 | 0 | 0.32091 | 0.23 | 239.28
2021-07-09 04:00 | 0 | 0.31111 | 0.27 | 173.045
2021-07-09 05:00 | 0 | 0.32931 | 0.3 | 157.36
2021-07-09 06:00 | 0 | 0.27422 | 0.31 | 179.955
2021-07-09 07:00 | 0 | 0.23114 | 0.3 | 183.88
2021-07-09 08:00 | 0 | 0.17576 | 0.28 | 251.59
2021-07-09 09:00 | 0.10748 | 0.2151 | 0.24 | 319.08
2021-07-09 10:00 | 0.35664 | 0.10996 | 0.21 | 360.85
2021-07-09 11:00 | 0.357 | 0.06161 | 0.2 | 279.45
2021-07-09 12:00 | 0.51387 | 0.084353 | 0.21 | 277.5
2021-07-09 13:00 | 0.43223 | 0.085084 | 0.24 | 267.395
2021-07-09 14:00 | 0.39146 | 0.051439 | 0.27 | 234.925
2021-07-09 15:00 | 0.3511 | 0.16756 | 0.31 | 190.5
2021-07-09 16:00 | 0.13051 | 0.091686 | 0.34 | 258.645
2021-07-09 17:00 | 0.031115 | 0.10422 | 0.35 | 256.925
2021-07-09 18:00 | 0.0010959 | 0.16026 | 0.35 | 210.39
2021-07-09 19:00 | 0 | 0.34499 | 0.35 | 265.05
2021-07-09 20:00 | 0 | 0.46185 | 0.34 | 336.605
2021-07-09 21:00 | 0 | 0.11413 | 0.3 | 336.065
2021-07-09 22:00 | 0 | 0.053946 | 0.35 | 331.065
2021-07-09 23:00 | 0 | 0.24361 | 0.35 | 299.86
2021-07-10 | 0 | 0.12712 | 0.35 | 277.175
2021-07-10 01:00 | 0 | 0.031147 | 0.4 | 272.56
2021-07-10 02:00 | 0 | 0.015007 | 0.36 | 315.83
2021-07-10 03:00 | 0 | 0.009422 | 0.4 | 390.9
2021-07-10 04:00 | 0 | 0.18921 | 0.36 | 334.355
2021-07-10 05:00 | 0 | 0.27946 | 0.36 | 257.585
2021-07-10 06:00 | 0 | 0.19153 | 0.34 | 247.94
2021-07-10 07:00 | 0 | 0.18377 | 0.29 | 283.785
2021-07-10 08:00 | 0 | 0.12295 | 0.26 | 310.785
2021-07-10 09:00 | 0.23529 | 0.1136 | 0.24 | 283.975
2021-07-10 10:00 | 0.45677 | 0.1273 | 0.22 | 178.925
2021-07-10 11:00 | 0.26355 | 0.18913 | 0.21 | 197.905
2021-07-10 12:00 | 0.41268 | 0.28213 | 0.2 | 209.365
2021-07-10 13:00 | 0.50441 | 0.46246 | 0.22 | 132.025
2021-07-10 14:00 | 0.30022 | 0.57879 | 0.27 | 70.265
2021-07-10 15:00 | 0.11913 | 0.52458 | 0.3 | 74.33
2021-07-10 16:00 | 0.18731 | 0.84288 | 0.29 | 90.095
2021-07-10 17:00 | 0.13847 | 0.47554 | 0.25 | 165.265
2021-07-10 18:00 | 0.0026804 | 0.62189 | 0.2 | 211.025
2021-07-10 19:00 | 0 | 0.59501 | 0.2 | 262.615
2021-07-10 20:00 | 0 | 0.46509 | 0.17 | 251.245
2021-07-10 21:00 | 0 | 0.11518 | 0.15 | 223.435
2021-07-10 22:00 | 0 | 0.046069 | 0.1 | 151.79
2021-07-10 23:00 | 0 | 0.12183 | 0.1 | 155.92
2021-07-11 | 0 | 0.2403 | 0.1 | 183.515
2021-07-11 01:00 | 0 | 0.25581 | 0.09 | 145.135
2021-07-11 02:00 | 0 | 0.26253 | 0.09 | 118.115
2021-07-11 03:00 | 0 | 0.39422 | 0.09 | 92.745
2021-07-11 04:00 | 0 | 0.4245 | 0.09 | 47.55
2021-07-11 05:00 | 0 | 0.47565 | 0.09 | 39.5
2021-07-11 06:00 | 0 | 0.55182 | 0.09 | 34.87
2021-07-11 07:00 | 0 | 0.49051 | 0.09 | 33.73
2021-07-11 08:00 | 0 | 0.27614 | 0.07 | 24.99
2021-07-11 09:00 | 0.20514 | 0.23886 | 0.07 | 36.975
2021-07-11 10:00 | 0.60012 | 0.20038 | 0.1 | 36.375
2021-07-11 11:00 | 0.43924 | 0.16914 | 0.06 | -27.545
2021-07-11 12:00 | 0.42516 | 0.12507 | 0.1 | 11.21
2021-07-11 13:00 | 0.34555 | 0.11281 | 0.06 | 8.82
2021-07-11 14:00 | 0.33285 | 0.087479 | 0.09 | 21.02
2021-07-11 15:00 | 0.28926 | 0.088362 | 0.13 | 26.715
2021-07-11 16:00 | 0.39477 | 0.12004 | 0.11 | 41.365
2021-07-11 17:00 | 0.056828 | 0.22092 | 0.09 | 67.34
2021-07-11 18:00 | 0.003451 | 0.28218 | 0.07 | 106.47
2021-07-11 19:00 | 0 | 0.25767 | 0.07 | 78.735
2021-07-11 20:00 | 0 | 0.19936 | 0.07 | 119.64
2021-07-11 21:00 | 0 | 0.32928 | 0.06 | 90.235
2021-07-11 22:00 | 0 | 0.3889 | 0.06 | 54.71
2021-07-11 23:00 | 0 | 0.41481 | 0.06 | 40.375
2021-07-12 | 0 | 0.3919 | 0.07 | 45.295
2021-07-12 01:00 | 0 | 0.32091 | 0.09 | 38.1
2021-07-12 02:00 | 0 | 0.3186 | 0.09 | 10.745
2021-07-12 03:00 | 0 | 0.31945 | 0.09 | -9.175
2021-07-12 04:00 | 0 | 0.28573 | 0.12 | -8.44
2021-07-12 05:00 | 0 | 0.28229 | 0.16 | -12.66
2021-07-12 06:00 | 0 | 0.26295 | 0.19 | -5.7
2021-07-12 07:00 | 0 | 0.26983 | 0.18 | 35.555
2021-07-12 08:00 | 0 | 0.22682 | 0.16 | 48.685
2021-07-12 09:00 | 0.1936 | 0.26296 | 0.1 | 150.535
2021-07-12 10:00 | 0.47668 | 0.11584 | 0.1 | 137.27
2021-07-12 11:00 | 0.51291 | 0.06165 | 0.12 | 143.285
2021-07-12 12:00 | 0.52299 | 0.006762 | 0.15 | 81.775
2021-07-12 13:00 | 0.54693 | 0 | 0.2 | 77.805
2021-07-12 14:00 | 0.55163 | 0.001412 | 0.25 | 114.745
2021-07-12 15:00 | 0.56957 | 0.008799 | 0.3 | 69.63
2021-07-12 16:00 | 0.54405 | 0.04204 | 0.32 | 128.95
2021-07-12 17:00 | 0.31849 | 0.093113 | 0.32 | 202.88
2021-07-12 18:00 | 0.0058179 | 0.072809 | 0.31 | 148.395
2021-07-12 19:00 | 0 | 0.15111 | 0.29 | 349
2021-07-12 20:00 | 0 | 0.16357 | 0.29 | 218.755
2021-07-12 21:00 | 0 | 0.08481 | 0.28 | 191.125
2021-07-12 22:00 | 0 | 0.11112 | 0.24 | 160.85
2021-07-12 23:00 | 0 | 0.30455 | 0.17 | 158.9
2021-07-13 | 0 | 0.36387 | 0.16 | 131.16
2021-07-13 01:00 | 0 | 0.18122 | 0.17 | 79.99
2021-07-13 02:00 | 0 | 0.16865 | 0.19 | 68.085
2021-07-13 03:00 | 0 | 0.18629 | 0.15 | 65.045
2021-07-13 04:00 | 0 | 0.1823 | 0.17 | 48.645
2021-07-13 05:00 | 0 | 0.10074 | 0.23 | 31.77
2021-07-13 06:00 | 0 | 0.076174 | 0.23 | 24.62
2021-07-13 07:00 | 0 | 0.071442 | 0.18 | 62.945
2021-07-13 08:00 | 0 | 0.14972 | 0.14 | 99.81
2021-07-13 09:00 | 0.25542 | 0.14684 | 0.1 | 142.93
2021-07-13 10:00 | 0.34538 | 0.1805 | 0.07 | 114.865
2021-07-13 11:00 | 0.52812 | 0.080977 | 0.07 | 80.79
2021-07-13 12:00 | 0.65707 | 0.032751 | 0.08 | -19.255
2021-07-13 13:00 | 0.60936 | 0.013152 | 0.07 | -63.505
2021-07-13 14:00 | 0.62754 | 0.003584 | 0.11 | -48.705
2021-07-13 15:00 | 0.67048 | 0.0008 | 0.14 | -36.65
2021-07-13 16:00 | 0.69488 | 0.0008 | 0.2 | 8.745
2021-07-13 17:00 | 0.34823 | 0.002229 | 0.2 | 102.355
2021-07-13 18:00 | 0.0057755 | 0.006612 | 0.1 | 138.835
2021-07-13 19:00 | 0 | 0.01746 | 0.09 | 195.21
2021-07-13 20:00 | 0 | 0.065788 | 0.07 | 106.87
2021-07-13 21:00 | 0 | 0.36623 | 0.07 | 89.345
2021-07-13 22:00 | 0 | 0.72527 | 0.06 | 55.635
2021-07-13 23:00 | 0 | 0.65356 | 0.06 | 61.925
2021-07-14 | 0 | 0.65462 | 0.1 | 34.94
2021-07-14 01:00 | 0 | 0.69231 | 0.06 | 45.82
2021-07-14 02:00 | 0 | 0.68664 | 0.06 | 29.455
2021-07-14 03:00 | 0 | 0.66288 | 0.06 | 10.465
2021-07-14 04:00 | 0 | 0.60836 | 0.07 | -11.145
2021-07-14 05:00 | 0 | 0.57296 | 0.08 | -8.65
2021-07-14 06:00 | 0 | 0.5477 | 0.1 | -1.43
2021-07-14 07:00 | 0 | 0.5299 | 0.11 | 28.285
2021-07-14 08:00 | 0 | 0.55779 | 0.12 | 61.615
2021-07-14 09:00 | 0.33905 | 0.60074 | 0.11 | 108.02
2021-07-14 10:00 | 0.7283 | 0.50892 | 0.08 | 84.41
2021-07-14 11:00 | 0.71243 | 0.33223 | 0.07 | 169.795
2021-07-14 12:00 | 0.65539 | 0.25335 | 0.1 | 163.155
2021-07-14 13:00 | 0.61647 | 0.16739 | 0.1 | 7.985
2021-07-14 14:00 | 0.63576 | 0.12112 | 0.08 | -123.38
2021-07-14 15:00 | 0.68061 | 0.13749 | 0.11 | -97.15
2021-07-14 16:00 | 0.70853 | 0.13296 | 0.13 | -65.05
2021-07-14 17:00 | 0.36171 | 0.20652 | 0.12 | 22.115
2021-07-14 18:00 | 0.014146 | 0.27503 | 0.09 | 70.265
2021-07-14 19:00 | 0 | 0.38499 | 0.09 | 88.29
2021-07-14 20:00 | 0 | 0.42192 | 0.07 | 74.17
2021-07-14 21:00 | 0 | 0.41374 | 0.06 | 71.655
2021-07-14 22:00 | 0 | 0.41859 | 0.1 | 63.255
2021-07-14 23:00 | 0 | 0.42611 | 0.1 | 54.73
2021-07-15 | 0 | 0.35013 | 0.06 | 39.1
2021-07-15 01:00 | 0 | 0.3031 | 0.06 | 39.76
2021-07-15 02:00 | 0 | 0.34865 | 0.06 | 25.35
2021-07-15 03:00 | 0 | 0.22972 | 0.06 | 9.44
2021-07-15 04:00 | 0 | 0.027868 | 0.06 | 7.74
2021-07-15 05:00 | 0 | 0.015179 | 0.1 | -7.36
2021-07-15 06:00 | 0 | 0.002996 | 0.08 | 2.93
2021-07-15 07:00 | 0 | 0 | 0.07 | 35.58
2021-07-15 08:00 | 0 | 0.002414 | 0.1 | 58.93
2021-07-15 09:00 | 0.33591 | 0.002884 | 0.06 | 85.56
2021-07-15 10:00 | 0.71812 | 0 | 0.06 | 58.515
2021-07-15 11:00 | 0.69933 | 0.000526 | 0.06 | 36.33
2021-07-15 12:00 | 0.64699 | 0.000636 | 0.06 | 23.925
2021-07-15 13:00 | 0.61241 | 0 | 0.06 | -13.255
2021-07-15 14:00 | 0.62654 | 0.006092 | 0.07 | -183.845
2021-07-15 15:00 | 0.67221 | 0.016702 | 0.09 | -151.49
2021-07-15 16:00 | 0.70352 | 0.059465 | 0.11 | -99.485
2021-07-15 17:00 | 0.36716 | 0.052705 | 0.1 | 58.18
2021-07-15 18:00 | 0.020158 | 0.013155 | 0.1 | 68.485
2021-07-15 19:00 | 0 | 0.026607 | 0.07 | 135.625
2021-07-15 20:00 | 0 | 0.0089 | 0.1 | 100.905
2021-07-15 21:00 | 0 | 0.011916 | 0.1 | 85.87
2021-07-15 22:00 | 0 | 0.034258 | 0.06 | 68.13
2021-07-15 23:00 | 0 | 0.12462 | 0.06 | 47.36
2021-07-16 | 0 | 0.083806 | 0.06 | 32.33
2021-07-16 01:00 | 0 | 0.035956 | 0.06 | 17.455
2021-07-16 02:00 | 0 | 0.013228 | 0.06 | -2.97
2021-07-16 03:00 | 0 | 0.023821 | 0.06 | -17.425
2021-07-16 04:00 | 0 | 0.087247 | 0.06 | -28.265
2021-07-16 05:00 | 0 | 0.17522 | 0.06 | -29.08
2021-07-16 06:00 | 0 | 0.2148 | 0.08 | -26.235
2021-07-16 07:00 | 0 | 0.31819 | 0.08 | 23.2
2021-07-16 08:00 | 0 | 0.57413 | 0.07 | 51.3
2021-07-16 09:00 | 0.33995 | 0.57736 | 0.06 | 70.785
2021-07-16 10:00 | 0.72191 | 0.40672 | 0.06 | 118.07
2021-07-16 11:00 | 0.70881 | 0.21596 | 0.06 | 112.15
2021-07-16 12:00 | 0.65069 | 0.14168 | 0.06 | 74.45
2021-07-16 13:00 | 0.60609 | 0.076111 | 0.06 | 59.005
2021-07-16 14:00 | 0.63683 | 0 | 0.1 | 48.08
2021-07-16 15:00 | 0.68362 | 0.024435 | 0.1 | 45.97
2021-07-16 16:00 | 0.66845 | 0.060163 | 0.13 | 54.455
2021-07-16 17:00 | 0.36665 | 0.1979 | 0.12 | 73.985
2021-07-16 18:00 | 0.024015 | 0.29411 | 0.12 | 86.595
2021-07-16 19:00 | 0 | 0.60291 | 0.1 | 98.905
2021-07-16 20:00 | 0 | 0.68827 | 0.07 | 94.68
2021-07-16 21:00 | 0 | 0.72821 | 0.07 | 103.77
2021-07-16 22:00 | 0 | 0.78008 | 0.07 | 108.51
2021-07-16 23:00 | 0 | 0.68097 | 0.06 | 72.465
2021-07-17 | 0 | 0.71177 | 0.06 | 53.165
2021-07-17 01:00 | 0 | 0.80285 | 0.06 | 32.885
2021-07-17 02:00 | 0 | 0.90283 | 0.06 | -15.61
2021-07-17 03:00 | 0 | 0.95682 | 0.06 | -13.235
2021-07-17 04:00 | 0 | 0.93524 | 0.06 | -28.285
2021-07-17 05:00 | 0 | 0.96468 | 0.06 | -31.09
2021-07-17 06:00 | 0 | 0.91467 | 0.06 | -30.355
2021-07-17 07:00 | 0 | 0.95876 | 0.1 | -20.07
2021-07-17 08:00 | 0 | 0.96316 | 0.06 | 16.13
2021-07-17 09:00 | 0.10452 | 0.95189 | 0.06 | 31.755
2021-07-17 10:00 | 0.26153 | 0.92803 | 0.06 | 41.13
2021-07-17 11:00 | 0.37193 | 0.90607 | 0.06 | 62.205
2021-07-17 12:00 | 0.27928 | 0.90429 | 0.06 | 23.905
2021-07-17 13:00 | 0.40841 | 0.84441 | 0.06 | 8.92
2021-07-17 14:00 | 0.54126 | 0.8335 | 0.06 | 1.995
2021-07-17 15:00 | 0.44258 | 0.82604 | 0.09 | 6.16
2021-07-17 16:00 | 0.55932 | 0.76267 | 0.11 | -43.18
2021-07-17 17:00 | 0.27975 | 0.80428 | 0.12 | 37.5
2021-07-17 18:00 | 0.01616 | 0.81683 | 0.14 | 44.695
2021-07-17 19:00 | 0 | 0.85879 | 0.13 | 55.805
2021-07-17 20:00 | 0 | 0.8482 | 0.12 | 64.535
2021-07-17 21:00 | 0 | 0.77439 | 0.11 | 79.5
2021-07-17 22:00 | 0 | 0.76548 | 0.11 | 39.645
2021-07-17 23:00 | 0 | 0.79471 | 0.13 | 56.095
2021-07-18 | 0 | 0.72461 | 0.14 | 40.13
2021-07-18 01:00 | 0 | 0.35913 | 0.16 | 40.72
2021-07-18 02:00 | 0 | 0.081654 | 0.19 | 48.375
2021-07-18 03:00 | 0 | 0.073823 | 0.22 | 36.515
2021-07-18 04:00 | 0 | 0.063906 | 0.27 | 21.065
2021-07-18 05:00 | 0 | 0.074648 | 0.3 | 25.975
2021-07-18 06:00 | 0 | 0.063354 | 0.34 | 46.17
2021-07-18 07:00 | 0 | 0.11113 | 0.31 | 67.43
2021-07-18 08:00 | 0 | 0.096738 | 0.25 | 84.97
2021-07-18 09:00 | 0.31999 | 0.069968 | 0.22 | 103.48
2021-07-18 10:00 | 0.52256 | 0.080368 | 0.22 | 118.07
2021-07-18 11:00 | 0.53867 | 0.089298 | 0.21 | 96.24
2021-07-18 12:00 | 0.4857 | 0.12339 | 0.23 | 64.125
2021-07-18 13:00 | 0.41145 | 0.18442 | 0.25 | 46.68
2021-07-18 14:00 | 0.506 | 0.09742 | 0.3 | 39.315
2021-07-18 15:00 | 0.40374 | 0.058578 | 0.34 | 46.945
2021-07-18 16:00 | 0.39247 | 0.039143 | 0.34 | 103.39
2021-07-18 17:00 | 0.23613 | 0.089615 | 0.35 | 210.75
2021-07-18 18:00 | 0.012243 | 0.61096 | 0.34 | 129.475
2021-07-18 19:00 | 0 | 0.81273 | 0.35 | 136.005
2021-07-18 20:00 | 0 | 0.7463 | 0.34 | 306.57
2021-07-18 21:00 | 0 | 0.36342 | 0.32 | 173.55
2021-07-18 22:00 | 0 | 0.28474 | 0.3 | 220.49
2021-07-18 23:00 | 0 | 0.16119 | 0.27 | 141.245
2021-07-19 | 0 | 0.11877 | 0.23 | 113.995
2021-07-19 01:00 | 0 | 0.43807 | 0.22 | 109.145
2021-07-19 02:00 | 0 | 0.2166 | 0.22 | 114.015
2021-07-19 03:00 | 0 | 0.10458 | 0.21 | 105.865
2021-07-19 04:00 | 0 | 0.091874 | 0.23 | 79.28
2021-07-19 05:00 | 0 | 0.15996 | 0.23 | 71.855
2021-07-19 06:00 | 0 | 0.24217 | 0.23 | 83.485
2021-07-19 07:00 | 0 | 0.17866 | 0.22 | 98.12
2021-07-19 08:00 | 0 | 0.15676 | 0.18 | 91.375
2021-07-19 09:00 | 0.16663 | 0.12339 | 0.13 | 163.595
2021-07-19 10:00 | 0.38517 | 0.064938 | 0.1 | 171.23
2021-07-19 11:00 | 0.53544 | 0.033456 | 0.09 | 156.91
2021-07-19 12:00 | 0.43458 | 0.03126 | 0.09 | 102.11
2021-07-19 13:00 | 0.47724 | 0.049605 | 0.09 | 88.375
2021-07-19 14:00 | 0.46467 | 0.012274 | 0.13 | 76.26
2021-07-19 15:00 | 0.44646 | 0.063282 | 0.19 | 59.32
2021-07-19 16:00 | 0.33608 | 0.070452 | 0.2 | 74.075
2021-07-19 17:00 | 0.27616 | 0.098701 | 0.16 | 99.45
2021-07-19 18:00 | 0.011123 | 0.13506 | 0.13 | 179.07
2021-07-19 19:00 | 0 | 0.17778 | 0.09 | 202.28
2021-07-19 20:00 | 0 | 0.20655 | 0.06 | 140.595
2021-07-19 21:00 | 0 | 0.31409 | 0.06 | 84.3
2021-07-19 22:00 | 0 | 0.33742 | 0.06 | 53.245
2021-07-19 23:00 | 0 | 0.23965 | 0.06 | 50.045
2021-07-20 | 0 | 0.14912 | 0.06 | 21.705
2021-07-20 01:00 | 0 | 0.19195 | 0.06 | 10.11
2021-07-20 02:00 | 0 | 0.26063 | 0.06 | -23.505
2021-07-20 03:00 | 0 | 0.30585 | 0.07 | -38.075
2021-07-20 04:00 | 0 | 0.29063 | 0.07 | -32.935
2021-07-20 05:00 | 0 | 0.32368 | 0.07 | -27.065
2021-07-20 06:00 | 0 | 0.29864 | 0.08 | -13.435
2021-07-20 07:00 | 0 | 0.24329 | 0.08 | -0.92
2021-07-20 08:00 | 0 | 0.22396 | 0.07 | 38.02
2021-07-20 09:00 | 0.26183 | 0.18557 | 0.06 | 93.935
2021-07-20 10:00 | 0.71858 | 0.20256 | 0.06 | 116.265
2021-07-20 11:00 | 0.70908 | 0.082899 | 0.06 | 86.085
2021-07-20 12:00 | 0.61589 | 0.020648 | 0.06 | 72.345
2021-07-20 13:00 | 0.58078 | 0 | 0.07 | 74.735
2021-07-20 14:00 | 0.59527 | 0.000398 | 0.1 | 40.54
2021-07-20 15:00 | 0.59661 | 0.003153 | 0.14 | 46.46
2021-07-20 16:00 | 0.71234 | 0 | 0.16 | -3.575
2021-07-20 17:00 | 0.38302 | 0.00194 | 0.19 | -67.92
2021-07-20 18:00 | 0.037208 | 0.023649 | 0.2 | 79.94
2021-07-20 19:00 | 0 | 0.17338 | 0.19 | 108.145
2021-07-20 20:00 | 0 | 0.27849 | 0.19 | 130.51
2021-07-20 21:00 | 0 | 0.30689 | 0.21 | 135.94
2021-07-20 22:00 | 0 | 0.3163 | 0.21 | 104.975
2021-07-20 23:00 | 0 | 0.41489 | 0.21 | 101.305
2021-07-21 | 0 | 0.42045 | 0.24 | 75.8
2021-07-21 01:00 | 0 | 0.44513 | 0.27 | 83.955
2021-07-21 02:00 | 0 | 0.57449 | 0.31 | 73.085
2021-07-21 03:00 | 0 | 0.57683 | 0.3 | 68.66
2021-07-21 04:00 | 0 | 0.57683 | 0.32 | 97.59
2021-07-21 05:00 | 0 | 0.72025 | 0.36 | 106.75
2021-07-21 06:00 | 0 | 0.76197 | 0.35 | 103.835
2021-07-21 07:00 | 0 | 0.80321 | 0.34 | 92.84
2021-07-21 08:00 | 0 | 0.75811 | 0.29 | 188.385
2021-07-21 09:00 | 0.35415 | 0.78385 | 0.26 | 258.285
2021-07-21 10:00 | 0.76157 | 0.36596 | 0.24 | 249.02
2021-07-21 11:00 | 0.73423 | 0.15231 | 0.25 | 170.29
2021-07-21 12:00 | 0.67475 | 0.030658 | 0.27 | 89.325
2021-07-21 13:00 | 0.64133 | 0.006486 | 0.26 | 95.47
2021-07-21 14:00 | 0.64011 | 0 | 0.3 | 129.955
2021-07-21 15:00 | 0.69962 | 0 | 0.32 | 169.205
2021-07-21 16:00 | 0.74164 | 0.000237 | 0.31 | 144.845
2021-07-21 17:00 | 0.38817 | 0.000636 | 0.27 | 221.575
2021-07-21 18:00 | 0.038973 | 0.000633 | 0.23 | 262.43
2021-07-21 19:00 | 0 | 0.002331 | 0.19 | 288.245
2021-07-21 20:00 | 0 | 0.17208 | 0.15 | 185.205
2021-07-21 21:00 | 0 | 0.49106 | 0.14 | 229.875
2021-07-21 22:00 | 0 | 0.62189 | 0.13 | 170.83
2021-07-21 23:00 | 0 | 0.62186 | 0.1 | 161.08
2021-07-22 | 0 | 0.67153 | 0.08 | 131.795
2021-07-22 01:00 | 0 | 0.68542 | 0.08 | 117.215
2021-07-22 02:00 | 0 | 0.71286 | 0.1 | 125.66
2021-07-22 03:00 | 0 | 0.72815 | 0.09 | 82.03
2021-07-22 04:00 | 0 | 0.7508 | 0.1 | 61.14
2021-07-22 05:00 | 0 | 0.75889 | 0.11 | 62.555
2021-07-22 06:00 | 0 | 0.83122 | 0.11 | 97.135
2021-07-22 07:00 | 0 | 0.82998 | 0.11 | 100.535
2021-07-22 08:00 | 0 | 0.78208 | 0.1 | 124.395
2021-07-22 09:00 | 0.35971 | 0.72272 | 0.09 | 102.825
2021-07-22 10:00 | 0.75682 | 0.48947 | 0.08 | 115.535
2021-07-22 11:00 | 0.73055 | 0.32459 | 0.08 | 107.4
2021-07-22 12:00 | 0.6805 | 0.17985 | 0.08 | 112.52
2021-07-22 13:00 | 0.63969 | 0.087915 | 0.11 | 45.345
2021-07-22 14:00 | 0.65306 | 0.020302 | 0.1 | 72.285
2021-07-22 15:00 | 0.69571 | 0.004829 | 0.2 | 72.66
2021-07-22 16:00 | 0.72836 | 0.004426 | 0.21 | 150.6
2021-07-22 17:00 | 0.37707 | 0 | 0.2 | 126.345
2021-07-22 18:00 | 0.039598 | 0.002204 | 0.23 | 161.95
2021-07-22 19:00 | 0 | 0.002314 | 0.24 | 178.025
2021-07-22 20:00 | 0 | 0.001894 | 0.26 | 131.53
2021-07-22 21:00 | 0 | 0.008265 | 0.27 | 196.565
2021-07-22 22:00 | 0 | 0.40894 | 0.29 | 229.35
2021-07-22 23:00 | 0 | 0.52235 | 0.26 | 193.655
2021-07-23 | 0 | 0.58425 | 0.21 | 128.935
2021-07-23 01:00 | 0 | 0.60168 | 0.17 | 129.095
2021-07-23 02:00 | 0 | 0.59154 | 0.2 | 152.23
2021-07-23 03:00 | 0 | 0.70296 | 0.19 | 114.185
2021-07-23 04:00 | 0 | 0.84193 | 0.24 | 76.975
2021-07-23 05:00 | 0 | 0.87441 | 0.27 | 62.04
2021-07-23 06:00 | 0 | 0.9082 | 0.3 | 107.88
2021-07-23 07:00 | 0 | 0.93478 | 0.29 | 120.075
2021-07-23 08:00 | 0 | 0.89954 | 0.28 | 141.44
2021-07-23 09:00 | 0.34253 | 0.92426 | 0.27 | 226.825
2021-07-23 10:00 | 0.72884 | 0.82255 | 0.3 | 235.075
2021-07-23 11:00 | 0.72835 | 0.78322 | 0.27 | 177.855
2021-07-23 12:00 | 0.67325 | 0.70176 | 0.27 | 177.155
2021-07-23 13:00 | 0.63702 | 0.52075 | 0.27 | 152.28
2021-07-23 14:00 | 0.63754 | 0.38577 | 0.25 | 214.265
2021-07-23 15:00 | 0.62573 | 0.31307 | 0.28 | 233.13
2021-07-23 16:00 | 0.15444 | 0.37781 | 0.3 | 207.295
2021-07-23 17:00 | 0.19609 | 0.4126 | 0.29 | 191.93
2021-07-23 18:00 | 0.029834 | 0.46915 | 0.26 | 189.74
2021-07-23 19:00 | 0 | 0.26932 | 0.2 | 153.405
2021-07-23 20:00 | 0 | 0.23657 | 0.13 | 203.91
2021-07-23 21:00 | 0 | 0.4171 | 0.11 | 143.72
2021-07-23 22:00 | 0 | 0.34636 | 0.08 | 147.63
2021-07-23 23:00 | 0 | 0.4003 | 0.06 | 135.09
2021-07-24 | 0 | 0.30488 | 0.06 | 101.065
2021-07-24 01:00 | 0 | 0.23673 | 0.06 | 46.32
2021-07-24 02:00 | 0 | 0.23055 | 0.06 | 27.79
2021-07-24 03:00 | 0 | 0.17706 | 0.06 | 9.65
2021-07-24 04:00 | 0 | 0.10916 | 0.06 | -3.44
2021-07-24 05:00 | 0 | 0.040398 | 0.06 | -15.69
2021-07-24 06:00 | 0 | 0.025611 | 0.1 | 4.02
2021-07-24 07:00 | 0 | 0.014397 | 0.06 | 7.51
2021-07-24 08:00 | 0 | 0 | 0.06 | 20.095
2021-07-24 09:00 | 0.33396 | 0.003605 | 0.1 | 19.67
2021-07-24 10:00 | 0.70716 | 0.00485 | 0.06 | 30.765
2021-07-24 11:00 | 0.70906 | 0.00266 | 0.06 | 20.07
2021-07-24 12:00 | 0.63617 | 0 | 0.08 | 29.49
2021-07-24 13:00 | 0.53407 | 0.009876 | 0.08 | 20
2021-07-24 14:00 | 0.66023 | 0.023228 | 0.08 | 31.3
2021-07-24 15:00 | 0.70116 | 0.032996 | 0.1 | 145.52
2021-07-24 16:00 | 0.72966 | 0.071532 | 0.1 | 66.475
2021-07-24 17:00 | 0.38365 | 0.054153 | 0.1 | 37.445
2021-07-24 18:00 | 0.041659 | 0.10065 | 0.08 | 68.105
2021-07-24 19:00 | 0 | 0.20185 | 0.08 | 130.185
2021-07-24 20:00 | 0 | 0.13577 | 0.07 | 100.16
2021-07-24 21:00 | 0 | 0.18763 | 0.1 | 83.64
2021-07-24 22:00 | 0 | 0.19344 | 0.06 | 95.13
2021-07-24 23:00 | 0 | 0.3312 | 0.06 | 83.92
2021-07-25 | 0 | 0.48745 | 0.06 | 39.545
2021-07-25 01:00 | 0 | 0.55097 | 0.06 | 21.37
2021-07-25 02:00 | 0 | 0.51502 | 0.06 | 14.49
2021-07-25 03:00 | 0 | 0.55809 | 0.06 | 1.945
2021-07-25 04:00 | 0 | 0.34991 | 0.06 | -4.55
2021-07-25 05:00 | 0 | 0.16254 | 0.06 | -7.085
2021-07-25 06:00 | 0 | 0.12013 | 0.07 | -9.075
2021-07-25 07:00 | 0 | 0.12013 | 0.06 | 1.69
2021-07-25 08:00 | 0 | 0.1277 | 0.06 | 12.085
2021-07-25 09:00 | 0.1526 | 0.11938 | 0.06 | 22.67
2021-07-25 10:00 | 0.095525 | 0.13968 | 0.06 | -17.315
2021-07-25 11:00 | 0.15423 | 0.095125 | 0.06 | -28.755
2021-07-25 12:00 | 0.32187 | 0.029074 | 0.1 | -39.97
2021-07-25 13:00 | 0.4499 | 0.082185 | 0.06 | -34.05
2021-07-25 14:00 | 0.42538 | 0.13172 | 0.06 | -19.875
2021-07-25 15:00 | 0.19802 | 0.10307 | 0.08 | 20.81
2021-07-25 16:00 | 0.086545 | 0.044409 | 0.1 | 36.145
2021-07-25 17:00 | 0.19863 | 0.062347 | 0.1 | 55.205
2021-07-25 18:00 | 0.0068078 | 0.010509 | 0.09 | 76.07
2021-07-25 19:00 | 0 | 0.003891 | 0.08 | 110.85
2021-07-25 20:00 | 0 | 0.005301 | 0.1 | 97.32
2021-07-25 21:00 | 0 | 0.013803 | 0.06 | 66.92
2021-07-25 22:00 | 0 | 0.017067 | 0.06 | 53.4
2021-07-25 23:00 | 0 | 0.058557 | 0.06 | 29.195
2021-07-26 | 0 | 0.16343 | 0.06 | 23.085
2021-07-26 01:00 | 0 | 0.2514 | 0.06 | 28.39
2021-07-26 02:00 | 0 | 0.23264 | 0.06 | 8.07
2021-07-26 03:00 | 0 | 0.16932 | 0.1 | 7.63
2021-07-26 04:00 | 0 | 0.27433 | 0.1 | 1.225
2021-07-26 05:00 | 0 | 0.064994 | 0.07 | -9.08
2021-07-26 06:00 | 0 | 0.026474 | 0.08 | -1.215
2021-07-26 07:00 | 0 | 0.12204 | 0.07 | 15.175
2021-07-26 08:00 | 0 | 0.42457 | 0.06 | 57.81
2021-07-26 09:00 | 0.24531 | 0.17494 | 0.06 | 78.725
2021-07-26 10:00 | 0.35822 | 0.032446 | 0.06 | 97.955
2021-07-26 11:00 | 0.25703 | 0.033566 | 0.07 | 44.815
2021-07-26 12:00 | 0.36241 | 0.088258 | 0.08 | -24.46
2021-07-26 13:00 | 0.45166 | 0.10412 | 0.08 | -70.04
2021-07-26 14:00 | 0.57509 | 0.09002 | 0.08 | -203.115
2021-07-26 15:00 | 0.36372 | 0.075688 | 0.12 | -126.775
2021-07-26 16:00 | 0.43855 | 0.057184 | 0.15 | -102.425
2021-07-26 17:00 | 0.37069 | 0.070784 | 0.13 | -47.18
2021-07-26 18:00 | 0.037971 | 0.089304 | 0.1 | 88.61
2021-07-26 19:00 | 0 | 0.11576 | 0.07 | 163.845
2021-07-26 20:00 | 0 | 0.19631 | 0.06 | 88.7
2021-07-26 21:00 | 0 | 0.26788 | 0.06 | 66.295
2021-07-26 22:00 | 0 | 0.3145 | 0.06 | 57.95
2021-07-26 23:00 | 0 | 0.32409 | 0.06 | 46.505
2021-07-27 | 0 | 0.50258 | 0.1 | 14.82
2021-07-27 01:00 | 0 | 0.66013 | 0.06 | 12.26
2021-07-27 02:00 | 0 | 0.62271 | 0.06 | 15.985
2021-07-27 03:00 | 0 | 0.32319 | 0.06 | -0.27
2021-07-27 04:00 | 0 | 0.21216 | 0.06 | -10.05
2021-07-27 05:00 | 0 | 0.16659 | 0.08 | -12.16
2021-07-27 06:00 | 0 | 0.094534 | 0.08 | -6.01
2021-07-27 07:00 | 0 | 0.15764 | 0.06 | 18.46
2021-07-27 08:00 | 0 | 0.06541 | 0.06 | 64.705
2021-07-27 09:00 | 0.35082 | 0 | 0.1 | 69.5
2021-07-27 10:00 | 0.59981 | 0.001377 | 0.06 | 30.73
2021-07-27 11:00 | 0.6772 | 0.017602 | 0.06 | -13.04
2021-07-27 12:00 | 0.51953 | 0.011634 | 0.06 | -151.39
2021-07-27 13:00 | 0.55894 | 0.003204 | 0.06 | -32.69
2021-07-27 14:00 | 0.63438 | 0.074458 | 0.07 | -30.225
2021-07-27 15:00 | 0.60736 | 0.079659 | 0.1 | -9.48
2021-07-27 16:00 | 0.45896 | 0.007682 | 0.1 | 8.865
2021-07-27 17:00 | 0.091146 | 0.003074 | 0.09 | 34.275
2021-07-27 18:00 | 0.022326 | 0.009321 | 0.1 | 87.29
2021-07-27 19:00 | 0 | 0.014103 | 0.1 | 122.765
2021-07-27 20:00 | 0 | 0.004051 | 0.08 | 60.15
2021-07-27 21:00 | 0 | 0.003263 | 0.08 | 74.2
2021-07-27 22:00 | 0 | 0 | 0.08 | 59.3
2021-07-27 23:00 | 0 | 0.008255 | 0.08 | -10.865
2021-07-28 | 0 | 0.009497 | 0.09 | -17.595
2021-07-28 01:00 | 0 | 0.01818 | 0.09 | -31.69
2021-07-28 02:00 | 0 | 0.024231 | 0.09 | -36.77
2021-07-28 03:00 | 0 | 0.02573 | 0.1 | -40.19
2021-07-28 04:00 | 0 | 0.029233 | 0.08 | -48.38
2021-07-28 05:00 | 0 | 0.039393 | 0.07 | -62.09
2021-07-28 06:00 | 0 | 0.058987 | 0.08 | -47.115
2021-07-28 07:00 | 0 | 0.081187 | 0.07 | -26.395
2021-07-28 08:00 | 0 | 0.089555 | 0.07 | -5.12
2021-07-28 09:00 | 0.36437 | 0.084593 | 0.09 | 44.59
2021-07-28 10:00 | 0.74841 | 0.064094 | 0.1 | -12.515
2021-07-28 11:00 | 0.73753 | 0.093802 | 0.1 | -26.185
2021-07-28 12:00 | 0.68156 | 0.12089 | 0.1 | -97.395
2021-07-28 13:00 | 0.62645 | 0.13651 | 0.1 | -121.075
2021-07-28 14:00 | 0.64656 | 0.13455 | 0.09 | -116.07
2021-07-28 15:00 | 0.68685 | 0.074588 | 0.09 | -66.885
2021-07-28 16:00 | 0.70696 | 0.0249 | 0.13 | -39.835
2021-07-28 17:00 | 0.37996 | 0.037459 | 0.1 | -73.85
2021-07-28 18:00 | 0.052262 | 0.0258 | 0.11 | 46.885
2021-07-28 19:00 | 0 | 0.056157 | 0.12 | 136.98
2021-07-28 20:00 | 0 | 0.040931 | 0.11 | 107.935
2021-07-28 21:00 | 0 | 0.082189 | 0.1 | 84.76
2021-07-28 22:00 | 0 | 0.051098 | 0.1 | 76.085
2021-07-28 23:00 | 0 | 0.051972 | 0.11 | 57.585
2021-07-29 | 0 | 0.048174 | 0.14 | 6.085
2021-07-29 01:00 | 0 | 0.052496 | 0.18 | -10.905
2021-07-29 02:00 | 0 | 0.040233 | 0.23 | -15.465
2021-07-29 03:00 | 0 | 0.019567 | 0.3 | -0.315
2021-07-29 04:00 | 0 | 0.017539 | 0.27 | 2.975
2021-07-29 05:00 | 0 | 0.017154 | 0.28 | 88.405
2021-07-29 06:00 | 0 | 0.018862 | 0.3 | 138.07
2021-07-29 07:00 | 0 | 0.029197 | 0.19 | 103.77
2021-07-29 08:00 | 0.00082082 | 0.041957 | 0.12 | 177.985
2021-07-29 09:00 | 0.28981 | 0.031717 | 0.1 | 241.635
2021-07-29 10:00 | 0.44427 | 0.003157 | 0.08 | 79.2
2021-07-29 11:00 | 0.6559 | 0.002512 | 0.08 | 11.445
2021-07-29 12:00 | 0.69361 | 0.005333 | 0.07 | 8.97
2021-07-29 13:00 | 0.64001 | 0.002112 | 0.06 | -16.675
2021-07-29 14:00 | 0.66997 | 0 | 0.07 | -23.825
2021-07-29 15:00 | 0.70341 | 0.001363 | 0.15 | -23.885
2021-07-29 16:00 | 0.75841 | 0.029384 | 0.21 | -22.285
2021-07-29 17:00 | 0.40645 | 0.085957 | 0.18 | 12.095
2021-07-29 18:00 | 0.057089 | 0.12216 | 0.1 | 82.495
2021-07-29 19:00 | 0 | 0.051455 | 0.09 | 225.69
2021-07-29 20:00 | 0 | 0.086649 | 0.06 | 136.945
2021-07-29 21:00 | 0 | 0.13883 | 0.05 | 91.995
2021-07-29 22:00 | 0 | 0.15418 | 0.06 | 69.425
2021-07-29 23:00 | 0 | 0.13727 | 0.06 | 29.795
2021-07-30 | 0 | 0.30832 | 0.1 | 7.935
2021-07-30 01:00 | 0 | 0.53918 | 0.06 | 4.41
2021-07-30 02:00 | 0 | 0.64871 | 0.06 | -7.345
2021-07-30 03:00 | 0 | 0.7076 | 0.06 | -22.375
2021-07-30 04:00 | 0 | 0.68551 | 0.06 | -33.255
2021-07-30 05:00 | 0 | 0.65379 | 0.1 | -35.925
2021-07-30 06:00 | 0 | 0.62035 | 0.08 | -26.605
2021-07-30 07:00 | 0 | 0.60168 | 0.07 | -3.79
2021-07-30 08:00 | 0.001311 | 0.52464 | 0.06 | 83.43
2021-07-30 09:00 | 0.36992 | 0.49407 | 0.06 | 74.64
2021-07-30 10:00 | 0.75845 | 0.33585 | 0.06 | 42.44
2021-07-30 11:00 | 0.74462 | 0.20589 | 0.06 | 36.73
2021-07-30 12:00 | 0.69267 | 0.10083 | 0.06 | 16.78
2021-07-30 13:00 | 0.65302 | 0 | 0.06 | 7.965
2021-07-30 14:00 | 0.67503 | 0.021252 | 0.06 | 3.865
2021-07-30 15:00 | 0.71775 | 0.028325 | 0.09 | 7.02
2021-07-30 16:00 | 0.74014 | 0.017742 | 0.13 | 8.245
2021-07-30 17:00 | 0.39319 | 0.031659 | 0.1 | 18.85
2021-07-30 18:00 | 0.059716 | 0.054471 | 0.09 | 75.535
2021-07-30 19:00 | 0 | 0.11069 | 0.09 | 109.925
2021-07-30 20:00 | 0 | 0.20587 | 0.07 | 98.025
2021-07-30 21:00 | 0 | 0.052103 | 0.06 | 81.595
2021-07-30 22:00 | 0 | 0.22337 | 0.08 | 66.57
2021-07-30 23:00 | 0 | 0.36592 | 0.1 | 42.53
2021-07-31 | 0 | 0.46442 | 0.11 | 13.73
2021-07-31 01:00 | 0 | 0.48811 | 0.1 | 15.695
2021-07-31 02:00 | 0 | 0.62702 | 0.12 | 14.705
2021-07-31 03:00 | 0 | 0.75726 | 0.1 | 6.355
2021-07-31 04:00 | 0 | 0.79673 | 0.11 | 1.42
2021-07-31 05:00 | 0 | 0.86091 | 0.08 | 3.06
2021-07-31 06:00 | 0 | 0.89813 | 0.07 | 30.335
2021-07-31 07:00 | 0 | 0.92037 | 0.06 | 53.25
2021-07-31 08:00 | 0.0020273 | 0.8873 | 0.06 | 8.695
2021-07-31 09:00 | 0.37357 | 0.86029 | 0.07 | 17.235
2021-07-31 10:00 | 0.75765 | 0.74842 | 0.06 | -16.375
2021-07-31 11:00 | 0.75246 | 0.77355 | 0.06 | -36.77
2021-07-31 12:00 | 0.69249 | 0.74173 | 0.06 | -49.035
2021-07-31 13:00 | 0.65506 | 0.66032 | 0.06 | -49.455
2021-07-31 14:00 | 0.67509 | 0.49523 | 0.07 | -53.19
2021-07-31 15:00 | 0.72165 | 0.54086 | 0.14 | -36.095
2021-07-31 16:00 | 0.74995 | 0.55076 | 0.23 | -23.265
2021-07-31 17:00 | 0.38336 | 0.47535 | 0.27 | 30.165
2021-07-31 18:00 | 0.047683 | 0.35012 | 0.29 | 93.515
2021-07-31 19:00 | 0 | 0.33396 | 0.31 | 135.98
2021-07-31 20:00 | 0 | 0.26331 | 0.29 | 116.36
2021-07-31 21:00 | 0 | 0.073296 | 0.28 | 119.805
2021-07-31 22:00 | 0 | 0.009555 | 0.23 | 141.395
2021-07-31 23:00 | 0 | 0.033222 | 0.25 | 149.165
2021-08-01 | 0 | 0.06385 | 0.2 | 128.165
2021-08-01 01:00 | 0 | 0.07378 | 0.16 | 110.79
2021-08-01 02:00 | 0 | 0.060068 | 0.14 | 148.08
2021-08-01 03:00 | 0 | 0.041401 | 0.24 | 125.9
2021-08-01 04:00 | 0 | 0.035304 | 0.26 | 73.105
2021-08-01 05:00 | 0 | 0.065586 | 0.2 | 13.71
2021-08-01 06:00 | 0 | 0.13161 | 0.2 | 135.01
2021-08-01 07:00 | 0 | 0.12028 | 0.15 | 111.39
2021-08-01 08:00 | 0.0023573 | 0.20389 | 0.12 | 88.895
2021-08-01 09:00 | 0.36203 | 0.21935 | 0.11 | 64.085
2021-08-01 10:00 | 0.7489 | 0.16079 | 0.1 | 94.855
2021-08-01 11:00 | 0.73459 | 0.15662 | 0.1 | 34.89
2021-08-01 12:00 | 0.68829 | 0.14463 | 0.1 | 1.125
2021-08-01 13:00 | 0.65459 | 0.19335 | 0.1 | -23.015
2021-08-01 14:00 | 0.66134 | 0.19426 | 0.14 | -22.955
2021-08-01 15:00 | 0.70633 | 0.15999 | 0.28 | -10.33
2021-08-01 16:00 | 0.72986 | 0.1158 | 0.32 | -6.875
2021-08-01 17:00 | 0.38251 | 0.02158 | 0.32 | 26.365
2021-08-01 18:00 | 0.061534 | 0.0008 | 0.28 | 102.075
2021-08-01 19:00 | 0 | 0.000731 | 0.2 | 295.33
2021-08-01 20:00 | 0 | 0.012577 | 0.2 | 239.585
2021-08-01 21:00 | 0 | 0.013505 | 0.13 | 140.44
2021-08-01 22:00 | 0 | 0.032036 | 0.1 | 116.66
2021-08-01 23:00 | 0 | 0.038106 | 0.07 | 114.66
2021-08-02 | 0 | 0.009687 | 0.05 | 105.36
2021-08-02 01:00 | 0 | 0.065712 | 0.05 | 80.165
2021-08-02 02:00 | 0 | 0.14206 | 0.05 | 52.125
2021-08-02 03:00 | 0 | 0.20141 | 0.1 | 21.24
2021-08-02 04:00 | 0 | 0.21723 | 0.06 | 8.93
2021-08-02 05:00 | 0 | 0.21659 | 0.1 | 4.04
2021-08-02 06:00 | 0 | 0.20755 | 0.12 | -2.255
2021-08-02 07:00 | 0 | 0.1847 | 0.11 | 30.925
2021-08-02 08:00 | 0.0019216 | 0.1537 | 0.09 | 72.48
2021-08-02 09:00 | 0.23639 | 0.037576 | 0.1 | 67.945
2021-08-02 10:00 | 0.47566 | 0 | 0.05 | 90.035
2021-08-02 11:00 | 0.59772 | 0.016286 | 0.05 | 64.04
2021-08-02 12:00 | 0.65962 | 0.030414 | 0.05 | -23.585
2021-08-02 13:00 | 0.58687 | 0.035752 | 0.07 | -30.475
2021-08-02 14:00 | 0.55217 | 0.045813 | 0.1 | -32.02
2021-08-02 15:00 | 0.72034 | 0.058269 | 0.14 | -32.815
2021-08-02 16:00 | 0.77103 | 0 | 0.16 | -27.085
2021-08-02 17:00 | 0.40861 | 0 | 0.15 | -88.21
2021-08-02 18:00 | 0.07522 | 0.003584 | 0.12 | 27.385
2021-08-02 19:00 | 0 | 0.000603 | 0.11 | 61.895
2021-08-02 20:00 | 0 | 0.010051 | 0.09 | 69.255
2021-08-02 21:00 | 0 | 0.063193 | 0.09 | 69.205
2021-08-02 22:00 | 0 | 0.13175 | 0.09 | 59.19
2021-08-02 23:00 | 0 | 0.18696 | 0.09 | 27.875
2021-08-03 | 0 | 0.24831 | 0.1 | 46.045
2021-08-03 01:00 | 0 | 0.38237 | 0.08 | 47.075
2021-08-03 02:00 | 0 | 0.53367 | 0.08 | 39.155
2021-08-03 03:00 | 0 | 0.6523 | 0.08 | 22.75
2021-08-03 04:00 | 0 | 0.78531 | 0.09 | 21.43
2021-08-03 05:00 | 0 | 0.80934 | 0.12 | 3.39
2021-08-03 06:00 | 0 | 0.82474 | 0.13 | 7.715
2021-08-03 07:00 | 0 | 0.81944 | 0.1 | 26.99
2021-08-03 08:00 | 0.0020485 | 0.81944 | 0.08 | 43.55
2021-08-03 09:00 | 0.36864 | 0.74394 | 0.06 | 71.675
2021-08-03 10:00 | 0.78081 | 0.75929 | 0.1 | 13.84
2021-08-03 11:00 | 0.76577 | 0.69829 | 0.06 | 20.8
2021-08-03 12:00 | 0.63654 | 0.52448 | 0.06 | 7.235
2021-08-03 13:00 | 0.68867 | 0.48266 | 0.06 | 9.26
2021-08-03 14:00 | 0.69961 | 0.50792 | 0.08 | -119.685
2021-08-03 15:00 | 0.74683 | 0.6007 | 0.11 | -155.715
2021-08-03 16:00 | 0.77642 | 0.74275 | 0.13 | -40.715
2021-08-03 17:00 | 0.41528 | 0.89407 | 0.14 | 17.68
2021-08-03 18:00 | 0.080115 | 0.9361 | 0.14 | -20.415
2021-08-03 19:00 | 0 | 0.95686 | 0.12 | 95.245
2021-08-03 20:00 | 0 | 0.95356 | 0.12 | 69.47
2021-08-03 21:00 | 0 | 0.96257 | 0.11 | 72.26
2021-08-03 22:00 | 0 | 0.96344 | 0.11 | 59.955
2021-08-03 23:00 | 0 | 0.95766 | 0.11 | 47.885
2021-08-04 | 0 | 0.94932 | 0.1 | 36.21
2021-08-04 01:00 | 0 | 0.98165 | 0.1 | 45.965
2021-08-04 02:00 | 0 | 0.96463 | 0.1 | 25.495
2021-08-04 03:00 | 0 | 0.95932 | 0.1 | 10.045
2021-08-04 04:00 | 0 | 0.96105 | 0.12 | -12.15
2021-08-04 05:00 | 0 | 0.9557 | 0.14 | -10.41
2021-08-04 06:00 | 0 | 0.90689 | 0.2 | 6.18
2021-08-04 07:00 | 0 | 0.90993 | 0.19 | 27.93
2021-08-04 08:00 | 0.0021586 | 0.96002 | 0.15 | 67.18
2021-08-04 09:00 | 0.28945 | 0.95697 | 0.1 | 115.58
2021-08-04 10:00 | 0.52374 | 0.96257 | 0.1 | 91.57
2021-08-04 11:00 | 0.62644 | 0.95744 | 0.1 | 94.88
2021-08-04 12:00 | 0.55263 | 0.94333 | 0.06 | 48.115
2021-08-04 13:00 | 0.50324 | 0.92055 | 0.07 | 17.125
2021-08-04 14:00 | 0.45763 | 0.90636 | 0.1 | 12.65
2021-08-04 15:00 | 0.37887 | 0.91182 | 0.19 | 41.1
2021-08-04 16:00 | 0.17349 | 0.91236 | 0.24 | 42.225
2021-08-04 17:00 | 0.24636 | 0.93676 | 0.24 | 60
2021-08-04 18:00 | 0.026085 | 0.94749 | 0.25 | 68.045
2021-08-04 19:00 | 0 | 0.94785 | 0.23 | 130.31
2021-08-04 20:00 | 0 | 0.93542 | 0.2 | 107.965
2021-08-04 21:00 | 0 | 0.96217 | 0.2 | 91.76
2021-08-04 22:00 | 0 | 0.96092 | 0.16 | 85.94
2021-08-04 23:00 | 0 | 0.9654 | 0.15 | 85.52
2021-08-05 | 0 | 0.95647 | 0.14 | 73.59
2021-08-05 01:00 | 0 | 0.9564 | 0.13 | 60.995
2021-08-05 02:00 | 0 | 0.90427 | 0.14 | 23.605
2021-08-05 03:00 | 0 | 0.96739 | 0.15 | 3.93
2021-08-05 04:00 | 0 | 0.96657 | 0.18 | -5.53
2021-08-05 05:00 | 0 | 0.95336 | 0.22 | -0.95
2021-08-05 06:00 | 0 | 0.95566 | 0.22 | 18.79
2021-08-05 07:00 | 0 | 0.94185 | 0.18 | 32.475
2021-08-05 08:00 | 0.00018469 | 0.97423 | 0.13 | 75.735
2021-08-05 09:00 | 0.030384 | 0.97423 | 0.11 | 90.34
2021-08-05 10:00 | 0.056519 | 0.96613 | 0.11 | 69.645
2021-08-05 11:00 | 0.059345 | 0.96465 | 0.1 | 46.12
2021-08-05 12:00 | 0.17252 | 0.95246 | 0.1 | 6.825
2021-08-05 13:00 | 0.17919 | 0.94624 | 0.11 | 0.915
2021-08-05 14:00 | 0.14609 | 0.94224 | 0.15 | 12.165
2021-08-05 15:00 | 0.054901 | 0.94654 | 0.21 | 6.06
2021-08-05 16:00 | 0.053607 | 0.68891 | 0.24 | 26.435
2021-08-05 17:00 | 0.022034 | 0.38311 | 0.24 | 42.03
2021-08-05 18:00 | 0.013323 | 0.2618 | 0.27 | 71.61
2021-08-05 19:00 | 0 | 0.47696 | 0.24 | 93.465
2021-08-05 20:00 | 0 | 0.71908 | 0.21 | 90.325
2021-08-05 21:00 | 0 | 0.80799 | 0.2 | 94.465
2021-08-05 22:00 | 0 | 0.8232 | 0.22 | 86.515
2021-08-05 23:00 | 0 | 0.73965 | 0.19 | 75.965
2021-08-06 | 0 | 0.8078 | 0.16 | 68.745
2021-08-06 01:00 | 0 | 0.70709 | 0.16 | 68.555
2021-08-06 02:00 | 0 | 0.61474 | 0.18 | 53.235
2021-08-06 03:00 | 0 | 0.57449 | 0.19 | 25.835
2021-08-06 04:00 | 0 | 0.47453 | 0.19 | 14.505
2021-08-06 05:00 | 0 | 0.41151 | 0.22 | 8.14
2021-08-06 06:00 | 0 | 0.33735 | 0.26 | 14.265
2021-08-06 07:00 | 0 | 0.24671 | 0.3 | 25.665
2021-08-06 08:00 | 0.0003791 | 0.3135 | 0.24 | 75.71
2021-08-06 09:00 | 0.045542 | 0.29572 | 0.18 | 90.08
2021-08-06 10:00 | 0.11807 | 0.17856 | 0.18 | 94.61
2021-08-06 11:00 | 0.11192 | 0.12458 | 0.15 | 86.155
2021-08-06 12:00 | 0.079995 | 0.081968 | 0.16 | 68.835
2021-08-06 13:00 | 0.051354 | 0.017333 | 0.18 | 67.515
2021-08-06 14:00 | 0.079069 | 0.005234 | 0.23 | 35.79
2021-08-06 15:00 | 0.094344 | 0 | 0.29 | 56.12
2021-08-06 16:00 | 0.049338 | 0.001107 | 0.31 | 52.02
2021-08-06 17:00 | 0.06423 | 0.005104 | 0.3 | 81.855
2021-08-06 18:00 | 0.027973 | 0 | 0.33 | 86.22
2021-08-06 19:00 | 0 | 0.008266 | 0.34 | 134.92
2021-08-06 20:00 | 0 | 0.002951 | 0.34 | 104.91
2021-08-06 21:00 | 0 | 0.000923 | 0.35 | 94.335
2021-08-06 22:00 | 0 | 0.001084 | 0.33 | 88.955
2021-08-06 23:00 | 0 | 0.015221 | 0.31 | 93.7
2021-08-07 | 0 | 0.12937 | 0.26 | 97.06
2021-08-07 01:00 | 0 | 0.24329 | 0.27 | 88.575
2021-08-07 02:00 | 0 | 0.18947 | 0.27 | 88.33
2021-08-07 03:00 | 0 | 0.19892 | 0.26 | 61.02
2021-08-07 04:00 | 0 | 0.19647 | 0.27 | 42.945
2021-08-07 05:00 | 0 | 0.15909 | 0.32 | 42.265
2021-08-07 06:00 | 0 | 0.095779 | 0.31 | 42.26
2021-08-07 07:00 | 0 | 0.041529 | 0.3 | 44.96
2021-08-07 08:00 | 0.0021791 | 0.019426 | 0.3 | 73.475
2021-08-07 09:00 | 0.058548 | 0.094406 | 0.2 | 77.085
2021-08-07 10:00 | 0.058967 | 0.15795 | 0.2 | 77.695
2021-08-07 11:00 | 0.085486 | 0.23673 | 0.24 | 52.765
2021-08-07 12:00 | 0.16739 | 0.28222 | 0.23 | 27.74
2021-08-07 13:00 | 0.16369 | 0.38356 | 0.27 | 19.06
2021-08-07 14:00 | 0.10764 | 0.47683 | 0.28 | 7.175
2021-08-07 15:00 | 0.18502 | 0.56868 | 0.34 | 6.09
2021-08-07 16:00 | 0.12566 | 0.56868 | 0.36 | 48.02
2021-08-07 17:00 | 0.10847 | 0.46442 | 0.36 | 70.29
2021-08-07 18:00 | 0.03254 | 0.35027 | 0.36 | 82.18
2021-08-07 19:00 | 0 | 0.33965 | 0.35 | 249.615
2021-08-07 20:00 | 0 | 0.41843 | 0.34 | 167.565
2021-08-07 21:00 | 0 | 0.47439 | 0.3 | 147.315
2021-08-07 22:00 | 0 | 0.42679 | 0.28 | 135.065
2021-08-07 23:00 | 0 | 0.49051 | 0.24 | 111.2
2021-08-08 | 0 | 0.51376 | 0.21 | 97.75
2021-08-08 01:00 | 0 | 0.35689 | 0.21 | 99.285
2021-08-08 02:00 | 0 | 0.23403 | 0.18 | 90.67
2021-08-08 03:00 | 0 | 0.19218 | 0.15 | 82.95
2021-08-08 04:00 | 0 | 0.23409 | 0.14 | 70.645
2021-08-08 05:00 | 0 | 0.31723 | 0.2 | 65.04
2021-08-08 06:00 | 0 | 0.40974 | 0.16 | 59.87
2021-08-08 07:00 | 0 | 0.38109 | 0.15 | 56.975
2021-08-08 08:00 | 0.0040874 | 0.28076 | 0.11 | 64.105
2021-08-08 09:00 | 0.12601 | 0.20895 | 0.1 | 56.365
2021-08-08 10:00 | 0.3058 | 0.068955 | 0.13 | 46.91
2021-08-08 11:00 | 0.43937 | 0.041118 | 0.15 | 31.805
2021-08-08 12:00 | 0.60668 | 0.098851 | 0.2 | 13.535
2021-08-08 13:00 | 0.42558 | 0.16555 | 0.18 | 6.565
2021-08-08 14:00 | 0.46312 | 0.19746 | 0.26 | 34.865
2021-08-08 15:00 | 0.51375 | 0.20115 | 0.34 | 51.215
2021-08-08 16:00 | 0.58319 | 0.19591 | 0.36 | 61.89
2021-08-08 17:00 | 0.42052 | 0.13238 | 0.36 | 84.29
2021-08-08 18:00 | 0.083821 | 0.16821 | 0.35 | 92.09
2021-08-08 19:00 | 0 | 0.18862 | 0.32 | 250.95
2021-08-08 20:00 | 0 | 0.14946 | 0.3 | 168.505
2021-08-08 21:00 | 0 | 0.12154 | 0.28 | 106.525
2021-08-08 22:00 | 0 | 0.16936 | 0.25 | 91.785
2021-08-08 23:00 | 0 | 0.20501 | 0.21 | 92.895
2021-08-09 | 0 | 0.19928 | 0.16 | 81.35
2021-08-09 01:00 | 0 | 0.20365 | 0.14 | 79.475
2021-08-09 02:00 | 0 | 0.1933 | 0.13 | 74.68
2021-08-09 03:00 | 0 | 0.22691 | 0.13 | 63.065
2021-08-09 04:00 | 0 | 0.24376 | 0.14 | 40.175
2021-08-09 05:00 | 0 | 0.29468 | 0.15 | 38.075
2021-08-09 06:00 | 0 | 0.36883 | 0.15 | 41.715
2021-08-09 07:00 | 0 | 0.46863 | 0.1 | 43.665
2021-08-09 08:00 | 0.0053245 | 0.62165 | 0.08 | 79.825
2021-08-09 09:00 | 0.3981 | 0.6467 | 0.1 | 74.525
2021-08-09 10:00 | 0.82822 | 0.35246 | 0.07 | 46.285
2021-08-09 11:00 | 0.79409 | 0.2402 | 0.08 | 17.36
2021-08-09 12:00 | 0.75171 | 0.20626 | 0.08 | -86.06
2021-08-09 13:00 | 0.72516 | 0.22079 | 0.08 | 15.385
2021-08-09 14:00 | 0.74299 | 0.1622 | 0.13 | -42.395
2021-08-09 15:00 | 0.65118 | 0.11215 | 0.22 | -35.01
2021-08-09 16:00 | 0.35775 | 0.075205 | 0.3 | -5.46
2021-08-09 17:00 | 0.23207 | 0.10195 | 0.21 | 50.405
2021-08-09 18:00 | 0.021027 | 0.21846 | 0.17 | 81.235
2021-08-09 19:00 | 0 | 0.38083 | 0.14 | 163.17
2021-08-09 20:00 | 0 | 0.51248 | 0.11 | 114.46
2021-08-09 21:00 | 0 | 0.74952 | 0.06 | 79.14
2021-08-09 22:00 | 0 | 0.8837 | 0.06 | 71.335
2021-08-09 23:00 | 0 | 0.92764 | 0.06 | 69.19
2021-08-10 | 0 | 0.88405 | 0.1 | 64.155
2021-08-10 01:00 | 0 | 0.94209 | 0.06 | 60.455
2021-08-10 02:00 | 0 | 0.92287 | 0.06 | 12.905
2021-08-10 03:00 | 0 | 0.92364 | 0.06 | -5.74
2021-08-10 04:00 | 0 | 0.95329 | 0.06 | -15.73
2021-08-10 05:00 | 0 | 0.94718 | 0.09 | -20.46
2021-08-10 06:00 | 0 | 0.9612 | 0.08 | -9.07
2021-08-10 07:00 | 0 | 0.94498 | 0.06 | 7.655
2021-08-10 08:00 | 0 | 0.9542 | 0.06 | 71.235
2021-08-10 09:00 | 0.039888 | 0.77824 | 0.06 | 66.155
2021-08-10 10:00 | 0.062115 | 0.91426 | 0.1 | 36.515
2021-08-10 11:00 | 0.046429 | 0.95048 | 0.06 | 10.885
2021-08-10 12:00 | 0.089393 | 0.95142 | 0.06 | -39.79
2021-08-10 13:00 | 0.1169 | 0.94144 | 0.06 | -31.67
2021-08-10 14:00 | 0.27352 | 0.80712 | 0.1 | -41.06
2021-08-10 15:00 | 0.43431 | 0.59798 | 0.11 | -60.35
2021-08-10 16:00 | 0.57397 | 0.61491 | 0.16 | -82.69
2021-08-10 17:00 | 0.36909 | 0.46626 | 0.13 | -0.3
2021-08-10 18:00 | 0.047117 | 0.32047 | 0.11 | 54.33
2021-08-10 19:00 | 0 | 0.47953 | 0.08 | 123
2021-08-10 20:00 | 0 | 0.71135 | 0.07 | 69.94
2021-08-10 21:00 | 0 | 0.73252 | 0.06 | 64.06
2021-08-10 22:00 | 0 | 0.76786 | 0.06 | 65.15
2021-08-10 23:00 | 0 | 0.83347 | 0.06 | 30.86
2021-08-11 | 0 | 0.88885 | 0.06 | -1.75
2021-08-11 01:00 | 0 | 0.93455 | 0.06 | -1.655
2021-08-11 02:00 | 0 | 0.87436 | 0.1 | -10.03
2021-08-11 03:00 | 0 | 0.57637 | 0.06 | -10.875
2021-08-11 04:00 | 0 | 0.57879 | 0.1 | -7.35
2021-08-11 05:00 | 0 | 0.85456 | 0.07 | -16.4
2021-08-11 06:00 | 0 | 0.82227 | 0.07 | -8.755
2021-08-11 07:00 | 0 | 0.62149 | 0.06 | 1.04
2021-08-11 08:00 | 0.022851 | 0.46038 | 0.07 | 56.07
2021-08-11 09:00 | 0.35362 | 0.26624 | 0.07 | 45.205
2021-08-11 10:00 | 0.58287 | 0.2963 | 0.06 | 41.105
2021-08-11 11:00 | 0.40928 | 0.33928 | 0.06 | 5.66
2021-08-11 12:00 | 0.72709 | 0.38883 | 0.06 | -26.28
2021-08-11 13:00 | 0.58334 | 0.45695 | 0.06 | -13.93
2021-08-11 14:00 | 0.46311 | 0.4479 | 0.09 | -16.745
2021-08-11 15:00 | 0.38461 | 0.40939 | 0.12 | -18.515
2021-08-11 16:00 | 0.25534 | 0.48829 | 0.14 | 42.79
2021-08-11 17:00 | 0.38293 | 0.48041 | 0.13 | -17.775
2021-08-11 18:00 | 0.089647 | 0.44908 | 0.12 | 33.06
2021-08-11 19:00 | 0 | 0.56319 | 0.11 | 74.32
2021-08-11 20:00 | 0 | 0.68727 | 0.11 | 69.8
2021-08-11 21:00 | 0 | 0.74261 | 0.11 | 56.985
2021-08-11 22:00 | 0 | 0.57655 | 0.09 | 64.575
2021-08-11 23:00 | 0 | 0.30524 | 0.07 | 46.945
2021-08-12 | 0 | 0.23076 | 0.06 | 49.055
2021-08-12 01:00 | 0 | 0.22952 | 0.06 | 49.33
2021-08-12 02:00 | 0 | 0.26027 | 0.07 | 47.395
2021-08-12 03:00 | 0 | 0.22107 | 0.11 | 20.195
2021-08-12 04:00 | 0 | 0.2926 | 0.16 | -9.02
2021-08-12 05:00 | 0 | 0.413 | 0.24 | -7.995
2021-08-12 06:00 | 0 | 0.4316 | 0.25 | 24.79
2021-08-12 07:00 | 0 | 0.49787 | 0.23 | 43.055
2021-08-12 08:00 | 0.0038575 | 0.45246 | 0.16 | 78.595
2021-08-12 09:00 | 0.086885 | 0.31422 | 0.12 | 70.975
2021-08-12 10:00 | 0.078014 | 0.23574 | 0.11 | 85.345
2021-08-12 11:00 | 0.12935 | 0.14807 | 0.11 | 75.095
2021-08-12 12:00 | 0.19741 | 0.12339 | 0.1 | 47.32
2021-08-12 13:00 | 0.37144 | 0.1438 | 0.13 | 12.715
2021-08-12 14:00 | 0.46618 | 0.24037 | 0.17 | 15.18
2021-08-12 15:00 | 0.6377 | 0.19447 | 0.28 | 22.755
2021-08-12 16:00 | 0.39096 | 0.21753 | 0.3 | 41.01
2021-08-12 17:00 | 0.25408 | 0.12131 | 0.3 | 47.62
2021-08-12 18:00 | 0.070414 | 0.045411 | 0.31 | 94.105
2021-08-12 19:00 | 0 | 0.023846 | 0.3 | 176.015
2021-08-12 20:00 | 0 | 0.02407 | 0.3 | 146.84
2021-08-12 21:00 | 0 | 0.079338 | 0.28 | 90.18
2021-08-12 22:00 | 0 | 0.19916 | 0.3 | 94.535
2021-08-12 23:00 | 0 | 0.18118 | 0.3 | 97.5
2021-08-13 | 0 | 0.20549 | 0.25 | 86.14
2021-08-13 01:00 | 0 | 0.13802 | 0.23 | 98.15
2021-08-13 02:00 | 0 | 0.068719 | 0.23 | 80.655
2021-08-13 03:00 | 0 | 0.025611 | 0.2 | 59.52
2021-08-13 04:00 | 0 | 0.011906 | 0.28 | 50.545
2021-08-13 05:00 | 0 | 0.007361 | 0.3 | 39.5
2021-08-13 06:00 | 0 | 0.009324 | 0.29 | 46.625
2021-08-13 07:00 | 0 | 0.006493 | 0.23 | 63.32
2021-08-13 08:00 | 0.02626 | 0.010191 | 0.18 | 88.47
2021-08-13 09:00 | 0.3423 | 0.020241 | 0.13 | 78.42
2021-08-13 10:00 | 0.5463 | 0.0014 | 0.12 | 62.645
2021-08-13 11:00 | 0.62863 | 0.06025 | 0.14 | 22.53
2021-08-13 12:00 | 0.6854 | 0.10791 | 0.15 | 15.825
2021-08-13 13:00 | 0.53 | 0.10908 | 0.18 | -3.825
2021-08-13 14:00 | 0.64555 | 0.16671 | 0.22 | -23.715
2021-08-13 15:00 | 0.64465 | 0.12052 | 0.28 | -9.205
2021-08-13 16:00 | 0.63132 | 0.14472 | 0.33 | -4.985
2021-08-13 17:00 | 0.17831 | 0.16278 | 0.33 | -8.055
2021-08-13 18:00 | 0.092197 | 0.21353 | 0.35 | 57.175
2021-08-13 19:00 | 0 | 0.20385 | 0.35 | 85.02
2021-08-13 20:00 | 0 | 0.1467 | 0.35 | 88.815
2021-08-13 21:00 | 0 | 0.20532 | 0.35 | 89.39
2021-08-13 22:00 | 0 | 0.36687 | 0.34 | 89.08
2021-08-13 23:00 | 0 | 0.30846 | 0.31 | 91.34
2021-08-14 | 0 | 0.11089 | 0.27 | 86.43
2021-08-14 01:00 | 0 | 0.086093 | 0.23 | 88.875
2021-08-14 02:00 | 0 | 0.12073 | 0.23 | 96.1
2021-08-14 03:00 | 0 | 0.13727 | 0.25 | 87.855
2021-08-14 04:00 | 0 | 0.15847 | 0.26 | 56.515
2021-08-14 05:00 | 0 | 0.19647 | 0.26 | 37.83
2021-08-14 06:00 | 0 | 0.18337 | 0.22 | 44.94
2021-08-14 07:00 | 0 | 0.14381 | 0.15 | 60.51
2021-08-14 08:00 | 0.024809 | 0.1739 | 0.11 | 68.18
2021-08-14 09:00 | 0.23413 | 0.21031 | 0.1 | 57.71
2021-08-14 10:00 | 0.55979 | 0.19966 | 0.1 | 13.83
2021-08-14 11:00 | 0.63617 | 0.13836 | 0.11 | -3.84
2021-08-14 12:00 | 0.48576 | 0.057551 | 0.11 | -26.25
2021-08-14 13:00 | 0.49413 | 0.079659 | 0.1 | -30.435
2021-08-14 14:00 | 0.53726 | 0.10412 | 0.13 | -26.635
2021-08-14 15:00 | 0.59889 | 0.16327 | 0.29 | -25.4
2021-08-14 16:00 | 0.46634 | 0.24711 | 0.34 | -13.905
2021-08-14 17:00 | 0.22453 | 0.18381 | 0.33 | 14.65
2021-08-14 18:00 | 0.068644 | 0.15409 | 0.34 | 117.72
2021-08-14 19:00 | 0 | 0.18703 | 0.33 | 179.905
2021-08-14 20:00 | 0 | 0.20599 | 0.3 | 81.18
2021-08-14 21:00 | 0 | 0.23867 | 0.31 | 73.425
2021-08-14 22:00 | 0 | 0.20752 | 0.31 | 73.465
2021-08-14 23:00 | 0 | 0.19031 | 0.31 | 69.585
2021-08-15 | 0 | 0.17738 | 0.29 | 77.115
2021-08-15 01:00 | 0 | 0.16201 | 0.25 | 52.7
2021-08-15 02:00 | 0 | 0.11825 | 0.24 | 60.215
2021-08-15 03:00 | 0 | 0.083145 | 0.23 | 58.45
2021-08-15 04:00 | 0 | 0.050168 | 0.22 | 68.475
2021-08-15 05:00 | 0 | 0.016214 | 0.2 | 15.225
2021-08-15 06:00 | 0 | 0.001553 | 0.18 | 13.35
2021-08-15 07:00 | 0 | 0.007065 | 0.12 | 8.465
2021-08-15 08:00 | 0.043935 | 0.003771 | 0.12 | 11.365
2021-08-15 09:00 | 0.41298 | 0 | 0.12 | 12.675
2021-08-15 10:00 | 0.754 | 0.001297 | 0.1 | 1.55
2021-08-15 11:00 | 0.69527 | 0.000285 | 0.1 | -17.335
2021-08-15 12:00 | 0.64402 | 0.004291 | 0.09 | -55.16
2021-08-15 13:00 | 0.61316 | 0 | 0.09 | -54.69
2021-08-15 14:00 | 0.33747 | 0.050618 | 0.09 | -133.63
2021-08-15 15:00 | 0.50422 | 0.06336 | 0.1 | -81.96
2021-08-15 16:00 | 0.58106 | 0.04849 | 0.16 | -68.23
2021-08-15 17:00 | 0.1954 | 0.002375 | 0.17 | -28.735
2021-08-15 18:00 | 0.072907 | 0.001749 | 0.15 | -0.49
2021-08-15 19:00 | 0 | 0 | 0.15 | 66.67
2021-08-15 20:00 | 0 | 0.001894 | 0.15 | 57.54
2021-08-15 21:00 | 0 | 0.002612 | 0.13 | 46.42
2021-08-15 22:00 | 0 | 0.005753 | 0.13 | 53.5
2021-08-15 23:00 | 0 | 0.00205 | 0.1 | 15.055
2021-08-16 | 0 | 0.16243 | 0.09 | 12.83
2021-08-16 01:00 | 0 | 0.29088 | 0.1 | 6.515
2021-08-16 02:00 | 0 | 0.39178 | 0.1 | -3.65
2021-08-16 03:00 | 0 | 0.49035 | 0.12 | -3.345
2021-08-16 04:00 | 0 | 0.59711 | 0.12 | -2.195
2021-08-16 05:00 | 0 | 0.80339 | 0.2 | -7.175
2021-08-16 06:00 | 0 | 0.92911 | 0.17 | -2.175
2021-08-16 07:00 | 0 | 0.94728 | 0.13 | 32.35
2021-08-16 08:00 | 0.011144 | 0.96532 | 0.1 | 74.875
2021-08-16 09:00 | 0.20644 | 0.93778 | 0.09 | 71.59
2021-08-16 10:00 | 0.12091 | 0.90941 | 0.09 | 52.985
2021-08-16 11:00 | 0.39224 | 0.95657 | 0.09 | 4
2021-08-16 12:00 | 0.2217 | 0.96374 | 0.12 | -3.87
2021-08-16 13:00 | 0.26178 | 0.96002 | 0.14 | -11.555
2021-08-16 14:00 | 0.50273 | 0.96368 | 0.15 | -10.265
2021-08-16 15:00 | 0.19706 | 0.91268 | 0.24 | -26.875
2021-08-16 16:00 | 0.56483 | 0.8354 | 0.29 | -28.64
2021-08-16 17:00 | 0.48402 | 0.83185 | 0.3 | -0.38
2021-08-16 18:00 | 0.092127 | 0.93717 | 0.27 | 52.825
2021-08-16 19:00 | 0 | 0.86884 | 0.25 | 95.87
2021-08-16 20:00 | 0 | 0.83581 | 0.24 | 91.365
2021-08-16 21:00 | 0 | 0.86943 | 0.25 | 85.225
2021-08-16 22:00 | 0 | 0.81872 | 0.25 | 85.61
2021-08-16 23:00 | 0 | 0.80041 | 0.3 | 69.23
2021-08-17 | 0 | 0.94985 | 0.27 | 62.43
2021-08-17 01:00 | 0 | 0.9086 | 0.29 | 63.675
2021-08-17 02:00 | 0 | 0.89607 | 0.3 | 52.485
2021-08-17 03:00 | 0 | 0.89262 | 0.31 | 31.115
2021-08-17 04:00 | 0 | 0.93016 | 0.32 | 14.465
2021-08-17 05:00 | 0 | 0.91388 | 0.35 | 15.74
2021-08-17 06:00 | 0 | 0.89129 | 0.3 | 38.86
2021-08-17 07:00 | 0 | 0.90064 | 0.28 | 59.42
2021-08-17 08:00 | 0.049988 | 0.86091 | 0.2 | 96.955
2021-08-17 09:00 | 0.42532 | 0.6933 | 0.24 | 93.965
2021-08-17 10:00 | 0.77839 | 0.60201 | 0.22 | 86.53
2021-08-17 11:00 | 0.59663 | 0.52592 | 0.21 | 87.385
2021-08-17 12:00 | 0.70499 | 0.50407 | 0.21 | 86.67
2021-08-17 13:00 | 0.61445 | 0.49007 | 0.23 | 77.31
2021-08-17 14:00 | 0.54223 | 0.35965 | 0.28 | 49.81
2021-08-17 15:00 | 0.72246 | 0.40664 | 0.33 | 18.38
2021-08-17 16:00 | 0.61502 | 0.40664 | 0.35 | 25.9
2021-08-17 17:00 | 0.3706 | 0.63639 | 0.34 | 50.775
2021-08-17 18:00 | 0.086745 | 0.7768 | 0.35 | 89.25
2021-08-17 19:00 | 0 | 0.94605 | 0.35 | 239.515
2021-08-17 20:00 | 0 | 0.8899 | 0.34 | 160.71
2021-08-17 21:00 | 0 | 0.60776 | 0.33 | 107.115
2021-08-17 22:00 | 0 | 0.59838 | 0.3 | 108.18
2021-08-17 23:00 | 0 | 0.88228 | 0.28 | 105.21
2021-08-18 | 0 | 0.9527 | 0.26 | 98.905
2021-08-18 01:00 | 0 | 0.93552 | 0.24 | 93.65
2021-08-18 02:00 | 0 | 0.91959 | 0.25 | 85.8
2021-08-18 03:00 | 0 | 0.83937 | 0.27 | 72.99
2021-08-18 04:00 | 0 | 0.84232 | 0.29 | 64.28
2021-08-18 05:00 | 0 | 0.83665 | 0.31 | 62.56
2021-08-18 06:00 | 0 | 0.89855 | 0.29 | 68.825
2021-08-18 07:00 | 0 | 0.8875 | 0.2 | 75.96
2021-08-18 08:00 | 0.020358 | 0.89953 | 0.23 | 122.39
2021-08-18 09:00 | 0.16009 | 0.89166 | 0.21 | 95.495
2021-08-18 10:00 | 0.4196 | 0.87467 | 0.21 | 75.27
2021-08-18 11:00 | 0.46574 | 0.76349 | 0.23 | 55.24
2021-08-18 12:00 | 0.3389 | 0.91269 | 0.23 | -7.285
2021-08-18 13:00 | 0.39449 | 0.8104 | 0.23 | -89.855
2021-08-18 14:00 | 0.42445 | 0.81599 | 0.26 | -173.405
2021-08-18 15:00 | 0.27967 | 0.87641 | 0.32 | -57.335
2021-08-18 16:00 | 0.70358 | 0.83672 | 0.36 | 2.74
2021-08-18 17:00 | 0.6758 | 0.59105 | 0.36 | 40.8
2021-08-18 18:00 | 0.069557 | 0.88228 | 0.36 | 91.43
2021-08-18 19:00 | 0 | 0.91684 | 0.35 | 244.85
2021-08-18 20:00 | 0 | 0.86789 | 0.34 | 275.78
2021-08-18 21:00 | 0 | 0.73874 | 0.32 | 138.87
2021-08-18 22:00 | 0 | 0.64297 | 0.3 | 97.88
2021-08-18 23:00 | 0 | 0.51526 | 0.23 | 107.305
2021-08-19 | 0 | 0.48746 | 0.18 | 89.44
2021-08-19 01:00 | 0 | 0.47636 | 0.2 | 92.2
2021-08-19 02:00 | 0 | 0.36 | 0.14 | 83.815
2021-08-19 03:00 | 0 | 0.3988 | 0.15 | 52.685
2021-08-19 04:00 | 0 | 0.38124 | 0.18 | 32.61
2021-08-19 05:00 | 0 | 0.28334 | 0.18 | 33.08
2021-08-19 06:00 | 0 | 0.30117 | 0.14 | 42.935
2021-08-19 07:00 | 0 | 0.23291 | 0.12 | 59.03
2021-08-19 08:00 | 0.048886 | 0.30546 | 0.08 | 89.61
2021-08-19 09:00 | 0.33918 | 0.30627 | 0.07 | 55.275
2021-08-19 10:00 | 0.6447 | 0.32037 | 0.07 | -1.71
2021-08-19 11:00 | 0.63354 | 0.38192 | 0.07 | -7.9
2021-08-19 12:00 | 0.54551 | 0.48092 | 0.07 | -14.01
2021-08-19 13:00 | 0.44624 | 0.49335 | 0.07 | -37.605
2021-08-19 14:00 | 0.53601 | 0.50621 | 0.11 | -35.67
2021-08-19 15:00 | 0.4738 | 0.54991 | 0.18 | -24.115
2021-08-19 16:00 | 0.30693 | 0.41049 | 0.21 | -9.125
2021-08-19 17:00 | 0.22553 | 0.32187 | 0.16 | 15.175
2021-08-19 18:00 | 0.082276 | 0.85804 | 0.14 | 67.435
2021-08-19 19:00 | 0 | 0.82412 | 0.11 | 81.345
2021-08-19 20:00 | 0 | 0.65468 | 0.09 | 71.195
2021-08-19 21:00 | 0 | 0.87164 | 0.09 | 39.36
2021-08-19 22:00 | 0 | 0.86812 | 0.07 | 25.015
2021-08-19 23:00 | 0 | 0.84311 | 0.07 | -1.88
2021-08-20 | 0 | 0.84117 | 0.07 | -66.925
2021-08-20 01:00 | 0 | 0.82351 | 0.07 | -5.85
2021-08-20 02:00 | 0 | 0.76379 | 0.07 | 1.98
2021-08-20 03:00 | 0 | 0.73955 | 0.07 | -9.745
2021-08-20 04:00 | 0 | 0.72527 | 0.08 | -20.225
2021-08-20 05:00 | 0 | 0.66168 | 0.08 | -23.025
2021-08-20 06:00 | 0 | 0.50015 | 0.08 | -20.795
2021-08-20 07:00 | 0 | 0.43023 | 0.07 | -10.37
2021-08-20 08:00 | 0.017173 | 0.87648 | 0.1 | 39.925
2021-08-20 09:00 | 0.037018 | 0.75793 | 0.06 | 30.96
2021-08-20 10:00 | 0.034576 | 0.56554 | 0.06 | 28.535
2021-08-20 11:00 | 0.27664 | 0.58766 | 0.07 | 29.24
2021-08-20 12:00 | 0.46018 | 0.88366 | 0.07 | 8.285
2021-08-20 13:00 | 0.61519 | 0.87733 | 0.07 | -5.36
2021-08-20 14:00 | 0.39137 | 0.91504 | 0.08 | -100.745
2021-08-20 15:00 | 0.66021 | 0.89746 | 0.16 | -35.95
2021-08-20 16:00 | 0.79105 | 0.95819 | 0.2 | -84.095
2021-08-20 17:00 | 0.32353 | 0.93816 | 0.2 | 12.89
2021-08-20 18:00 | 0.077841 | 0.84902 | 0.23 | 73.8
2021-08-20 19:00 | 0 | 0.86212 | 0.21 | 95.165
2021-08-20 20:00 | 0 | 0.93475 | 0.2 | 70.61
2021-08-20 21:00 | 0 | 0.91346 | 0.18 | 72.785
2021-08-20 22:00 | 0 | 0.894 | 0.19 | 81.36
2021-08-20 23:00 | 0 | 0.85645 | 0.19 | 98.91
2021-08-21 | 0 | 0.93754 | 0.21 | 90.84
2021-08-21 01:00 | 0 | 0.797 | 0.22 | 85.23
2021-08-21 02:00 | 0 | 0.60469 | 0.23 | 75.895
2021-08-21 03:00 | 0 | 0.60651 | 0.24 | 39.78
2021-08-21 04:00 | 0 | 0.60662 | 0.24 | 21.99
2021-08-21 05:00 | 0 | 0.60106 | 0.24 | 2.765
2021-08-21 06:00 | 0 | 0.60588 | 0.22 | 15.32
2021-08-21 07:00 | 0 | 0.59122 | 0.15 | 42.635
2021-08-21 08:00 | 0.054601 | 0.55154 | 0.12 | 57.565
2021-08-21 09:00 | 0.32239 | 0.76213 | 0.1 | 35.465
2021-08-21 10:00 | 0.60817 | 0.78943 | 0.1 | -21.65
2021-08-21 11:00 | 0.71186 | 0.883 | 0.1 | -41.705
2021-08-21 12:00 | 0.60576 | 0.8926 | 0.1 | -26.515
2021-08-21 13:00 | 0.53392 | 0.85711 | 0.1 | -42.29
2021-08-21 14:00 | 0.52001 | 0.86861 | 0.11 | -34.365
2021-08-21 15:00 | 0.43337 | 0.6907 | 0.21 | -36.535
2021-08-21 16:00 | 0.64379 | 0.67404 | 0.3 | -20.13
2021-08-21 17:00 | 0.48084 | 0.84243 | 0.29 | -8.73
2021-08-21 18:00 | 0.094637 | 0.86426 | 0.3 | 49.315
2021-08-21 19:00 | 0 | 0.78838 | 0.32 | 92.785
2021-08-21 20:00 | 0 | 0.67388 | 0.3 | 85.02
2021-08-21 21:00 | 0 | 0.57473 | 0.27 | 82.12
2021-08-21 22:00 | 0 | 0.35763 | 0.22 | 103.45
2021-08-21 23:00 | 0 | 0.35966 | 0.18 | 105.19
2021-08-22 | 0 | 0.38853 | 0.2 | 89.06
2021-08-22 01:00 | 0 | 0.43772 | 0.16 | 77.535
2021-08-22 02:00 | 0 | 0.49447 | 0.16 | 41.015
2021-08-22 03:00 | 0 | 0.32752 | 0.16 | -0.565
2021-08-22 04:00 | 0 | 0.26245 | 0.12 | 5.075
2021-08-22 05:00 | 0 | 0.22476 | 0.09 | -4.065
2021-08-22 06:00 | 0 | 0.23542 | 0.08 | 24.11
2021-08-22 07:00 | 0 | 0.24445 | 0.07 | 27.935
2021-08-22 08:00 | 0.065493 | 0.20599 | 0.09 | 3.135
2021-08-22 09:00 | 0.36477 | 0.11719 | 0.09 | -21.04
2021-08-22 10:00 | 0.5686 | 0.073231 | 0.1 | -34.745
2021-08-22 11:00 | 0.62953 | 0.039968 | 0.09 | -152.665
2021-08-22 12:00 | 0.57638 | 0 | 0.08 | -96.45
2021-08-22 13:00 | 0.47906 | 0.013918 | 0.08 | -203.715
2021-08-22 14:00 | 0.4061 | 0.040795 | 0.06 | -153.745
2021-08-22 15:00 | 0.53328 | 0.057794 | 0.07 | -39.735
2021-08-22 16:00 | 0.44976 | 0.096155 | 0.08 | -192.51
2021-08-22 17:00 | 0.29423 | 0.064864 | 0.07 | -30.225
2021-08-22 18:00 | 0.09794 | 0.017954 | 0.06 | -5.065
2021-08-22 19:00 | 0 | 0.006112 | 0.06 | 15.53
2021-08-22 20:00 | 0 | 0 | 0.1 | 15.74
2021-08-22 21:00 | 0 | 0.007089 | 0.1 | 3.96
2021-08-22 22:00 | 0 | 0.009342 | 0.07 | 2.825
2021-08-22 23:00 | 0 | 0.006627 | 0.06 | 1.33
2021-08-23 | 0 | 0.005956 | 0.06 | 20.23
2021-08-23 01:00 | 0 | 0.004921 | 0.06 | 29.78
2021-08-23 02:00 | 0 | 0.004921 | 0.06 | 8.47
2021-08-23 03:00 | 0 | 0.002672 | 0.06 | -18.855
2021-08-23 04:00 | 0 | 0.002672 | 0.1 | -20.235
2021-08-23 05:00 | 0 | 0 | 0.07 | -14.01
2021-08-23 06:00 | 0 | 0.005273 | 0.07 | -10.99
2021-08-23 07:00 | 0 | 0 | 0.06 | 16.18
2021-08-23 08:00 | 0.069992 | 0.003737 | 0.07 | 46.395
2021-08-23 09:00 | 0.26043 | 0.005227 | 0.06 | 68.885
2021-08-23 10:00 | 0.57968 | 0.00603 | 0.07 | 54.715
2021-08-23 11:00 | 0.79108 | 0.007893 | 0.06 | 18.86
2021-08-23 12:00 | 0.52568 | 0 | 0.06 | -72.405
2021-08-23 13:00 | 0.28472 | 0.001617 | 0.08 | -57.025
2021-08-23 14:00 | 0.29216 | 0.051771 | 0.09 | -17.115
2021-08-23 15:00 | 0.30377 | 0.086182 | 0.14 | -60.68
2021-08-23 16:00 | 0.15828 | 0.039734 | 0.16 | -123.94
2021-08-23 17:00 | 0.073885 | 0 | 0.16 | -50.96
2021-08-23 18:00 | 0.046704 | 0.012841 | 0.16 | -48.775
2021-08-23 19:00 | 0 | 0.054973 | 0.15 | 78.62
2021-08-23 20:00 | 0 | 0.046079 | 0.13 | 81.635
2021-08-23 21:00 | 0 | 0.039972 | 0.15 | 70.445
2021-08-23 22:00 | 0 | 0.058014 | 0.16 | 70.925
2021-08-23 23:00 | 0 | 0.082846 | 0.18 | 55.17
2021-08-24 | 0 | 0.11413 | 0.17 | 51.315
2021-08-24 01:00 | 0 | 0.19661 | 0.17 | 63.53
2021-08-24 02:00 | 0 | 0.27173 | 0.18 | 51.76
2021-08-24 03:00 | 0 | 0.2937 | 0.21 | 29.835
2021-08-24 04:00 | 0 | 0.41561 | 0.22 | 9.11
2021-08-24 05:00 | 0 | 0.45775 | 0.26 | 12.73
2021-08-24 06:00 | 0 | 0.48258 | 0.28 | 36.005
2021-08-24 07:00 | 0 | 0.50809 | 0.24 | 40.58
2021-08-24 08:00 | 0.095087 | 0.5685 | 0.19 | 93.415
2021-08-24 09:00 | 0.44351 | 0.39881 | 0.16 | 168.865
2021-08-24 10:00 | 0.85008 | 0.28332 | 0.15 | 119.65
2021-08-24 11:00 | 0.8297 | 0.18404 | 0.2 | 63.05
2021-08-24 12:00 | 0.79446 | 0.039404 | 0.2 | 8.77
2021-08-24 13:00 | 0.76682 | 0.048703 | 0.17 | -3.15
2021-08-24 14:00 | 0.75317 | 0.017235 | 0.19 | -7.94
2021-08-24 15:00 | 0.67199 | 0.006377 | 0.25 | -2.21
2021-08-24 16:00 | 0.84108 | 0.004256 | 0.28 | -8.725
2021-08-24 17:00 | 0.77826 | 0.002246 | 0.27 | 42.76
2021-08-24 18:00 | 0.081733 | 0.004327 | 0.27 | 66.07
2021-08-24 19:00 | 0 | 0.034238 | 0.2 | 85.68
2021-08-24 20:00 | 0 | 0.077327 | 0.2 | 79.01
2021-08-24 21:00 | 0 | 0.088869 | 0.25 | 71.995
2021-08-24 22:00 | 0 | 0.063315 | 0.28 | 80.09
2021-08-24 23:00 | 0 | 0.38425 | 0.3 | 71.84
2021-08-25 | 0 | 0.6523 | 0.3 | 68.525
2021-08-25 01:00 | 0 | 0.70382 | 0.28 | 77.725
2021-08-25 02:00 | 0 | 0.7601 | 0.3 | 74.3
2021-08-25 03:00 | 0 | 0.75875 | 0.32 | 59.165
2021-08-25 04:00 | 0 | 0.78846 | 0.34 | 55.41
2021-08-25 05:00 | 0 | 0.8062 | 0.34 | 53.49
2021-08-25 06:00 | 0 | 0.76004 | 0.32 | 65.605
2021-08-25 07:00 | 0 | 0.81944 | 0.26 | 79.58
2021-08-25 08:00 | 0.079281 | 0.80869 | 0.2 | 99.87
2021-08-25 09:00 | 0.42272 | 0.72182 | 0.25 | 184.865
2021-08-25 10:00 | 0.87074 | 0.54244 | 0.23 | 78.19
2021-08-25 11:00 | 0.85283 | 0.38783 | 0.23 | 45.685
2021-08-25 12:00 | 0.8158 | 0.29317 | 0.2 | 83.62
2021-08-25 13:00 | 0.75762 | 0.15989 | 0.23 | 108.02
2021-08-25 14:00 | 0.79444 | 0.053963 | 0.23 | 102.075
2021-08-25 15:00 | 0.81214 | 0.059889 | 0.3 | 112.255
2021-08-25 16:00 | 0.8224 | 0.025506 | 0.31 | 152.85
2021-08-25 17:00 | 0.60007 | 0.009696 | 0.3 | 56.41
2021-08-25 18:00 | 0.10549 | 0.003283 | 0.28 | 81.98
2021-08-25 19:00 | 0 | 0.02413 | 0.27 | 189.135
2021-08-25 20:00 | 0 | 0.3841 | 0.27 | 215.435
2021-08-25 21:00 | 0 | 0.72593 | 0.27 | 87.465
2021-08-25 22:00 | 0 | 0.83192 | 0.26 | 86.52
2021-08-25 23:00 | 0 | 0.86068 | 0.3 | 94.87
2021-08-26 | 0 | 0.89686 | 0.25 | 78.82
2021-08-26 01:00 | 0 | 0.92076 | 0.24 | 74.09
2021-08-26 02:00 | 0 | 0.90431 | 0.24 | 71.11
2021-08-26 03:00 | 0 | 0.88957 | 0.29 | 66.79
2021-08-26 04:00 | 0 | 0.87363 | 0.31 | 55.67
2021-08-26 05:00 | 0 | 0.90564 | 0.31 | 54.9
2021-08-26 06:00 | 0 | 0.90263 | 0.3 | 73.355
2021-08-26 07:00 | 0 | 0.91779 | 0.25 | 78.075
2021-08-26 08:00 | 0.07924 | 0.92803 | 0.21 | 126.3
2021-08-26 09:00 | 0.45397 | 0.87377 | 0.19 | 87.6
2021-08-26 10:00 | 0.88338 | 0.77241 | 0.2 | 81.695
2021-08-26 11:00 | 0.86128 | 0.79648 | 0.22 | 81.33
2021-08-26 12:00 | 0.81172 | 0.67519 | 0.2 | 63.965
2021-08-26 13:00 | 0.77139 | 0.35229 | 0.22 | 82.495
2021-08-26 14:00 | 0.79152 | 0.16382 | 0.24 | 85.165
2021-08-26 15:00 | 0.83131 | 0.079355 | 0.31 | 57.17
2021-08-26 16:00 | 0.85288 | 0.15644 | 0.3 | 54.555
2021-08-26 17:00 | 0.82797 | 0.20748 | 0.3 | 57.64
2021-08-26 18:00 | 0.066594 | 0.047553 | 0.32 | 131.155
2021-08-26 19:00 | 0 | 0.2877 | 0.32 | 306.225
2021-08-26 20:00 | 0 | 0.54543 | 0.32 | 304.065
2021-08-26 21:00 | 0 | 0.4911 | 0.3 | 151.165
2021-08-26 22:00 | 0 | 0.46597 | 0.29 | 120.285
2021-08-26 23:00 | 0 | 0.40547 | 0.26 | 119.33
2021-08-27 | 0 | 0.34776 | 0.25 | 97.465
2021-08-27 01:00 | 0 | 0.32144 | 0.24 | 96.395
2021-08-27 02:00 | 0 | 0.2771 | 0.23 | 93.02
2021-08-27 03:00 | 0 | 0.28641 | 0.24 | 90.345
2021-08-27 04:00 | 0 | 0.27734 | 0.25 | 86.17
2021-08-27 05:00 | 0 | 0.21867 | 0.26 | 92.8
2021-08-27 06:00 | 0 | 0.29675 | 0.24 | 94.835
2021-08-27 07:00 | 0 | 0.2717 | 0.19 | 92.715
2021-08-27 08:00 | 0.075635 | 0.28207 | 0.15 | 125.445
2021-08-27 09:00 | 0.35874 | 0.25758 | 0.13 | 113.285
2021-08-27 10:00 | 0.86999 | 0.2023 | 0.12 | 76.995
2021-08-27 11:00 | 0.84444 | 0.17388 | 0.12 | 31.415
2021-08-27 12:00 | 0.79633 | 0.12061 | 0.12 | 7.075
2021-08-27 13:00 | 0.75741 | 0.13081 | 0.12 | -22.815
2021-08-27 14:00 | 0.79371 | 0.13031 | 0.14 | -3.035
2021-08-27 15:00 | 0.83164 | 0.13754 | 0.21 | -32.165
2021-08-27 16:00 | 0.85266 | 0.17052 | 0.24 | -20.72
2021-08-27 17:00 | 0.80731 | 0.15865 | 0.2 | -2.445
2021-08-27 18:00 | 0.067223 | 0.31545 | 0.16 | 63.405
2021-08-27 19:00 | 0 | 0.4931 | 0.14 | 201.995
2021-08-27 20:00 | 0 | 0.67536 | 0.12 | 129.1
2021-08-27 21:00 | 0 | 0.69648 | 0.11 | 85.83
2021-08-27 22:00 | 0 | 0.78859 | 0.11 | 75.265
2021-08-27 23:00 | 0 | 0.82367 | 0.1 | 51.34
2021-08-28 | 0 | 0.8742 | 0.1 | 9.035
2021-08-28 01:00 | 0 | 0.93077 | 0.1 | 18.515
2021-08-28 02:00 | 0 | 0.91119 | 0.11 | 60.945
2021-08-28 03:00 | 0 | 0.92263 | 0.1 | 61.735
2021-08-28 04:00 | 0 | 0.93009 | 0.1 | 60.435
2021-08-28 05:00 | 0 | 0.92803 | 0.1 | 49.38
2021-08-28 06:00 | 0 | 0.92631 | 0.08 | 51
2021-08-28 07:00 | 0 | 0.93193 | 0.07 | 49.115
2021-08-28 08:00 | 0.073565 | 0.94605 | 0.07 | 47.13
2021-08-28 09:00 | 0.45834 | 0.93067 | 0.08 | 3.87
2021-08-28 10:00 | 0.89843 | 0.87264 | 0.08 | 20.37
2021-08-28 11:00 | 0.88583 | 0.87052 | 0.08 | -59.255
2021-08-28 12:00 | 0.84703 | 0.89644 | 0.07 | -58.36
2021-08-28 13:00 | 0.77593 | 0.85774 | 0.07 | -53.47
2021-08-28 14:00 | 0.83788 | 0.83747 | 0.08 | -66.35
2021-08-28 15:00 | 0.87485 | 0.86265 | 0.1 | -35.845
2021-08-28 16:00 | 0.90452 | 0.88597 | 0.21 | -33.11
2021-08-28 17:00 | 0.83016 | 0.92211 | 0.24 | -17.92
2021-08-28 18:00 | 0.10231 | 0.92297 | 0.26 | -13.22
2021-08-28 19:00 | 0 | 0.88689 | 0.26 | 91.11
2021-08-28 20:00 | 0 | 0.9362 | 0.28 | 89.01
2021-08-28 21:00 | 0 | 0.90643 | 0.2 | 99.545
2021-08-28 22:00 | 0 | 0.88323 | 0.16 | 97.03
2021-08-28 23:00 | 0 | 0.9415 | 0.14 | 100.195
2021-08-29 | 0 | 0.93345 | 0.13 | 76.685
2021-08-29 01:00 | 0 | 0.92838 | 0.13 | 66.37
2021-08-29 02:00 | 0 | 0.93345 | 0.13 | 61.365
2021-08-29 03:00 | 0 | 0.87417 | 0.15 | 55.625
2021-08-29 04:00 | 0 | 0.46248 | 0.17 | 38.71
2021-08-29 05:00 | 0 | 0.47957 | 0.19 | 37.635
2021-08-29 06:00 | 0 | 0.52355 | 0.2 | 40.44
2021-08-29 07:00 | 0 | 0.55507 | 0.2 | 51.8
2021-08-29 08:00 | 0.051421 | 0.68301 | 0.13 | 65.21
2021-08-29 09:00 | 0.39967 | 0.61946 | 0.12 | 66.62
2021-08-29 10:00 | 0.39967 | 0.61326 | 0.13 | 62.77
2021-08-29 11:00 | 0.28147 | 0.54503 | 0.13 | 45.56
2021-08-29 12:00 | 0.39149 | 0.33977 | 0.13 | 10.045
2021-08-29 13:00 | 0.50911 | 0.3058 | 0.13 | 15.16
2021-08-29 14:00 | 0.51402 | 0.47862 | 0.17 | -1.035
2021-08-29 15:00 | 0.48052 | 0.66402 | 0.26 | -58.475
2021-08-29 16:00 | 0.49937 | 0.62721 | 0.33 | -35.61
2021-08-29 17:00 | 0.78512 | 0.57598 | 0.33 | -13.845
2021-08-29 18:00 | 0.11438 | 0.5219 | 0.33 | 72.89
2021-08-29 19:00 | 0 | 0.53621 | 0.32 | 222.915
2021-08-29 20:00 | 0 | 0.48746 | 0.3 | 189.165
2021-08-29 21:00 | 0 | 0.48218 | 0.3 | 131.69
2021-08-29 22:00 | 0 | 0.43086 | 0.25 | 91.22
2021-08-29 23:00 | 0 | 0.39594 | 0.2 | 103.975
2021-08-30 | 0 | 0.30189 | 0.23 | 85.445
2021-08-30 01:00 | 0 | 0.19687 | 0.23 | 91.985
2021-08-30 02:00 | 0 | 0.16104 | 0.22 | 109.695
2021-08-30 03:00 | 0 | 0.12667 | 0.22 | 66.67
2021-08-30 04:00 | 0 | 0.042825 | 0.22 | 45.965
2021-08-30 05:00 | 0 | 0.087861 | 0.21 | 41.585
2021-08-30 06:00 | 0 | 0.060272 | 0.18 | 40.94
2021-08-30 07:00 | 0 | 0.042883 | 0.1 | 55.235
2021-08-30 08:00 | 0.077783 | 0.023905 | 0.06 | 74.35
2021-08-30 09:00 | 0.25103 | 0.008382 | 0.07 | 72.425
2021-08-30 10:00 | 0.25294 | 0.001285 | 0.07 | 60.615
2021-08-30 11:00 | 0.60499 | 0 | 0.07 | 4.175
2021-08-30 12:00 | 0.80045 | 0.004599 | 0.08 | -39.23
2021-08-30 13:00 | 0.73857 | 0.007344 | 0.07 | -34.81
2021-08-30 14:00 | 0.84601 | 0.019216 | 0.08 | -32.435
2021-08-30 15:00 | 0.88491 | 0.029242 | 0.16 | -33.19
2021-08-30 16:00 | 0.90431 | 0.060507 | 0.22 | -30.705
2021-08-30 17:00 | 0.87529 | 0.11617 | 0.2 | -17.01
2021-08-30 18:00 | 0.090268 | 0.15825 | 0.14 | 32.735
2021-08-30 19:00 | 0 | 0.17894 | 0.11 | 112.02
2021-08-30 20:00 | 0 | 0.063869 | 0.09 | 73.06
2021-08-30 21:00 | 0 | 0.030992 | 0.06 | 74.625
2021-08-30 22:00 | 0 | 0.049634 | 0.06 | 60.675
2021-08-30 23:00 | 0 | 0.042678 | 0.06 | 8.125
2021-08-31 | 0 | 0.043608 | 0.06 | -0.97
2021-08-31 01:00 | 0 | 0.027298 | 0.06 | -0.915
2021-08-31 02:00 | 0 | 0.006712 | 0.06 | -18.06
2021-08-31 03:00 | 0 | 0.004891 | 0.06 | -21.13
2021-08-31 04:00 | 0 | 0.001062 | 0.06 | -26.445
2021-08-31 05:00 | 0 | 0.027298 | 0.1 | -31.205
2021-08-31 06:00 | 0 | 0.078901 | 0.07 | -25.735
2021-08-31 07:00 | 0 | 0.11464 | 0.09 | -2.57
2021-08-31 08:00 | 0.087941 | 0.12215 | 0.1 | 30.655
2021-08-31 09:00 | 0.88578 | 0.13836 | 0.1 | 53.755
2021-08-31 10:00 | 0.94078 | 0.14922 | 0.13 | -25.46
2021-08-31 11:00 | 0.9042 | 0.14097 | 0.13 | -109.55
2021-08-31 12:00 | 0.81415 | 0.16989 | 0.12 | -87.185
2021-08-31 13:00 | 0.75008 | 0.15489 | 0.11 | -127.16
2021-08-31 14:00 | 0.78093 | 0.15629 | 0.11 | -150.785
2021-08-31 15:00 | 0.59066 | 0.13616 | 0.14 | -101.9
2021-08-31 16:00 | 0.41659 | 0.26612 | 0.21 | -39.51
2021-08-31 17:00 | 0.21626 | 0.21731 | 0.25 | -95.395
2021-08-31 18:00 | 0.08838 | 0.74471 | 0.28 | 6.41
2021-08-31 19:00 | 0 | 0.91278 | 0.27 | 60.81
2021-08-31 20:00 | 0 | 0.89398 | 0.27 | 65.835
2021-08-31 21:00 | 0 | 0.85895 | 0.29 | 70.07
2021-08-31 22:00 | 0 | 0.86082 | 0.32 | 69.43
2021-08-31 23:00 | 0 | 0.94808 | 0.33 | 73.76
2021-09-01 | 0 | 0.96006 | 0.33 | 74.96
2021-09-01 01:00 | 0 | 0.96006 | 0.31 | 92.96
2021-09-01 02:00 | 0 | 0.96047 | 0.23 | 107.895
2021-09-01 03:00 | 0 | 0.9377 | 0.2 | 87.36
2021-09-01 04:00 | 0 | 0.96039 | 0.17 | 68.54
2021-09-01 05:00 | 0 | 0.9548 | 0.16 | 64.7
2021-09-01 06:00 | 0 | 0.94363 | 0.14 | 45.305
2021-09-01 07:00 | 0 | 0.90237 | 0.1 | 49.655
2021-09-01 08:00 | 0.10337 | 0.90848 | 0.11 | 69.505
2021-09-01 09:00 | 0.67769 | 0.88613 | 0.12 | -55.62
2021-09-01 10:00 | 0.8334 | 0.93962 | 0.12 | -82.5
2021-09-01 11:00 | 0.83584 | 0.93191 | 0.12 | -165.485
2021-09-01 12:00 | 0.79184 | 0.84759 | 0.12 | -34.785
2021-09-01 13:00 | 0.74498 | 0.81266 | 0.11 | -101.075
2021-09-01 14:00 | 0.81681 | 0.60012 | 0.1 | -150.045
2021-09-01 15:00 | 0.84634 | 0.33166 | 0.11 | -99.6
2021-09-01 16:00 | 0.86346 | 0.16204 | 0.13 | -53.8
2021-09-01 17:00 | 0.78943 | 0.22995 | 0.1 | -17.155
2021-09-01 18:00 | 0.18031 | 0.33547 | 0.1 | 32.105
2021-09-01 19:00 | 0 | 0.15323 | 0.08 | 71.845
2021-09-01 20:00 | 0 | 0.3666 | 0.06 | 29.67
2021-09-01 21:00 | 0 | 0.58748 | 0.06 | 5.935
2021-09-01 22:00 | 0 | 0.57576 | 0.1 | 5.225
2021-09-01 23:00 | 0 | 0.33336 | 0.06 | -2.825
2021-09-02 | 0 | 0.098268 | 0.1 | -8.975
2021-09-02 01:00 | 0 | 0.005488 | 0.06 | -4.225
2021-09-02 02:00 | 0 | 0.01262 | 0.06 | -11.755
2021-09-02 03:00 | 0 | 0.067135 | 0.06 | -30.585
2021-09-02 04:00 | 0 | 0.086029 | 0.06 | -38.445
2021-09-02 05:00 | 0 | 0.19941 | 0.06 | -43.675
2021-09-02 06:00 | 0 | 0.41298 | 0.08 | -32.995
2021-09-02 07:00 | 0 | 0.56737 | 0.1 | -24.255
2021-09-02 08:00 | 0.097469 | 0.57915 | 0.11 | 0.63
2021-09-02 09:00 | 0.60769 | 0.3473 | 0.12 | -100.19
2021-09-02 10:00 | 0.87719 | 0.39743 | 0.12 | -76.805
2021-09-02 11:00 | 0.87955 | 0.43934 | 0.11 | -148.74
2021-09-02 12:00 | 0.8407 | 0.30956 | 0.09 | -124.56
2021-09-02 13:00 | 0.64547 | 0.18313 | 0.08 | -125.415
2021-09-02 14:00 | 0.60473 | 0.1312 | 0.09 | -105.3
2021-09-02 15:00 | 0.53587 | 0.13055 | 0.09 | -47.23
2021-09-02 16:00 | 0.73505 | 0.13128 | 0.1 | -24.59
2021-09-02 17:00 | 0.504 | 0.10469 | 0.1 | -19.105
2021-09-02 18:00 | 0.11011 | 0.095693 | 0.09 | 0.22
2021-09-02 19:00 | 0 | 0.17045 | 0.1 | 17.255
2021-09-02 20:00 | 0 | 0.60108 | 0.11 | 27.59
2021-09-02 21:00 | 0 | 0.88588 | 0.15 | 0.125
2021-09-02 22:00 | 0 | 0.73199 | 0.22 | -7.48
2021-09-02 23:00 | 0 | 0.29181 | 0.22 | -10.54
2021-09-03 | 0 | 0.14602 | 0.2 | -18.27
2021-09-03 01:00 | 0 | 0.072379 | 0.24 | 62.385
2021-09-03 02:00 | 0 | 0.004495 | 0.2 | 53.25
2021-09-03 03:00 | 0 | 0.055227 | 0.2 | -4.335
2021-09-03 04:00 | 0 | 0.024683 | 0.22 | 12.93
2021-09-03 05:00 | 0 | 0.048799 | 0.2 | 36.17
2021-09-03 06:00 | 0 | 0.04699 | 0.22 | 46.83
2021-09-03 07:00 | 0 | 0.056583 | 0.19 | 49.045
2021-09-03 08:00 | 0.067613 | 0.037771 | 0.19 | 45.385
2021-09-03 09:00 | 0.52912 | 0.039684 | 0.21 | 43.905
2021-09-03 10:00 | 0.87853 | 0.065833 | 0.18 | 34.975
2021-09-03 11:00 | 0.86638 | 0.11488 | 0.15 | 59.52
2021-09-03 12:00 | 0.82449 | 0.21573 | 0.14 | 91.005
2021-09-03 13:00 | 0.75817 | 0.11456 | 0.13 | 56.8
2021-09-03 14:00 | 0.83738 | 0.042141 | 0.14 | -88.52
2021-09-03 15:00 | 0.86761 | 0.012147 | 0.19 | -26.675
2021-09-03 16:00 | 0.85909 | 0.055629 | 0.23 | -51.08
2021-09-03 17:00 | 0.82012 | 0.086671 | 0.23 | 13.42
2021-09-03 18:00 | 0.26174 | 0.11885 | 0.23 | 66.685
2021-09-03 19:00 | 0 | 0.14383 | 0.24 | 79.085
2021-09-03 20:00 | 0 | 0.23546 | 0.25 | 55.45
2021-09-03 21:00 | 0 | 0.40711 | 0.26 | 87.08
2021-09-03 22:00 | 0 | 0.30903 | 0.24 | 87.02
2021-09-03 23:00 | 0 | 0.23501 | 0.25 | 80.285
2021-09-04 | 0 | 0.11788 | 0.25 | 77.39
2021-09-04 01:00 | 0 | 0.078585 | 0.24 | 71.465
2021-09-04 02:00 | 0 | 0.032559 | 0.24 | 62.08
2021-09-04 03:00 | 0 | 0.022779 | 0.23 | 63.9
2021-09-04 04:00 | 0 | 0.01746 | 0.2 | 49.865
2021-09-04 05:00 | 0 | 0 | 0.19 | 39.645
2021-09-04 06:00 | 0 | 0.010085 | 0.17 | 45.515
2021-09-04 07:00 | 0 | 0 | 0.12 | 43.63
2021-09-04 08:00 | 0.10258 | 0.001415 | 0.08 | 43.71
2021-09-04 09:00 | 0.79468 | 0.001536 | 0.07 | 26.695
2021-09-04 10:00 | 0.65177 | 0.001227 | 0.07 | 6.34
2021-09-04 11:00 | 0.65453 | 0 | 0.07 | -26.955
2021-09-04 12:00 | 0.63855 | 0.007369 | 0.07 | -35.85
2021-09-04 13:00 | 0.63723 | 0.068438 | 0.07 | -67.96
2021-09-04 14:00 | 0.76679 | 0.10176 | 0.1 | -58.355
2021-09-04 15:00 | 0.86413 | 0.11096 | 0.1 | -66.535
2021-09-04 16:00 | 0.8556 | 0.035279 | 0.17 | -89.685
2021-09-04 17:00 | 0.84505 | 0.007285 | 0.1 | -58.995
2021-09-04 18:00 | 0.27147 | 0.016777 | 0.15 | 50.83
2021-09-04 19:00 | 0 | 0.010207 | 0.2 | 68.945
2021-09-04 20:00 | 0 | 0.011059 | 0.17 | 57.945
2021-09-04 21:00 | 0 | 0.010186 | 0.17 | 55.05
2021-09-04 22:00 | 0 | 0.016876 | 0.18 | 48.69
2021-09-04 23:00 | 0 | 0.023704 | 0.19 | 62.12
2021-09-05 | 0 | 0.03047 | 0.18 | 54.69
2021-09-05 01:00 | 0 | 0.077013 | 0.19 | 64.53
2021-09-05 02:00 | 0 | 0.15038 | 0.19 | 54.965
2021-09-05 03:00 | 0 | 0.27538 | 0.18 | 44.965
2021-09-05 04:00 | 0 | 0.4767 | 0.17 | 42.56
2021-09-05 05:00 | 0 | 0.648 | 0.17 | 42.99
2021-09-05 06:00 | 0 | 0.80165 | 0.15 | 44.89
2021-09-05 07:00 | 0 | 0.84815 | 0.11 | 44.115
2021-09-05 08:00 | 0.10989 | 0.85854 | 0.11 | 37.315
2021-09-05 09:00 | 0.80867 | 0.78758 | 0.08 | 0.125
2021-09-05 10:00 | 0.89584 | 0.66565 | 0.08 | 6.895
2021-09-05 11:00 | 0.88519 | 0.42158 | 0.08 | -16.845
2021-09-05 12:00 | 0.8509 | 0.30247 | 0.08 | -9.745
2021-09-05 13:00 | 0.75903 | 0.20213 | 0.07 | -36.69
2021-09-05 14:00 | 0.85442 | 0.11381 | 0.07 | -29.305
2021-09-05 15:00 | 0.87375 | 0.051514 | 0.11 | -40.835
2021-09-05 16:00 | 0.89522 | 0.086781 | 0.2 | -36.58
2021-09-05 17:00 | 0.85964 | 0.16577 | 0.18 | -16.525
2021-09-05 18:00 | 0.35235 | 0.30956 | 0.17 | 31.19
2021-09-05 19:00 | 0 | 0.35511 | 0.17 | 75.12
2021-09-05 20:00 | 0 | 0.39077 | 0.17 | 76.925
2021-09-05 21:00 | 0 | 0.73567 | 0.19 | 61.075
2021-09-05 22:00 | 0 | 0.79941 | 0.19 | 62.01
2021-09-05 23:00 | 0 | 0.8794 | 0.2 | 49.835
2021-09-06 | 0 | 0.91104 | 0.21 | 44.255
2021-09-06 01:00 | 0 | 0.92198 | 0.22 | 46.565
2021-09-06 02:00 | 0 | 0.9194 | 0.26 | 32.32
2021-09-06 03:00 | 0 | 0.93102 | 0.27 | 28.975
2021-09-06 04:00 | 0 | 0.91473 | 0.32 | 26.87
2021-09-06 05:00 | 0 | 0.9383 | 0.33 | 32.685
2021-09-06 06:00 | 0 | 0.89794 | 0.27 | 51.35
2021-09-06 07:00 | 0 | 0.94142 | 0.22 | 67.71
2021-09-06 08:00 | 0.10306 | 0.93242 | 0.18 | 88.005
2021-09-06 09:00 | 0.85055 | 0.93405 | 0.17 | 79.045
2021-09-06 10:00 | 0.89281 | 0.93635 | 0.16 | 55.535
2021-09-06 11:00 | 0.88319 | 0.94333 | 0.16 | 18.2
2021-09-06 12:00 | 0.84681 | 0.92852 | 0.15 | -1.575
2021-09-06 13:00 | 0.74859 | 0.8997 | 0.17 | -1.09
2021-09-06 14:00 | 0.80179 | 0.91035 | 0.18 | -7.59
2021-09-06 15:00 | 0.86981 | 0.90381 | 0.26 | -0.565
2021-09-06 16:00 | 0.88489 | 0.91037 | 0.31 | 2.25
2021-09-06 17:00 | 0.45636 | 0.94559 | 0.29 | 6.92
2021-09-06 18:00 | 0.12233 | 0.93221 | 0.28 | 51.06
2021-09-06 19:00 | 0 | 0.9509 | 0.29 | 139.395
2021-09-06 20:00 | 0 | 0.94061 | 0.27 | 105.555
2021-09-06 21:00 | 0 | 0.93889 | 0.25 | 90.91
2021-09-06 22:00 | 0 | 0.9286 | 0.25 | 89.355
2021-09-06 23:00 | 0 | 0.93144 | 0.24 | 85
2021-09-07 | 0 | 0.89941 | 0.24 | 60.39
2021-09-07 01:00 | 0 | 0.89536 | 0.24 | 68.06
2021-09-07 02:00 | 0 | 0.92883 | 0.25 | 58.43
2021-09-07 03:00 | 0 | 0.83564 | 0.26 | 55.465
2021-09-07 04:00 | 0 | 0.21169 | 0.28 | 36.2
2021-09-07 05:00 | 0 | 0.13452 | 0.29 | 16.09
2021-09-07 06:00 | 0 | 0.088389 | 0.28 | 33.08
2021-09-07 07:00 | 0 | 0.018703 | 0.26 | 71.82
2021-09-07 08:00 | 0.11701 | 0.13879 | 0.24 | 56.6
2021-09-07 09:00 | 0.22668 | 0.072424 | 0.2 | 32.515
2021-09-07 10:00 | 0.26399 | 0.16409 | 0.19 | 65.41
2021-09-07 11:00 | 0.29726 | 0.31987 | 0.2 | 75.685
2021-09-07 12:00 | 0.36939 | 0.25711 | 0.2 | 38.175
2021-09-07 13:00 | 0.43932 | 0.10091 | 0.2 | -33.385
2021-09-07 14:00 | 0.40964 | 0.12657 | 0.24 | -67.085
2021-09-07 15:00 | 0.25485 | 0.065807 | 0.31 | -38.525
2021-09-07 16:00 | 0.081935 | 0.015292 | 0.32 | -1.07
2021-09-07 17:00 | 0.11087 | 0.011592 | 0.31 | 43.57
2021-09-07 18:00 | 0.053949 | 0.014114 | 0.31 | 83.165
2021-09-07 19:00 | 0 | 0.001524 | 0.3 | 136.39
2021-09-07 20:00 | 0 | 0.008779 | 0.3 | 100.645
2021-09-07 21:00 | 0 | 0.13453 | 0.27 | 88.275
2021-09-07 22:00 | 0 | 0.20924 | 0.25 | 123.495
2021-09-07 23:00 | 0 | 0.16267 | 0.2 | 129.99
2021-09-08 | 0 | 0.21932 | 0.24 | 91.69
2021-09-08 01:00 | 0 | 0.24196 | 0.23 | 88.405
2021-09-08 02:00 | 0 | 0.26088 | 0.21 | 73.39
2021-09-08 03:00 | 0 | 0.42554 | 0.2 | 71.645
2021-09-08 04:00 | 0 | 0.50043 | 0.2 | 54.39
2021-09-08 05:00 | 0 | 0.30325 | 0.22 | 53.735
2021-09-08 06:00 | 0 | 0.38661 | 0.18 | 58.355
2021-09-08 07:00 | 0 | 0.48779 | 0.11 | 73.105
2021-09-08 08:00 | 0.018287 | 0.59865 | 0.1 | 81.005
2021-09-08 09:00 | 0.10398 | 0.42554 | 0.1 | 28.075
2021-09-08 10:00 | 0.65401 | 0.28303 | 0.1 | 4.69
2021-09-08 11:00 | 0.87973 | 0.12587 | 0.11 | -13.25
2021-09-08 12:00 | 0.83738 | 0.079466 | 0.11 | -42.855
2021-09-08 13:00 | 0.75707 | 0.003278 | 0.1 | -74.735
2021-09-08 14:00 | 0.83733 | 0.17205 | 0.09 | -95.86
2021-09-08 15:00 | 0.85815 | 0.21653 | 0.16 | -34.41
2021-09-08 16:00 | 0.88217 | 0.12357 | 0.26 | -30.31
2021-09-08 17:00 | 0.82947 | 0.064931 | 0.22 | -0.845
2021-09-08 18:00 | 0.34299 | 0.12203 | 0.16 | 34.775
2021-09-08 19:00 | 0 | 0.2322 | 0.11 | 103.355
2021-09-08 20:00 | 0 | 0.27657 | 0.07 | 67.2
2021-09-08 21:00 | 0 | 0.67797 | 0.06 | 58.115
2021-09-08 22:00 | 0 | 0.67545 | 0.06 | 43.95
2021-09-08 23:00 | 0 | 0.55847 | 0.06 | 6.545
2021-09-09 | 0 | 0.56604 | 0.06 | -0.56
2021-09-09 01:00 | 0 | 0.64263 | 0.06 | -0.18
2021-09-09 02:00 | 0 | 0.66062 | 0.06 | -4.935
2021-09-09 03:00 | 0 | 0.73668 | 0.06 | -21.81
2021-09-09 04:00 | 0 | 0.78215 | 0.06 | -34.99
2021-09-09 05:00 | 0 | 0.72111 | 0.06 | -36.34
2021-09-09 06:00 | 0 | 0.75617 | 0.07 | -28.855
2021-09-09 07:00 | 0 | 0.6968 | 0.07 | -4.2
2021-09-09 08:00 | 0.35523 | 0.59959 | 0.09 | 13.09
2021-09-09 09:00 | 0.86332 | 0.32392 | 0.11 | -51.945
2021-09-09 10:00 | 0.87196 | 0.25477 | 0.11 | -41.185
2021-09-09 11:00 | 0.84939 | 0.20809 | 0.14 | -68.63
2021-09-09 12:00 | 0.81565 | 0.23946 | 0.15 | -119.27
2021-09-09 13:00 | 0.73191 | 0.21893 | 0.15 | -104.2
2021-09-09 14:00 | 0.83076 | 0.17561 | 0.11 | -109.585
2021-09-09 15:00 | 0.84486 | 0.1832 | 0.1 | -109.19
2021-09-09 16:00 | 0.87337 | 0.13077 | 0.1 | -84.755
2021-09-09 17:00 | 0.81981 | 0.10478 | 0.16 | -53.01
2021-09-09 18:00 | 0.34678 | 0.22032 | 0.2 | -10.28
2021-09-09 19:00 | 0 | 0.49286 | 0.18 | 39.95
2021-09-09 20:00 | 0 | 0.70212 | 0.21 | 41.135
2021-09-09 21:00 | 0 | 0.69853 | 0.24 | 48.065
2021-09-09 22:00 | 0 | 0.86394 | 0.29 | 52.905
2021-09-09 23:00 | 0 | 0.84297 | 0.31 | 40.5
2021-09-10 | 0 | 0.93576 | 0.27 | 47.685
2021-09-10 01:00 | 0 | 0.93736 | 0.23 | 71.615
2021-09-10 02:00 | 0 | 0.92848 | 0.18 | 97.905
2021-09-10 03:00 | 0 | 0.93526 | 0.13 | 67.23
2021-09-10 04:00 | 0 | 0.92942 | 0.1 | 44.05
2021-09-10 05:00 | 0 | 0.95688 | 0.1 | 42.205
2021-09-10 06:00 | 0 | 0.95629 | 0.08 | 41.215
2021-09-10 07:00 | 0 | 0.96281 | 0.08 | 42.63
2021-09-10 08:00 | 0.34404 | 0.93584 | 0.09 | 46.06
2021-09-10 09:00 | 0.81336 | 0.68516 | 0.1 | -32.6
2021-09-10 10:00 | 0.87755 | 0.1492 | 0.1 | -104.135
2021-09-10 11:00 | 0.85702 | 0 | 0.1 | -104.315
2021-09-10 12:00 | 0.80782 | 0.001123 | 0.1 | -108.28
2021-09-10 13:00 | 0.72847 | 0 | 0.09 | -221.245
2021-09-10 14:00 | 0.75493 | 0.003542 | 0.08 | -135.615
2021-09-10 15:00 | 0.79114 | 0.011468 | 0.1 | -118.12
2021-09-10 16:00 | 0.85003 | 0.063974 | 0.12 | -97.83
2021-09-10 17:00 | 0.75902 | 0.025312 | 0.08 | -32.595
2021-09-10 18:00 | 0.3194 | 0.064379 | 0.06 | 43.585
2021-09-10 19:00 | 0 | 0.36314 | 0.06 | 72.165
2021-09-10 20:00 | 0 | 0.8065 | 0.06 | 48.01
2021-09-10 21:00 | 0 | 0.89118 | 0.06 | 29.255
2021-09-10 22:00 | 0 | 0.89773 | 0.06 | 2.17
2021-09-10 23:00 | 0 | 0.82689 | 0.06 | -0.39
2021-09-11 | 0 | 0.53197 | 0.06 | -3.75
2021-09-11 01:00 | 0 | 0.19575 | 0.06 | -12.615
2021-09-11 02:00 | 0 | 0.016034 | 0.06 | -8.64
2021-09-11 03:00 | 0 | 0.00973 | 0.06 | -26.765
2021-09-11 04:00 | 0 | 0.015331 | 0.06 | -33.4
2021-09-11 05:00 | 0 | 0.026126 | 0.06 | -32.01
2021-09-11 06:00 | 0 | 0.008167 | 0.1 | -22.505
2021-09-11 07:00 | 0 | 0.001815 | 0.1 | -15.925
2021-09-11 08:00 | 0.25871 | 0.002046 | 0.1 | -10.22
2021-09-11 09:00 | 0.69975 | 0.005548 | 0.1 | -41.495
2021-09-11 10:00 | 0.86515 | 0.01265 | 0.1 | -36.21
2021-09-11 11:00 | 0.86122 | 0.006423 | 0.1 | -34.775
2021-09-11 12:00 | 0.8198 | 0.001935 | 0.1 | -110.47
2021-09-11 13:00 | 0.74513 | 0.004505 | 0.1 | -56.9
2021-09-11 14:00 | 0.81225 | 0.00275 | 0.1 | -52.99
2021-09-11 15:00 | 0.83871 | 0.08771 | 0.07 | -59.03
2021-09-11 16:00 | 0.53366 | 0.18939 | 0.06 | -24.895
2021-09-11 17:00 | 0.41306 | 0.45426 | 0.06 | -11.99
2021-09-11 18:00 | 0.015424 | 0.40079 | 0.06 | 10.23
2021-09-11 19:00 | 0 | 0.56565 | 0.06 | 18.165
2021-09-11 20:00 | 0 | 0.46768 | 0.06 | 32.495
2021-09-11 21:00 | 0 | 0.32462 | 0.1 | 24.8
2021-09-11 22:00 | 0 | 0.16692 | 0.06 | 12.545
2021-09-11 23:00 | 0 | 0.26746 | 0.1 | -7.945
2021-09-12 | 0 | 0.32072 | 0.06 | -0.525
2021-09-12 01:00 | 0 | 0.31223 | 0.06 | -0.26
2021-09-12 02:00 | 0 | 0.37481 | 0.06 | -16.6
2021-09-12 03:00 | 0 | 0.44338 | 0.06 | -25.895
2021-09-12 04:00 | 0 | 0.21199 | 0.06 | -31.685
2021-09-12 05:00 | 0 | 0.021035 | 0.06 | -24.115
2021-09-12 06:00 | 0 | 0.004683 | 0.06 | -22.87
2021-09-12 07:00 | 0 | 0.17681 | 0.06 | -13.715
2021-09-12 08:00 | 0.20004 | 0.24151 | 0.07 | -2.165
2021-09-12 09:00 | 0.64816 | 0.53611 | 0.07 | -14.465
2021-09-12 10:00 | 0.19351 | 0.52617 | 0.1 | -37.35
2021-09-12 11:00 | 0.43258 | 0.50953 | 0.07 | -81.665
2021-09-12 12:00 | 0.64675 | 0.39641 | 0.08 | -50.88
2021-09-12 13:00 | 0.79036 | 0.32497 | 0.07 | -35.335
2021-09-12 14:00 | 0.92021 | 0.20601 | 0.08 | -50.33
2021-09-12 15:00 | 0.94794 | 0.26858 | 0.08 | -114.44
2021-09-12 16:00 | 0.96625 | 0.33323 | 0.13 | -76.16
2021-09-12 17:00 | 0.92382 | 0.42567 | 0.14 | -124.005
2021-09-12 18:00 | 0.39211 | 0.56769 | 0.13 | 56.465
2021-09-12 19:00 | 0 | 0.53251 | 0.13 | 93.295
2021-09-12 20:00 | 0 | 0.36399 | 0.13 | 111.77
2021-09-12 21:00 | 0 | 0.3323 | 0.12 | 61.27
2021-09-12 22:00 | 0 | 0.29429 | 0.11 | 58.015
2021-09-12 23:00 | 0 | 0.29824 | 0.13 | 54.96
2021-09-13 | 0 | 0.29166 | 0.12 | 32.95
2021-09-13 01:00 | 0 | 0.25421 | 0.12 | 31.94
2021-09-13 02:00 | 0 | 0.22877 | 0.14 | 24.235
2021-09-13 03:00 | 0 | 0.2356 | 0.16 | 15.43
2021-09-13 04:00 | 0 | 0.27732 | 0.18 | 7.07
2021-09-13 05:00 | 0 | 0.23915 | 0.18 | 8.87
2021-09-13 06:00 | 0 | 0.27492 | 0.2 | 11.975
2021-09-13 07:00 | 0 | 0.31342 | 0.13 | 37.205
2021-09-13 08:00 | 0.3834 | 0.35027 | 0.11 | 54.14
2021-09-13 09:00 | 0.91886 | 0.20895 | 0.12 | -3.505
2021-09-13 10:00 | 0.96844 | 0.090944 | 0.12 | 40.5
2021-09-13 11:00 | 0.9552 | 0.030329 | 0.12 | 18.775
2021-09-13 12:00 | 0.89197 | 0.015384 | 0.13 | -13.505
2021-09-13 13:00 | 0.8453 | 0.042401 | 0.14 | -4.055
2021-09-13 14:00 | 0.89989 | 0.079746 | 0.15 | 9.7
2021-09-13 15:00 | 0.93146 | 0.16688 | 0.21 | 12.215
2021-09-13 16:00 | 0.94637 | 0.25881 | 0.27 | 16.36
2021-09-13 17:00 | 0.90984 | 0.32571 | 0.26 | 26.27
2021-09-13 18:00 | 0.38549 | 0.29711 | 0.26 | 57.78
2021-09-13 19:00 | 0 | 0.40531 | 0.24 | 146.98
2021-09-13 20:00 | 0 | 0.421 | 0.22 | 108.22
2021-09-13 21:00 | 0 | 0.29165 | 0.23 | 81.52
2021-09-13 22:00 | 0 | 0.29639 | 0.23 | 65.27
2021-09-13 23:00 | 0 | 0.24081 | 0.21 | 82.805
2021-09-14 | 0 | 0.20771 | 0.21 | 73.76
2021-09-14 01:00 | 0 | 0.19469 | 0.22 | 73.595
2021-09-14 02:00 | 0 | 0.43424 | 0.25 | 64.99
2021-09-14 03:00 | 0 | 0.7076 | 0.26 | 55.66
2021-09-14 04:00 | 0 | 0.72108 | 0.26 | 49.935
2021-09-14 05:00 | 0 | 0.68519 | 0.23 | 60.115
2021-09-14 06:00 | 0 | 0.65607 | 0.2 | 69.895
2021-09-14 07:00 | 0 | 0.64437 | 0.2 | 77.88
2021-09-14 08:00 | 0.39765 | 0.60496 | 0.18 | 73.79
2021-09-14 09:00 | 0.92933 | 0.40514 | 0.2 | 49.69
2021-09-14 10:00 | 0.95159 | 0.25075 | 0.17 | 31.47
2021-09-14 11:00 | 0.93303 | 0.15241 | 0.17 | 18.945
2021-09-14 12:00 | 0.86134 | 0.10102 | 0.18 | 17.35
2021-09-14 13:00 | 0.81758 | 0.072848 | 0.2 | 32.315
2021-09-14 14:00 | 0.87811 | 0.062313 | 0.24 | 23.315
2021-09-14 15:00 | 0.90323 | 0.008352 | 0.29 | 33.875
2021-09-14 16:00 | 0.90291 | 0.009539 | 0.31 | 25.575
2021-09-14 17:00 | 0.86973 | 0.001095 | 0.29 | 25.435
2021-09-14 18:00 | 0.37878 | 0.12947 | 0.2 | 77.34
2021-09-14 19:00 | 0 | 0.17554 | 0.21 | 161.01
2021-09-14 20:00 | 0 | 0.11217 | 0.2 | 134.655
2021-09-14 21:00 | 0 | 0.083239 | 0.19 | 90.22
2021-09-14 22:00 | 0 | 0.044027 | 0.2 | 75.05
2021-09-14 23:00 | 0 | 0.26054 | 0.16 | 84.525
2021-09-15 | 0 | 0.5083 | 0.16 | 73.09
2021-09-15 01:00 | 0 | 0.61145 | 0.16 | 68.475
2021-09-15 02:00 | 0 | 0.67176 | 0.17 | 57.145
2021-09-15 03:00 | 0 | 0.72962 | 0.19 | 48.85
2021-09-15 04:00 | 0 | 0.50052 | 0.2 | 41.28
2021-09-15 05:00 | 0 | 0.44503 | 0.19 | 39.875
2021-09-15 06:00 | 0 | 0.5706 | 0.18 | 55.39
2021-09-15 07:00 | 0 | 0.64167 | 0.16 | 72.545
2021-09-15 08:00 | 0.18541 | 0.57713 | 0.14 | 77.64
2021-09-15 09:00 | 0.83553 | 0.42987 | 0.14 | 60.43
2021-09-15 10:00 | 0.73968 | 0.31378 | 0.14 | 33.585
2021-09-15 11:00 | 0.76966 | 0.25487 | 0.14 | -6.27
2021-09-15 12:00 | 0.85421 | 0.19731 | 0.14 | -22.87
2021-09-15 13:00 | 0.80047 | 0.16743 | 0.17 | -21.4
2021-09-15 14:00 | 0.85005 | 0.15028 | 0.24 | -35.44
2021-09-15 15:00 | 0.61815 | 0.12854 | 0.3 | -1.115
2021-09-15 16:00 | 0.75939 | 0.090256 | 0.31 | 23.855
2021-09-15 17:00 | 0.56947 | 0.047288 | 0.3 | 133.17
2021-09-15 18:00 | 0.19396 | 0.048138 | 0.25 | 106.685
2021-09-15 19:00 | 0 | 0.12341 | 0.22 | 219.36
2021-09-15 20:00 | 0 | 0.2154 | 0.2 | 272.64
2021-09-15 21:00 | 0 | 0.30985 | 0.15 | 123.205
2021-09-15 22:00 | 0 | 0.3643 | 0.14 | 103.59
2021-09-15 23:00 | 0 | 0.4704 | 0.12 | 89.7
2021-09-16 | 0 | 0.58664 | 0.12 | 68.635
2021-09-16 01:00 | 0 | 0.59637 | 0.1 | 66.115
2021-09-16 02:00 | 0 | 0.39893 | 0.11 | 64.055
2021-09-16 03:00 | 0 | 0.12075 | 0.11 | 61.395
2021-09-16 04:00 | 0 | 0.058222 | 0.14 | 48.275
2021-09-16 05:00 | 0 | 0.13363 | 0.12 | 35.375
2021-09-16 06:00 | 0 | 0.24358 | 0.1 | 49.895
2021-09-16 07:00 | 0 | 0.35058 | 0.08 | 77.295
2021-09-16 08:00 | 0.017657 | 0.61043 | 0.08 | 67.945
2021-09-16 09:00 | 0.056237 | 0.8484 | 0.08 | 29.665
2021-09-16 10:00 | 0.13857 | 0.78427 | 0.09 | -29.75
2021-09-16 11:00 | 0.23202 | 0.70941 | 0.1 | -9.345
2021-09-16 12:00 | 0.2941 | 0.81629 | 0.09 | -79.91
2021-09-16 13:00 | 0.36332 | 0.80234 | 0.08 | -61.67
2021-09-16 14:00 | 0.40574 | 0.77891 | 0.08 | -45.2
2021-09-16 15:00 | 0.23011 | 0.84604 | 0.16 | -45.055
2021-09-16 16:00 | 0.12097 | 0.8015 | 0.18 | -23.065
2021-09-16 17:00 | 0.073452 | 0.76898 | 0.14 | 2.805
2021-09-16 18:00 | 0.014282 | 0.8966 | 0.12 | 120.53
2021-09-16 19:00 | 0 | 0.93905 | 0.08 | 163.36
2021-09-16 20:00 | 0 | 0.93329 | 0.06 | 91.655
2021-09-16 21:00 | 0 | 0.94219 | 0.06 | 87.36
2021-09-16 22:00 | 0 | 0.94383 | 0.06 | 54.175
2021-09-16 23:00 | 0 | 0.93905 | 0.06 | 55.07
2021-09-17 | 0 | 0.93742 | 0.06 | 36.95
2021-09-17 01:00 | 0 | 0.91254 | 0.06 | 19.405
2021-09-17 02:00 | 0 | 0.94144 | 0.06 | -2.095
2021-09-17 03:00 | 0 | 0.93253 | 0.06 | -21.285
2021-09-17 04:00 | 0 | 0.93012 | 0.06 | -27.535
2021-09-17 05:00 | 0 | 0.93778 | 0.07 | -30.735
2021-09-17 06:00 | 0 | 0.92294 | 0.06 | -22.64
2021-09-17 07:00 | 0 | 0.93755 | 0.07 | 9.955
2021-09-17 08:00 | 0.073847 | 0.93187 | 0.07 | 19.595
2021-09-17 09:00 | 0.30559 | 0.92898 | 0.07 | -22.13
2021-09-17 10:00 | 0.53755 | 0.91623 | 0.07 | -14.475
2021-09-17 11:00 | 0.53595 | 0.87565 | 0.1 | -29.51
2021-09-17 12:00 | 0.41311 | 0.8773 | 0.07 | -49.11
2021-09-17 13:00 | 0.71891 | 0.84686 | 0.06 | -36.24
2021-09-17 14:00 | 0.52353 | 0.76549 | 0.07 | -36.005
2021-09-17 15:00 | 0.25812 | 0.67943 | 0.07 | -30.775
2021-09-17 16:00 | 0.10275 | 0.78413 | 0.1 | -27.85
2021-09-17 17:00 | 0.060201 | 0.82189 | 0.08 | -1.03
2021-09-17 18:00 | 0.025962 | 0.86572 | 0.07 | 16.425
2021-09-17 19:00 | 0 | 0.7749 | 0.06 | 48.69
2021-09-17 20:00 | 0 | 0.50466 | 0.06 | 73.53
2021-09-17 21:00 | 0 | 0.57982 | 0.06 | 56.59
2021-09-17 22:00 | 0 | 0.61294 | 0.06 | 32.375
2021-09-17 23:00 | 0 | 0.7306 | 0.06 | 42.83
2021-09-18 | 0 | 0.8886 | 0.06 | 3.4
2021-09-18 01:00 | 0 | 0.91305 | 0.06 | -6.45
2021-09-18 02:00 | 0 | 0.8908 | 0.06 | -6.81
2021-09-18 03:00 | 0 | 0.61152 | 0.06 | -7.21
2021-09-18 04:00 | 0 | 0.23027 | 0.06 | -23.26
2021-09-18 05:00 | 0 | 0.25522 | 0.06 | -23.125
2021-09-18 06:00 | 0 | 0.27991 | 0.06 | -20.66
2021-09-18 07:00 | 0 | 0.36767 | 0.06 | -6.775
2021-09-18 08:00 | 0.018105 | 0.67312 | 0.07 | -8.565
2021-09-18 09:00 | 0.040707 | 0.91646 | 0.07 | -26.345
2021-09-18 10:00 | 0.17313 | 0.85712 | 0.07 | -52.23
2021-09-18 11:00 | 0.3728 | 0.83939 | 0.07 | -126.795
2021-09-18 12:00 | 0.44738 | 0.57003 | 0.07 | -110.06
2021-09-18 13:00 | 0.51836 | 0.62502 | 0.07 | -37.4
2021-09-18 14:00 | 0.37778 | 0.48766 | 0.07 | -41.685
2021-09-18 15:00 | 0.23153 | 0.64916 | 0.09 | -35.48
2021-09-18 16:00 | 0.22464 | 0.75145 | 0.2 | -33.66
2021-09-18 17:00 | 0.25305 | 0.57737 | 0.22 | -25.52
2021-09-18 18:00 | 0.12741 | 0.54238 | 0.24 | 5.55
2021-09-18 19:00 | 0 | 0.58254 | 0.22 | 71.75
2021-09-18 20:00 | 0 | 0.6109 | 0.2 | 95.575
2021-09-18 21:00 | 0 | 0.4011 | 0.18 | 86.01
2021-09-18 22:00 | 0 | 0.32499 | 0.17 | 78.605
2021-09-18 23:00 | 0 | 0.28687 | 0.15 | 58.77
2021-09-19 | 0 | 0.15877 | 0.2 | 41.155
2021-09-19 01:00 | 0 | 0.084154 | 0.14 | 8.285
2021-09-19 02:00 | 0 | 0.057851 | 0.12 | 9.925
2021-09-19 03:00 | 0 | 0.007412 | 0.1 | 0.34
2021-09-19 04:00 | 0 | 0.041189 | 0.09 | -1.825
2021-09-19 05:00 | 0 | 0.1722 | 0.09 | -24.44
2021-09-19 06:00 | 0 | 0.34356 | 0.06 | -27.795
2021-09-19 07:00 | 0.00095609 | 0.42642 | 0.08 | -24.375
2021-09-19 08:00 | 0.42144 | 0.46021 | 0.08 | -20.6
2021-09-19 09:00 | 0.93668 | 0.51896 | 0.1 | -26.265
2021-09-19 10:00 | 0.97351 | 0.58497 | 0.1 | -61.25
2021-09-19 11:00 | 0.95591 | 0.62929 | 0.1 | -129.24
2021-09-19 12:00 | 0.92437 | 0.60905 | 0.1 | -103.405
2021-09-19 13:00 | 0.88616 | 0.64421 | 0.07 | -181.155
2021-09-19 14:00 | 0.89733 | 0.64614 | 0.06 | -184.735
2021-09-19 15:00 | 0.89892 | 0.71244 | 0.07 | -74.525
2021-09-19 16:00 | 0.7611 | 0.81905 | 0.1 | -34.06
2021-09-19 17:00 | 0.66039 | 0.83309 | 0.11 | -10.365
2021-09-19 18:00 | 0.19619 | 0.9017 | 0.1 | 5.57
2021-09-19 19:00 | 0 | 0.92901 | 0.08 | 47.99
2021-09-19 20:00 | 0 | 0.94058 | 0.08 | 40.94
2021-09-19 21:00 | 0 | 0.78902 | 0.07 | 5.39
2021-09-19 22:00 | 0 | 0.75374 | 0.1 | 2.45
2021-09-19 23:00 | 0 | 0.16848 | 0.07 | 2.925
2021-09-20 | 0 | 0.038512 | 0.06 | 1.88
2021-09-20 01:00 | 0 | 0.007299 | 0.06 | 0.335
2021-09-20 02:00 | 0 | 0.014065 | 0.06 | -5.17
2021-09-20 03:00 | 0 | 0.092341 | 0.06 | -21.985
2021-09-20 04:00 | 0 | 0.24061 | 0.06 | -36.255
2021-09-20 05:00 | 0 | 0.39694 | 0.06 | -38.055
2021-09-20 06:00 | 0 | 0.65281 | 0.06 | -40.33
2021-09-20 07:00 | 0.0017195 | 0.93455 | 0.06 | -13.735
2021-09-20 08:00 | 0.42433 | 0.91009 | 0.1 | 17.65
2021-09-20 09:00 | 0.96703 | 0.87556 | 0.06 | 17.98
2021-09-20 10:00 | 0.99588 | 0.71988 | 0.06 | -10.2
2021-09-20 11:00 | 0.98275 | 0.5269 | 0.06 | -23.85
2021-09-20 12:00 | 0.94375 | 0.31995 | 0.06 | -45.345
2021-09-20 13:00 | 0.90093 | 0.34603 | 0.06 | -31.735
2021-09-20 14:00 | 0.92934 | 0.33767 | 0.1 | -86.81
2021-09-20 15:00 | 0.94508 | 0.29737 | 0.1 | -26.605
2021-09-20 16:00 | 0.7934 | 0.34709 | 0.13 | 41.47
2021-09-20 17:00 | 0.47719 | 0.43649 | 0.15 | 45.195
2021-09-20 18:00 | 0.15039 | 0.75775 | 0.14 | 47.155
2021-09-20 19:00 | 0 | 0.76127 | 0.11 | 55.455
2021-09-20 20:00 | 0 | 0.81783 | 0.1 | 229.52
2021-09-20 21:00 | 0 | 0.81045 | 0.1 | 79.57
2021-09-20 22:00 | 0 | 0.7527 | 0.09 | 64
2021-09-20 23:00 | 0 | 0.7789 | 0.09 | 53.88
2021-09-21 | 0 | 0.74249 | 0.09 | 40.565
2021-09-21 01:00 | 0 | 0.73886 | 0.1 | 7.59
2021-09-21 02:00 | 0 | 0.78732 | 0.1 | 3.375
2021-09-21 03:00 | 0 | 0.8196 | 0.1 | -1.34
2021-09-21 04:00 | 0 | 0.64664 | 0.14 | -12.465
2021-09-21 05:00 | 0 | 0.65703 | 0.17 | -9.01
2021-09-21 06:00 | 0 | 0.6575 | 0.17 | -3.54
2021-09-21 07:00 | 0.0021332 | 0.49202 | 0.12 | 31.855
2021-09-21 08:00 | 0.35372 | 0.38894 | 0.1 | 98.665
2021-09-21 09:00 | 0.9112 | 0.40277 | 0.1 | 70.16
2021-09-21 10:00 | 0.73218 | 0.48092 | 0.1 | 70.5
2021-09-21 11:00 | 0.74819 | 0.41554 | 0.11 | 28.705
2021-09-21 12:00 | 0.72031 | 0.41286 | 0.1 | 24.445
2021-09-21 13:00 | 0.68871 | 0.34129 | 0.1 | -1.475
2021-09-21 14:00 | 0.74208 | 0.37519 | 0.11 | 6.14
2021-09-21 15:00 | 0.52149 | 0.42466 | 0.17 | 20.535
2021-09-21 16:00 | 0.67666 | 0.56703 | 0.23 | 40.38
2021-09-21 17:00 | 0.4415 | 0.83174 | 0.3 | 58.95
2021-09-21 18:00 | 0.13447 | 0.77094 | 0.24 | 87.495
2021-09-21 19:00 | 0 | 0.76716 | 0.2 | 223.775
2021-09-21 20:00 | 0 | 0.69209 | 0.2 | 233.07
2021-09-21 21:00 | 0 | 0.6765 | 0.22 | 172.41
2021-09-21 22:00 | 0 | 0.58762 | 0.2 | 118.56
2021-09-21 23:00 | 0 | 0.499 | 0.22 | 90.385
2021-09-22 | 0 | 0.41678 | 0.23 | 77.79
2021-09-22 01:00 | 0 | 0.36575 | 0.25 | 76.04
2021-09-22 02:00 | 0 | 0.33958 | 0.27 | 70.665
2021-09-22 03:00 | 0 | 0.41999 | 0.31 | 57.795
2021-09-22 04:00 | 0 | 0.51502 | 0.33 | 53.28
2021-09-22 05:00 | 0 | 0.48252 | 0.33 | 53.17
2021-09-22 06:00 | 0 | 0.52524 | 0.31 | 64.01
2021-09-22 07:00 | 0.0034519 | 0.54536 | 0.26 | 91.085
2021-09-22 08:00 | 0.38601 | 0.35724 | 0.22 | 119.48
2021-09-22 09:00 | 0.79128 | 0.40418 | 0.18 | 92.31
2021-09-22 10:00 | 0.82426 | 0.5373 | 0.16 | 85.345
2021-09-22 11:00 | 0.70632 | 0.50124 | 0.16 | 95.92
2021-09-22 12:00 | 0.65758 | 0.5207 | 0.15 | 68.385
2021-09-22 13:00 | 0.712 | 0.46637 | 0.16 | 31.53
2021-09-22 14:00 | 0.67666 | 0.24132 | 0.17 | 5.46
2021-09-22 15:00 | 0.56728 | 0.31327 | 0.2 | 8.275
2021-09-22 16:00 | 0.75783 | 0.69241 | 0.29 | 15.31
2021-09-22 17:00 | 0.52329 | 0.7513 | 0.29 | 19.005
2021-09-22 18:00 | 0.36323 | 0.74658 | 0.29 | 63.005
2021-09-22 19:00 | 0 | 0.77079 | 0.3 | 120.19
2021-09-22 20:00 | 0 | 0.74563 | 0.29 | 213.91
2021-09-22 21:00 | 0 | 0.70733 | 0.28 | 156.095
2021-09-22 22:00 | 0 | 0.4959 | 0.27 | 82.765
2021-09-22 23:00 | 0 | 0.47387 | 0.25 | 114.245
2021-09-23 | 0 | 0.43217 | 0.24 | 106.145
2021-09-23 01:00 | 0 | 0.36894 | 0.24 | 99.365
2021-09-23 02:00 | 0 | 0.3501 | 0.23 | 70.96
2021-09-23 03:00 | 0 | 0.24075 | 0.2 | 58.275
2021-09-23 04:00 | 0 | 0.13478 | 0.25 | 62.505
2021-09-23 05:00 | 0 | 0.13836 | 0.2 | 60.045
2021-09-23 06:00 | 0 | 0.16672 | 0.12 | 79.75
2021-09-23 07:00 | 0.0027982 | 0.17315 | 0.09 | 78.87
2021-09-23 08:00 | 0.34284 | 0.19711 | 0.1 | 57.175
2021-09-23 09:00 | 0.65225 | 0.18115 | 0.09 | 40.465
2021-09-23 10:00 | 0.70686 | 0.18519 | 0.09 | 14.63
2021-09-23 11:00 | 0.62425 | 0.19617 | 0.1 | -31.175
2021-09-23 12:00 | 0.71729 | 0.13302 | 0.11 | -45.975
2021-09-23 13:00 | 0.72016 | 0.086771 | 0.1 | -41.27
2021-09-23 14:00 | 0.70154 | 0.10165 | 0.1 | -55.15
2021-09-23 15:00 | 0.39259 | 0.21965 | 0.1 | -42.59
2021-09-23 16:00 | 0.12478 | 0.45614 | 0.24 | -28.625
2021-09-23 17:00 | 0.080405 | 0.42886 | 0.25 | -23.03
2021-09-23 18:00 | 0.11618 | 0.67214 | 0.23 | 15.84
2021-09-23 19:00 | 0 | 0.84779 | 0.21 | 72.395
2021-09-23 20:00 | 0 | 0.70542 | 0.19 | 93.105
2021-09-23 21:00 | 0 | 0.92465 | 0.2 | 69.365
2021-09-23 22:00 | 0 | 0.56198 | 0.23 | 71.08
2021-09-23 23:00 | 0 | 0.070602 | 0.21 | 66.47
2021-09-24 | 0 | 0.023961 | 0.16 | 32.42
2021-09-24 01:00 | 0 | 0.32894 | 0.13 | 69.905
2021-09-24 02:00 | 0 | 0.18663 | 0.09 | 56.75
2021-09-24 03:00 | 0 | 0.12574 | 0.07 | 59.52
2021-09-24 04:00 | 0 | 0.32188 | 0.07 | 4.725
2021-09-24 05:00 | 0 | 0.7869 | 0.07 | -29.14
2021-09-24 06:00 | 0 | 0.88038 | 0.08 | -36.585
2021-09-24 07:00 | 0.0021515 | 0.67388 | 0.11 | -26.185
2021-09-24 08:00 | 0.31171 | 0.62275 | 0.12 | -25.965
2021-09-24 09:00 | 0.61624 | 0.62313 | 0.09 | -34.28
2021-09-24 10:00 | 0.83941 | 0.85748 | 0.08 | -37.585
2021-09-24 11:00 | 0.78269 | 0.90795 | 0.09 | -23.53
2021-09-24 12:00 | 0.85167 | 0.54048 | 0.09 | -16.415
2021-09-24 13:00 | 0.81276 | 0.50034 | 0.1 | -26.45
2021-09-24 14:00 | 0.83357 | 0.73123 | 0.09 | -176.745
2021-09-24 15:00 | 0.76729 | 0.68796 | 0.1 | -379.45
2021-09-24 16:00 | 0.6955 | 0.82412 | 0.13 | -315.29
2021-09-24 17:00 | 0.58201 | 0.83437 | 0.14 | -34.015
2021-09-24 18:00 | 0.37059 | 0.78497 | 0.14 | -21.065
2021-09-24 19:00 | 0 | 0.67965 | 0.14 | 12.19
2021-09-24 20:00 | 0 | 0.65102 | 0.14 | 50.475
2021-09-24 21:00 | 0 | 0.48955 | 0.15 | 45.295
2021-09-24 22:00 | 0 | 0.38381 | 0.14 | 28.745
2021-09-24 23:00 | 0 | 0.31039 | 0.16 | 28.075
2021-09-25 | 0 | 0.2418 | 0.15 | 34.27
2021-09-25 01:00 | 0 | 0.21662 | 0.16 | 52.715
2021-09-25 02:00 | 0 | 0.28172 | 0.18 | 17.73
2021-09-25 03:00 | 0 | 0.30277 | 0.2 | 1.445
2021-09-25 04:00 | 0 | 0.26393 | 0.23 | -1.025
2021-09-25 05:00 | 0 | 0.21662 | 0.22 | 3.66
2021-09-25 06:00 | 0 | 0.094136 | 0.17 | 21.69
2021-09-25 07:00 | 0.0042922 | 0.06357 | 0.11 | 46.99
2021-09-25 08:00 | 0.35254 | 0.010083 | 0.11 | 8.305
2021-09-25 09:00 | 0.48479 | 0.002924 | 0.12 | -14.065
2021-09-25 10:00 | 0.63159 | 0 | 0.12 | -19.05
2021-09-25 11:00 | 0.5917 | 0.003716 | 0.12 | -14.835
2021-09-25 12:00 | 0.84999 | 0.008151 | 0.12 | -17.695
2021-09-25 13:00 | 0.82835 | 0.071303 | 0.13 | -22.79
2021-09-25 14:00 | 0.80306 | 0.16437 | 0.2 | -29.895
2021-09-25 15:00 | 0.57031 | 0.13489 | 0.23 | 0.145
2021-09-25 16:00 | 0.68981 | 0.10277 | 0.28 | -11.77
2021-09-25 17:00 | 0.84721 | 0.17514 | 0.25 | 11.775
2021-09-25 18:00 | 0.37382 | 0.21181 | 0.21 | 32.42
2021-09-25 19:00 | 0 | 0.23316 | 0.2 | 123.535
2021-09-25 20:00 | 0 | 0.1731 | 0.2 | 105.5
2021-09-25 21:00 | 0 | 0.11554 | 0.14 | 77.99
2021-09-25 22:00 | 0 | 0.07963 | 0.14 | 62.96
2021-09-25 23:00 | 0 | 0.076653 | 0.14 | 65.96
2021-09-26 | 0 | 0.13472 | 0.13 | 63.88
2021-09-26 01:00 | 0 | 0.18325 | 0.1 | 70.855
2021-09-26 02:00 | 0 | 0.097956 | 0.1 | 57.575
2021-09-26 03:00 | 0 | 0.099741 | 0.11 | 51.23
2021-09-26 04:00 | 0 | 0.16945 | 0.1 | 50.105
2021-09-26 05:00 | 0 | 0.20269 | 0.1 | 52.055
2021-09-26 06:00 | 0 | 0.17501 | 0.09 | 47.025
2021-09-26 07:00 | 0.015804 | 0.13108 | 0.1 | 41.415
2021-09-26 08:00 | 0.46822 | 0.080393 | 0.11 | 11.675
2021-09-26 09:00 | 0.98041 | 0.045671 | 0.11 | -81.695
2021-09-26 10:00 | 0.99859 | 0.02656 | 0.13 | -86.93
2021-09-26 11:00 | 0.98426 | 0.037294 | 0.13 | -84.345
2021-09-26 12:00 | 0.95484 | 0.011982 | 0.13 | -51.17
2021-09-26 13:00 | 0.94527 | 0.002556 | 0.15 | -37.325
2021-09-26 14:00 | 0.94805 | 0.005486 | 0.16 | -36.575
2021-09-26 15:00 | 0.9578 | 0.000835 | 0.22 | -29.295
2021-09-26 16:00 | 0.95837 | 0.004122 | 0.28 | -11.695
2021-09-26 17:00 | 0.85171 | 0.011123 | 0.26 | -4.075
2021-09-26 18:00 | 0.39699 | 0.022942 | 0.2 | 22.22
2021-09-26 19:00 | 0 | 0.052917 | 0.17 | 132.07
2021-09-26 20:00 | 0 | 0.032107 | 0.13 | 135.795
2021-09-26 21:00 | 0 | 0.15406 | 0.13 | 70.25
2021-09-26 22:00 | 0 | 0.32971 | 0.11 | 59.685
2021-09-26 23:00 | 0 | 0.57689 | 0.1 | 48.83
2021-09-27 | 0 | 0.7789 | 0.1 | 40.06
2021-09-27 01:00 | 0 | 0.86993 | 0.11 | 54.435
2021-09-27 02:00 | 0 | 0.85961 | 0.1 | 47.63
2021-09-27 03:00 | 0 | 0.88501 | 0.1 | 27.395
2021-09-27 04:00 | 0 | 0.93102 | 0.1 | 27.19
2021-09-27 05:00 | 0 | 0.93926 | 0.1 | 26.66
2021-09-27 06:00 | 0 | 0.93455 | 0.07 | 26.23
2021-09-27 07:00 | 0.0117 | 0.94971 | 0.1 | 37.535
2021-09-27 08:00 | 0.069015 | 0.9458 | 0.1 | 16.275
2021-09-27 09:00 | 0.16502 | 0.95637 | 0.11 | -26.03
2021-09-27 10:00 | 0.25621 | 0.95318 | 0.12 | -68.235
2021-09-27 11:00 | 0.82221 | 0.85836 | 0.14 | -97.355
2021-09-27 12:00 | 0.80246 | 0.7238 | 0.13 | -41.215
2021-09-27 13:00 | 0.87468 | 0.48592 | 0.13 | -65.465
2021-09-27 14:00 | 0.91033 | 0.43129 | 0.2 | -21.725
2021-09-27 15:00 | 0.91915 | 0.35605 | 0.26 | -5.625
2021-09-27 16:00 | 0.95275 | 0.31445 | 0.25 | 17.77
2021-09-27 17:00 | 0.88418 | 0.21283 | 0.16 | 47.175
2021-09-27 18:00 | 0.37983 | 0.42284 | 0.1 | 79.565
2021-09-27 19:00 | 0.00052589 | 0.66939 | 0.11 | 134.82
2021-09-27 20:00 | 0 | 0.79648 | 0.09 | 47.34
2021-09-27 21:00 | 0 | 0.81803 | 0.09 | -6.72
2021-09-27 22:00 | 0 | 0.88565 | 0.09 | -25.62
2021-09-27 23:00 | 0 | 0.93538 | 0.09 | -24.56
2021-09-28 | 0 | 0.94584 | 0.1 | 17.62
2021-09-28 01:00 | 0 | 0.94254 | 0.09 | 22.445
2021-09-28 02:00 | 0 | 0.9392 | 0.1 | 7.9
2021-09-28 03:00 | 0 | 0.95347 | 0.1 | -77.29
2021-09-28 04:00 | 0 | 0.96086 | 0.1 | -60.55
2021-09-28 05:00 | 0 | 0.95501 | 0.11 | -44.95
2021-09-28 06:00 | 0 | 0.95283 | 0.11 | -27.565
2021-09-28 07:00 | 0.0088662 | 0.96223 | 0.11 | 21.635
2021-09-28 08:00 | 0.040988 | 0.95166 | 0.1 | 31.08
2021-09-28 09:00 | 0.052196 | 0.89173 | 0.11 | -27.13
2021-09-28 10:00 | 0.091757 | 0.87641 | 0.1 | -9.59
2021-09-28 11:00 | 0.11755 | 0.62763 | 0.1 | -46.055
2021-09-28 12:00 | 0.10631 | 0.34586 | 0.09 | -31.085
2021-09-28 13:00 | 0.1201 | 0.50745 | 0.09 | -28.89
2021-09-28 14:00 | 0.13272 | 0.43046 | 0.1 | -21.875
2021-09-28 15:00 | 0.12081 | 0.29643 | 0.12 | 19.535
2021-09-28 16:00 | 0.067586 | 0.3084 | 0.15 | -45.125
2021-09-28 17:00 | 0.035641 | 0.29358 | 0.14 | -39.18
2021-09-28 18:00 | 0.010609 | 0.36617 | 0.17 | -46.525
2021-09-28 19:00 | 0 | 0.35579 | 0.18 | 16.84
2021-09-28 20:00 | 0 | 0.3263 | 0.19 | 43.485
2021-09-28 21:00 | 0 | 0.12414 | 0.16 | 63.13
2021-09-28 22:00 | 0 | 0.024312 | 0.16 | 53.785
2021-09-28 23:00 | 0 | 0.01372 | 0.16 | 65.66
2021-09-29 | 0 | 0.095587 | 0.17 | 58.845
2021-09-29 01:00 | 0 | 0.18179 | 0.18 | 66.395
2021-09-29 02:00 | 0 | 0.084017 | 0.2 | 54.415
2021-09-29 03:00 | 0 | 0.051551 | 0.22 | 33.63
2021-09-29 04:00 | 0 | 0.05357 | 0.2 | 24.26
2021-09-29 05:00 | 0 | 0.059748 | 0.21 | 27.635
2021-09-29 06:00 | 0 | 0.099709 | 0.2 | 52.175
2021-09-29 07:00 | 0.021684 | 0.06351 | 0.2 | 56.44
2021-09-29 08:00 | 0.21478 | 0.038898 | 0.16 | 59.3
2021-09-29 09:00 | 0.69057 | 0.03095 | 0.16 | 69.61
2021-09-29 10:00 | 0.90634 | 0.047215 | 0.15 | 75.74
2021-09-29 11:00 | 0.75956 | 0.047231 | 0.14 | 77.925
2021-09-29 12:00 | 0.89984 | 0.075947 | 0.14 | 34.355
2021-09-29 13:00 | 0.91004 | 0.09693 | 0.15 | 35.015
2021-09-29 14:00 | 0.65037 | 0.035262 | 0.2 | 28.85
2021-09-29 15:00 | 0.55201 | 0.020051 | 0.2 | 51.86
2021-09-29 16:00 | 0.2055 | 0.00536 | 0.21 | 71.19
2021-09-29 17:00 | 0.097719 | 0.01858 | 0.19 | 46.54
2021-09-29 18:00 | 0.27991 | 0.036811 | 0.18 | 51.29
2021-09-29 19:00 | 0.00072834 | 0.20313 | 0.18 | 61.78
2021-09-29 20:00 | 0 | 0.30532 | 0.21 | 65.6
2021-09-29 21:00 | 0 | 0.21841 | 0.22 | 53.735
2021-09-29 22:00 | 0 | 0.11755 | 0.24 | 51.945
2021-09-29 23:00 | 0 | 0.085043 | 0.22 | 55.38
2021-09-30 | 0 | 0.063695 | 0.17 | 59.47
2021-09-30 01:00 | 0 | 0.021989 | 0.17 | 72.745
2021-09-30 02:00 | 0 | 0 | 0.16 | 58.32
2021-09-30 03:00 | 0 | 0 | 0.16 | 49.925
2021-09-30 04:00 | 0 | 0.003887 | 0.18 | 52.525
2021-09-30 05:00 | 0 | 0.022507 | 0.2 | 43.585
2021-09-30 06:00 | 0 | 0.042985 | 0.2 | 55.36
2021-09-30 07:00 | 0.040076 | 0.04744 | 0.16 | 59.495
2021-09-30 08:00 | 0.41334 | 0.11374 | 0.12 | 62.81
2021-09-30 09:00 | 0.87402 | 0.075162 | 0.12 | 69.78
2021-09-30 10:00 | 0.94127 | 0.040424 | 0.14 | 102.875
2021-09-30 11:00 | 0.95071 | 0.073202 | 0.13 | 62.205
2021-09-30 12:00 | 0.93851 | 0.16045 | 0.11 | 81.925
2021-09-30 13:00 | 0.92719 | 0.21203 | 0.1 | 171.085
2021-09-30 14:00 | 0.94016 | 0.19741 | 0.11 | -61.355
2021-09-30 15:00 | 0.96031 | 0.21741 | 0.12 | -16.465
2021-09-30 16:00 | 0.96211 | 0.39183 | 0.13 | 34.505
2021-09-30 17:00 | 0.91346 | 0.39433 | 0.12 | 48.09
2021-09-30 18:00 | 0.40638 | 0.49317 | 0.11 | 55.18
2021-09-30 19:00 | 0.0010322 | 0.59757 | 0.09 | 75.22
2021-09-30 20:00 | 0 | 0.58557 | 0.09 | 72.61
2021-09-30 21:00 | 0 | 0.61424 | 0.09 | 51.16
2021-09-30 22:00 | 0 | 0.51707 | 0.09 | 47.015
2021-09-30 23:00 | 0 | 0.4606 | 0.1 | 34.07
2021-10-01 | 0 | 0.46964 | 0.09 | 20.085
2021-10-01 01:00 | 0 | 0.72272 | 0.09 | 23.52
2021-10-01 02:00 | 0 | 0.83432 | 0.09 | 6.1975
2021-10-01 03:00 | 0 | 0.87479 | 0.1 | -0.52917
2021-10-01 04:00 | 0 | 0.87978 | 0.09 | -0.59333
2021-10-01 05:00 | 0 | 0.90203 | 0.09 | 0.625
2021-10-01 06:00 | 0 | 0.92018 | 0.09 | 10.2725
2021-10-01 07:00 | 0.048675 | 0.92256 | 0.1 | 26.5058
2021-10-01 08:00 | 0.46437 | 0.90055 | 0.11 | 40.6667
2021-10-01 09:00 | 0.9714 | 0.84564 | 0.11 | 43.0175
2021-10-01 10:00 | 0.99572 | 0.6878 | 0.11 | 31.3367
2021-10-01 11:00 | 0.98218 | 0.50104 | 0.11 | 22.8867
2021-10-01 12:00 | 0.95138 | 0.47772 | 0.11 | 22.8725
2021-10-01 13:00 | 0.93928 | 0.39894 | 0.11 | 23.9758
2021-10-01 14:00 | 0.95045 | 0.32044 | 0.11 | -7.235
2021-10-01 15:00 | 0.9703 | 0.46395 | 0.14 | -2.6075
2021-10-01 16:00 | 0.97405 | 0.51076 | 0.22 | -11.9292
2021-10-01 17:00 | 0.92019 | 0.53975 | 0.22 | 27.9242
2021-10-01 18:00 | 0.40305 | 0.76721 | 0.22 | 74.7767
2021-10-01 19:00 | 0.0008243 | 0.83108 | 0.23 | 185.0383
2021-10-01 20:00 | 0 | 0.91379 | 0.26 | 94.2275
2021-10-01 21:00 | 0 | 0.80297 | 0.27 | 88.2258
2021-10-01 22:00 | 0 | 0.9017 | 0.28 | 77.61
2021-10-01 23:00 | 0 | 0.91482 | 0.25 | 80.9675
2021-10-02 | 0 | 0.9339 | 0.25 | 77.6767
2021-10-02 01:00 | 0 | 0.9395 | 0.26 | 79.7725
2021-10-02 02:00 | 0 | 0.93139 | 0.29 | 61.5842
2021-10-02 03:00 | 0 | 0.93871 | 0.28 | 31.8733
2021-10-02 04:00 | 0 | 0.9061 | 0.26 | 20.09
2021-10-02 05:00 | 0 | 0.86192 | 0.21 | 14.6483
2021-10-02 06:00 | 0 | 0.9278 | 0.15 | 12.2442
2021-10-02 07:00 | 0.0097871 | 0.85762 | 0.14 | 19.9375
2021-10-02 08:00 | 0.078132 | 0.89125 | 0.15 | 14.8917
2021-10-02 09:00 | 0.23572 | 0.92481 | 0.15 | 10.6358
2021-10-02 10:00 | 0.37511 | 0.91869 | 0.2 | 17.7733
2021-10-02 11:00 | 0.31965 | 0.85821 | 0.21 | 5.835
2021-10-02 12:00 | 0.29048 | 0.90109 | 0.19 | -123.165
2021-10-02 13:00 | 0.30339 | 0.80252 | 0.16 | -84.9383
2021-10-02 14:00 | 0.44676 | 0.43256 | 0.18 | -180.8892
2021-10-02 15:00 | 0.21307 | 0.21587 | 0.21 | -39.7683
2021-10-02 16:00 | 0.2512 | 0.36037 | 0.25 | -23.6683
2021-10-02 17:00 | 0.077725 | 0.86745 | 0.22 | -1.4008
2021-10-02 18:00 | 0.056682 | 0.67895 | 0.15 | 51.3867
2021-10-02 19:00 | 0 | 0.46938 | 0.11 | 184.2725
2021-10-02 20:00 | 0 | 0.80595 | 0.1 | 123.5533
2021-10-02 21:00 | 0 | 0.41941 | 0.09 | 63.7975
2021-10-02 22:00 | 0 | 0.31152 | 0.09 | 60.5475
2021-10-02 23:00 | 0 | 0.15412 | 0.07 | 71.035
2021-10-03 | 0 | 0.38405 | 0.1 | 93.24
2021-10-03 01:00 | 0 | 0.26117 | 0.1 | 68.6192
2021-10-03 02:00 | 0 | 0.080493 | 0.11 | 37.6683
2021-10-03 03:00 | 0 | 0.045315 | 0.11 | 15.1483
2021-10-03 04:00 | 0 | 0.09317 | 0.08 | 20.3142
2021-10-03 05:00 | 0 | 0.26857 | 0.06 | 17.5475
2021-10-03 06:00 | 0 | 0.13073 | 0.07 | 5.3933
2021-10-03 07:00 | 0.0048592 | 0.10575 | 0.06 | -9.1592
2021-10-03 08:00 | 0.068631 | 0.24451 | 0.06 | -23.6467
2021-10-03 09:00 | 0.26014 | 0.33444 | 0.06 | -30.375
2021-10-03 10:00 | 0.63017 | 0.26913 | 0.07 | -38.0617
2021-10-03 11:00 | 0.56998 | 0.3362 | 0.07 | -49.5858
2021-10-03 12:00 | 0.55742 | 0.2868 | 0.09 | -78.7608
2021-10-03 13:00 | 0.53693 | 0.18704 | 0.09 | -71.0267
2021-10-03 14:00 | 0.25543 | 0.1352 | 0.08 | -105.05
2021-10-03 15:00 | 0.17244 | 0.24303 | 0.1 | -113.7083
2021-10-03 16:00 | 0.15033 | 0.40083 | 0.06 | -81.6092
2021-10-03 17:00 | 0.027343 | 0.68186 | 0.06 | -2.7167
2021-10-03 18:00 | 0.013769 | 0.55183 | 0.06 | 12.5583
2021-10-03 19:00 | 0 | 0.55602 | 0.06 | 7.3592
2021-10-03 20:00 | 0 | 0.58863 | 0.06 | -12.4992
2021-10-03 21:00 | 0 | 0.81837 | 0.06 | -1.8525
2021-10-03 22:00 | 0 | 0.76925 | 0.06 | -12.0683
2021-10-03 23:00 | 0 | 0.70744 | 0.06 | -0.86667
2021-10-04 | 0 | 0.72679 | 0.06 | -0.81167
2021-10-04 01:00 | 0 | 0.36593 | 0.06 | -20.1433
2021-10-04 02:00 | 0 | 0.34912 | 0.06 | -22.1917
2021-10-04 03:00 | 0 | 0.31204 | 0.06 | -17.7917
2021-10-04 04:00 | 0 | 0.36064 | 0.07 | -4.1733
2021-10-04 05:00 | 0 | 0.38741 | 0.07 | 1.8858
2021-10-04 06:00 | 0 | 0.307 | 0.07 | 7.1208
2021-10-04 07:00 | 0.057589 | 0.33965 | 0.07 | -101.6383
2021-10-04 08:00 | 0.37093 | 0.23668 | 0.07 | -96.6775
2021-10-04 09:00 | 0.83841 | 0.15663 | 0.06 | -50.5525
2021-10-04 10:00 | 0.86325 | 0.064524 | 0.07 | -61.3583
2021-10-04 11:00 | 0.80565 | 0.037956 | 0.07 | -41.5283
2021-10-04 12:00 | 0.85558 | 0.12356 | 0.07 | -45.12
2021-10-04 13:00 | 0.70168 | 0.20921 | 0.07 | -46.7525
2021-10-04 14:00 | 0.72012 | 0.15958 | 0.06 | -61.7175
2021-10-04 15:00 | 0.51263 | 0.14489 | 0.06 | -53.4642
2021-10-04 16:00 | 1 | 0.15884 | 0.06 | -47.9467
2021-10-04 17:00 | 0.91474 | 0.26087 | 0.06 | 20.11
2021-10-04 18:00 | 0.45735 | 0.33212 | 0.06 | 20.4433
2021-10-04 19:00 | 0.0020942 | 0.34485 | 0.1 | 10.62
2021-10-04 20:00 | 0 | 0.60111 | 0.06 | 4.225
2021-10-04 21:00 | 0 | 0.67313 | 0.06 | -1.2742
2021-10-04 22:00 | 0 | 0.68796 | 0.06 | -5.5167
2021-10-04 23:00 | 0 | 0.64871 | 0.07 | -4.1525
2021-10-05 | 0 | 0.51929 | 0.07 | -12.1175
2021-10-05 01:00 | 0 | 0.38495 | 0.08 | -23.6467
2021-10-05 02:00 | 0 | 0.28881 | 0.08 | -27.7992
2021-10-05 03:00 | 0 | 0.33798 | 0.09 | -24.7075
2021-10-05 04:00 | 0 | 0.33969 | 0.12 | -13.6367
2021-10-05 05:00 | 0 | 0.31756 | 0.13 | 17.8175
2021-10-05 06:00 | 0 | 0.27745 | 0.11 | 72.5008
2021-10-05 07:00 | 0.018533 | 0.2839 | 0.1 | 38.6717
2021-10-05 08:00 | 0.27203 | 0.25067 | 0.11 | 3.7042
2021-10-05 09:00 | 0.16944 | 0.2536 | 0.11 | -3.1117
2021-10-05 10:00 | 0.31856 | 0.224 | 0.11 | -12.7425
2021-10-05 11:00 | 0.72892 | 0.14994 | 0.11 | -29.6108
2021-10-05 12:00 | 0.73526 | 0.12089 | 0.11 | -25.9942
2021-10-05 13:00 | 0.85813 | 0.16376 | 0.12 | -27.5925
2021-10-05 14:00 | 0.88568 | 0.18465 | 0.12 | -28.7375
2021-10-05 15:00 | 0.60271 | 0.21857 | 0.18 | -18.6317
2021-10-05 16:00 | 0.20469 | 0.27274 | 0.29 | 9.2425
2021-10-05 17:00 | 0.28658 | 0.33165 | 0.32 | 58.235
2021-10-05 18:00 | 0.071984 | 0.46176 | 0.3 | 126.95
2021-10-05 19:00 | 5.44e-05 | 0.51825 | 0.34 | 95.585
2021-10-05 20:00 | 0 | 0.6019 | 0.29 | 89.3058
2021-10-05 21:00 | 0 | 0.5188 | 0.24 | 88.71
2021-10-05 22:00 | 0 | 0.45729 | 0.22 | 78.8
2021-10-05 23:00 | 0 | 0.52007 | 0.2 | 69.2242
2021-10-06 | 0 | 0.58853 | 0.12 | 65.3708
2021-10-06 01:00 | 0 | 0.52977 | 0.11 | 59.1375
2021-10-06 02:00 | 0 | 0.52106 | 0.1 | 51.5558
2021-10-06 03:00 | 0 | 0.51258 | 0.08 | 39.855
2021-10-06 04:00 | 0 | 0.52242 | 0.1 | 44.8583
2021-10-06 05:00 | 0 | 0.59423 | 0.06 | 49.1417
2021-10-06 06:00 | 0 | 0.49246 | 0.06 | 39.675
2021-10-06 07:00 | 0.016538 | 0.57194 | 0.07 | -10.1167
2021-10-06 08:00 | 0.13608 | 0.73017 | 0.08 | -132.2875
2021-10-06 09:00 | 0.26132 | 0.35186 | 0.08 | -41.3167
2021-10-06 10:00 | 0.21193 | 0.31896 | 0.07 | -72.3058
2021-10-06 11:00 | 0.14514 | 0.24688 | 0.07 | -49.9125
2021-10-06 12:00 | 0.13395 | 0.080368 | 0.07 | -35.27
2021-10-06 13:00 | 0.35435 | 0 | 0.06 | -30.9867
2021-10-06 14:00 | 0.1234 | 0 | 0.07 | -25.6492
2021-10-06 15:00 | 0.12535 | 0.03323 | 0.07 | -6.745
2021-10-06 16:00 | 0.21356 | 0.098308 | 0.1 | 11.1675
2021-10-06 17:00 | 0.28836 | 0.003153 | 0.06 | 24.6425
2021-10-06 18:00 | 0.080832 | 0.00194 | 0.06 | 25.3058
2021-10-06 19:00 | 0.0014312 | 0.078203 | 0.06 | 26.2258
2021-10-06 20:00 | 0 | 0.2402 | 0.06 | 10.4975
2021-10-06 21:00 | 0 | 0.89549 | 0.06 | 7.2433
2021-10-06 22:00 | 0 | 0.93413 | 0.07 | -2.1875
2021-10-06 23:00 | 0 | 0.90385 | 0.07 | -15.1283
2021-10-07 | 0 | 0.91452 | 0.07 | -21.9792
2021-10-07 01:00 | 0 | 0.90883 | 0.09 | -9.9017
2021-10-07 02:00 | 0 | 0.91072 | 0.1 | -3.735
2021-10-07 03:00 | 0 | 0.85822 | 0.13 | -1.33
2021-10-07 04:00 | 0 | 0.82439 | 0.14 | 8.4517
2021-10-07 05:00 | 0 | 0.82439 | 0.13 | 48.3742
2021-10-07 06:00 | 0 | 0.75726 | 0.1 | 59.7367
2021-10-07 07:00 | 0.069444 | 0.74643 | 0.1 | 28.1142
2021-10-07 08:00 | 0.40822 | 0.71177 | 0.1 | -9.7592
2021-10-07 09:00 | 0.8824 | 0.77274 | 0.11 | -40.6183
2021-10-07 10:00 | 0.77631 | 0.72542 | 0.1 | -45.5183
2021-10-07 11:00 | 0.75604 | 0.57668 | 0.1 | -47.3792
2021-10-07 12:00 | 0.96597 | 0.54289 | 0.1 | -40.3592
2021-10-07 13:00 | 0.83498 | 0.42812 | 0.1 | -39.385
2021-10-07 14:00 | 0.87438 | 0.35867 | 0.11 | -46.5467
2021-10-07 15:00 | 0.77407 | 0.35131 | 0.2 | -20.6375
2021-10-07 16:00 | 0.91202 | 0.46209 | 0.25 | 6.4917
2021-10-07 17:00 | 0.79995 | 0.3941 | 0.3 | 55.7517
2021-10-07 18:00 | 0.41874 | 0.23027 | 0.27 | 124.2567
2021-10-07 19:00 | 0.0043416 | 0.15488 | 0.24 | 122.2283
2021-10-07 20:00 | 0 | 0.086976 | 0.26 | 88.6867
2021-10-07 21:00 | 0 | 0.065199 | 0.26 | 77.8908
2021-10-07 22:00 | 0 | 0.076927 | 0.23 | 88.4517
2021-10-07 23:00 | 0 | 0.084088 | 0.18 | 94.2133
2021-10-08 | 0 | 0.055193 | 0.1 | 85.4
2021-10-08 01:00 | 0 | 0.033966 | 0.13 | 74.3942
2021-10-08 02:00 | 0 | 0.033441 | 0.13 | 53.2183
2021-10-08 03:00 | 0 | 0.015143 | 0.1 | 44.73
2021-10-08 04:00 | 0 | 0.023968 | 0.15 | 54.3458
2021-10-08 05:00 | 0 | 0.018656 | 0.12 | 85.8417
2021-10-08 06:00 | 0 | 0.012536 | 0.1 | 62.2875
2021-10-08 07:00 | 0.083928 | 0.02235 | 0.09 | 27.5592
2021-10-08 08:00 | 0.50893 | 0.060708 | 0.1 | 7.55
2021-10-08 09:00 | 1 | 0.023503 | 0.1 | -23.22
2021-10-08 10:00 | 1 | 0.099404 | 0.1 | -50.7292
2021-10-08 11:00 | 1 | 0.12098 | 0.1 | -91.3525
2021-10-08 12:00 | 0.99738 | 0.20592 | 0.1 | -118.83
2021-10-08 13:00 | 0.98486 | 0.32346 | 0.09 | -86.335
2021-10-08 14:00 | 0.9819 | 0.26704 | 0.08 | -48.815
2021-10-08 15:00 | 0.99805 | 0.20664 | 0.11 | -37.3442
2021-10-08 16:00 | 0.97621 | 0.17683 | 0.25 | -28.795
2021-10-08 17:00 | 0.96217 | 0.20275 | 0.3 | 29.9125
2021-10-08 18:00 | 0.44086 | 0.28656 | 0.27 | 152.3058
2021-10-08 19:00 | 0.0041989 | 0.47754 | 0.26 | 116.7192
2021-10-08 20:00 | 0 | 0.66438 | 0.26 | 82.9608
2021-10-08 21:00 | 0 | 0.74281 | 0.27 | 71.7333
2021-10-08 22:00 | 0 | 0.60108 | 0.26 | 75.14
2021-10-08 23:00 | 0 | 0.42756 | 0.24 | 82.0558
2021-10-09 | 0 | 0.27126 | 0.22 | 79.515
2021-10-09 01:00 | 0 | 0.15852 | 0.2 | 65.3392
2021-10-09 02:00 | 0 | 0.046015 | 0.16 | 53.8517
2021-10-09 03:00 | 0 | 0.062347 | 0.14 | 41.6442
2021-10-09 04:00 | 0 | 0.089733 | 0.12 | 39.5892
2021-10-09 05:00 | 0 | 0.10603 | 0.11 | 36.8558
2021-10-09 06:00 | 0 | 0.061602 | 0.12 | 12.8517
2021-10-09 07:00 | 0.091919 | 0.11609 | 0.13 | -30.3033
2021-10-09 08:00 | 0.50228 | 0.13975 | 0.15 | -49.7833
2021-10-09 09:00 | 1 | 0.14599 | 0.15 | -80.825
2021-10-09 10:00 | 1 | 0.091327 | 0.15 | -178.8308
2021-10-09 11:00 | 1 | 0.15752 | 0.1 | -92.5367
2021-10-09 12:00 | 0.99674 | 0.077752 | 0.12 | -54.055
2021-10-09 13:00 | 0.98402 | 0.1257 | 0.12 | -62.8083
2021-10-09 14:00 | 0.99029 | 0.096318 | 0.11 | -53.9433
2021-10-09 15:00 | 0.9171 | 0.061677 | 0.14 | -82.7017
2021-10-09 16:00 | 0.9726 | 0.029533 | 0.14 | 1.9383
2021-10-09 17:00 | 0.92813 | 0.020047 | 0.1 | 49.2733
2021-10-09 18:00 | 0.44007 | 0.01143 | 0.1 | 72.8225
2021-10-09 19:00 | 0.0041452 | 0.049625 | 0.16 | 51.3358
2021-10-09 20:00 | 0 | 0.086532 | 0.22 | 50.3267
2021-10-09 21:00 | 0 | 0.12385 | 0.21 | 52.2175
2021-10-09 22:00 | 0 | 0.15686 | 0.17 | 58.7917
2021-10-09 23:00 | 0 | 0.14273 | 0.14 | 52.8092
2021-10-10 | 0 | 0.2578 | 0.14 | 44.8908
2021-10-10 01:00 | 0 | 0.49168 | 0.15 | 34.2675
2021-10-10 02:00 | 0 | 0.58512 | 0.16 | 28.3058
2021-10-10 03:00 | 0 | 0.7334 | 0.17 | 28.7533
2021-10-10 04:00 | 0 | 0.80324 | 0.18 | 24.0058
2021-10-10 05:00 | 0 | 0.79299 | 0.16 | 37.29
2021-10-10 06:00 | 0 | 0.648 | 0.13 | 42.5775
2021-10-10 07:00 | 0.09911 | 0.52028 | 0.14 | 30.9792
2021-10-10 08:00 | 0.49523 | 0.51238 | 0.15 | -14.1633
2021-10-10 09:00 | 0.96308 | 0.51023 | 0.2 | -53.3692
2021-10-10 10:00 | 0.98176 | 0.37713 | 0.16 | -35.7092
2021-10-10 11:00 | 0.96081 | 0.19159 | 0.16 | -45.0708
2021-10-10 12:00 | 0.92341 | 0.07396 | 0.16 | -43.8367
2021-10-10 13:00 | 0.92696 | 0.035873 | 0.14 | -77.215
2021-10-10 14:00 | 0.89238 | 0.018478 | 0.11 | -52.725
2021-10-10 15:00 | 0.89149 | 0.022927 | 0.11 | -40.2067
2021-10-10 16:00 | 0.89708 | 0.018082 | 0.11 | -27.2317
2021-10-10 17:00 | 0.92602 | 0.032631 | 0.11 | 19.6075
2021-10-10 18:00 | 0.42737 | 0.013209 | 0.1 | 58.155
2021-10-10 19:00 | 0.0045268 | 0.020186 | 0.1 | 56.0425
2021-10-10 20:00 | 0 | 0.034663 | 0.1 | 46.6542
2021-10-10 21:00 | 0 | 0.050212 | 0.1 | 36.4392
2021-10-10 22:00 | 0 | 0.081047 | 0.1 | 26.7825
2021-10-10 23:00 | 0 | 0.083615 | 0.1 | 26.35
2021-10-11 | 0 | 0.10999 | 0.1 | 20.35
2021-10-11 01:00 | 0 | 0.080285 | 0.11 | 9.7833
2021-10-11 02:00 | 0 | 0.049991 | 0.11 | 8.25
2021-10-11 03:00 | 0 | 0.097947 | 0.13 | 8.3092
2021-10-11 04:00 | 0 | 0.089615 | 0.15 | 24.1158
2021-10-11 05:00 | 0 | 0.20598 | 0.18 | 62.815
2021-10-11 06:00 | 0 | 0.29522 | 0.17 | 113.9533
2021-10-11 07:00 | 0.10075 | 0.46995 | 0.14 | 26.9708
2021-10-11 08:00 | 0.40152 | 0.47599 | 0.14 | 20.6383
2021-10-11 09:00 | 0.58214 | 0.47384 | 0.16 | 18.775
2021-10-11 10:00 | 0.51791 | 0.47402 | 0.17 | 13.8425
2021-10-11 11:00 | 0.68112 | 0.38308 | 0.17 | 18.7142
2021-10-11 12:00 | 0.64445 | 0.31774 | 0.2 | 17.2567
2021-10-11 13:00 | 0.73867 | 0.22771 | 0.17 | 12.2683
2021-10-11 14:00 | 0.88833 | 0.12291 | 0.16 | -79.1558
2021-10-11 15:00 | 0.81653 | 0.092182 | 0.21 | 0.42167
2021-10-11 16:00 | 0.82883 | 0.10995 | 0.26 | 7.1908
2021-10-11 17:00 | 0.51947 | 0.10569 | 0.21 | 43.3725
2021-10-11 18:00 | 0.1441 | 0.1408 | 0.17 | 72.7858
2021-10-11 19:00 | 0.0023328 | 0.16425 | 0.18 | 55.805
2021-10-11 20:00 | 0 | 0.096233 | 0.16 | 49.5117
2021-10-11 21:00 | 0 | 0.057054 | 0.16 | 48.4317
2021-10-11 22:00 | 0 | 0.054759 | 0.14 | 33.6933
2021-10-11 23:00 | 0 | 0.26955 | 0.13 | 35.8492
2021-10-12 | 0 | 0.19491 | 0.15 | 14.9417
2021-10-12 01:00 | 0 | 0.16704 | 0.15 | 8.2117
2021-10-12 02:00 | 0 | 0.14003 | 0.15 | 9.0267
2021-10-12 03:00 | 0 | 0.11241 | 0.16 | 13.1492
2021-10-12 04:00 | 0 | 0.13452 | 0.2 | 25.5925
2021-10-12 05:00 | 0 | 0.25804 | 0.17 | 57.695
2021-10-12 06:00 | 0 | 0.37781 | 0.14 | 74.4725
2021-10-12 07:00 | 0.084037 | 0.37983 | 0.13 | 20.7142
2021-10-12 08:00 | 0.39226 | 0.38399 | 0.1 | 4.8142
2021-10-12 09:00 | 0.79508 | 0.29453 | 0.14 | -18.875
2021-10-12 10:00 | 0.98525 | 0.21045 | 0.1 | -42.8642
2021-10-12 11:00 | 0.99363 | 0.12868 | 0.14 | -60.4975
2021-10-12 12:00 | 0.96483 | 0.068063 | 0.15 | -88.2842
2021-10-12 13:00 | 0.93068 | 0.012743 | 0.14 | -50.335
2021-10-12 14:00 | 0.94071 | 0.00745 | 0.12 | -52
2021-10-12 15:00 | 0.92845 | 0.087912 | 0.11 | -51.1675
2021-10-12 16:00 | 0.95724 | 0.30628 | 0.13 | -26.3733
2021-10-12 17:00 | 0.928 | 0.20044 | 0.12 | 12.8708
2021-10-12 18:00 | 0.41798 | 0.20754 | 0.11 | 62.1842
2021-10-12 19:00 | 0.0036163 | 0.073301 | 0.09 | 47.1575
2021-10-12 20:00 | 0 | 0 | 0.09 | 13.625
2021-10-12 21:00 | 0 | 0.016893 | 0.09 | 4.3883
2021-10-12 22:00 | 0 | 0.17228 | 0.09 | -13.1542
2021-10-12 23:00 | 0 | 0.078729 | 0.13 | -0.6675
2021-10-13 | 0 | 0.11304 | 0.14 | -9.2675
2021-10-13 01:00 | 0 | 0.31406 | 0.13 | 3.5317
2021-10-13 02:00 | 0 | 0.55874 | 0.12 | -8.8525
2021-10-13 03:00 | 0 | 0.84641 | 0.1 | -14.0133
2021-10-13 04:00 | 0 | 0.88865 | 0.1 | -0.24167
2021-10-13 05:00 | 0 | 0.90059 | 0.09 | 15.6817
2021-10-13 06:00 | 0 | 0.90833 | 0.1 | 41.1883
2021-10-13 07:00 | 0.10337 | 0.92122 | 0.1 | 7.8442
2021-10-13 08:00 | 0.49188 | 0.87531 | 0.1 | -184.5617
2021-10-13 09:00 | 0.95816 | 0.66535 | 0.1 | -93.6067
2021-10-13 10:00 | 0.98079 | 0.45793 | 0.11 | -66.9033
2021-10-13 11:00 | 0.96352 | 0.24576 | 0.11 | -197.635
2021-10-13 12:00 | 0.94927 | 0.10151 | 0.1 | -68.9175
2021-10-13 13:00 | 0.94699 | 0.061343 | 0.1 | -63.0025
2021-10-13 14:00 | 0.96058 | 0.013641 | 0.09 | -57.6342
2021-10-13 15:00 | 0.97145 | 0.007898 | 0.1 | -41.4217
2021-10-13 16:00 | 0.97561 | 0.007069 | 0.16 | -30.9675
2021-10-13 17:00 | 0.93023 | 0.012402 | 0.21 | 46.43
2021-10-13 18:00 | 0.42801 | 0.009029 | 0.23 | 72.5842
2021-10-13 19:00 | 0.02339 | 0.009417 | 0.17 | 83.2033
2021-10-13 20:00 | 0 | 0.15042 | 0.15 | 76.7567
2021-10-13 21:00 | 0 | 0.53865 | 0.14 | 53.665
2021-10-13 22:00 | 0 | 0.74814 | 0.14 | 35.5383
2021-10-13 23:00 | 0 | 0.8189 | 0.14 | 43.2875
2021-10-14 | 0 | 0.88374 | 0.13 | 21.2858
2021-10-14 01:00 | 0 | 0.83831 | 0.15 | 18.8492
2021-10-14 02:00 | 0 | 0.8048 | 0.13 | 16.4342
2021-10-14 03:00 | 0 | 0.79241 | 0.16 | 18.6758
2021-10-14 04:00 | 0 | 0.8061 | 0.17 | 17.8983
2021-10-14 05:00 | 0 | 0.85212 | 0.17 | 71.7592
2021-10-14 06:00 | 0 | 0.85401 | 0.18 | 71.5408
2021-10-14 07:00 | 0.088581 | 0.78365 | 0.16 | 54.3017
2021-10-14 08:00 | 0.27412 | 0.80881 | 0.16 | 34.1592
2021-10-14 09:00 | 0.66725 | 0.55196 | 0.17 | 3.8583
2021-10-14 10:00 | 0.63087 | 0.45365 | 0.18 | -0.99167
2021-10-14 11:00 | 0.4049 | 0.48532 | 0.2 | 6.6625
2021-10-14 12:00 | 0.2812 | 0.43523 | 0.16 | 17.5717
2021-10-14 13:00 | 0.55441 | 0.30845 | 0.13 | 36.3475
2021-10-14 14:00 | 0.65473 | 0.24515 | 0.15 | 51.2142
2021-10-14 15:00 | 0.24663 | 0.20081 | 0.19 | 21.0883
2021-10-14 16:00 | 0.079221 | 0.092968 | 0.2 | 74.5392
2021-10-14 17:00 | 0.031102 | 0.03552 | 0.18 | 247.5883
2021-10-14 18:00 | 0.024119 | 0.060348 | 0.15 | 256.8133
2021-10-14 19:00 | 0.00094262 | 0.016002 | 0.14 | 133.4175
2021-10-14 20:00 | 0 | 0.067851 | 0.11 | 116.965
2021-10-14 21:00 | 0 | 0.22264 | 0.11 | 59.7867
2021-10-14 22:00 | 0 | 0.25314 | 0.1 | 12.1675
2021-10-14 23:00 | 0 | 0.27808 | 0.09 | 8.6525
2021-10-15 | 0 | 0.8961 | 0.1 | 2.0717
2021-10-15 01:00 | 0 | 0.92892 | 0.09 | 23.5167
2021-10-15 02:00 | 0 | 0.95135 | 0.09 | 15.5267
2021-10-15 03:00 | 0 | 0.93187 | 0.09 | 8.5417
2021-10-15 04:00 | 0 | 0.94228 | 0.09 | 21.4075
2021-10-15 05:00 | 0 | 0.86031 | 0.1 | 56.0858
2021-10-15 06:00 | 0 | 0.86879 | 0.09 | 62.8033
2021-10-15 07:00 | 0.012967 | 0.87245 | 0.1 | 46.1283
2021-10-15 08:00 | 0.028909 | 0.89438 | 0.1 | -63.75
2021-10-15 09:00 | 0.088286 | 0.93968 | 0.11 | -36.7775
2021-10-15 10:00 | 0.13859 | 0.90829 | 0.12 | -47.24
2021-10-15 11:00 | 0.10441 | 0.91479 | 0.13 | -51.6417
2021-10-15 12:00 | 0.32127 | 0.8555 | 0.13 | -144.7633
2021-10-15 13:00 | 0.18133 | 0.71048 | 0.11 | -129.3225
2021-10-15 14:00 | 0.1936 | 0.73281 | 0.1 | -71.8767
2021-10-15 15:00 | 0.13192 | 0.069754 | 0.09 | -64.4867
2021-10-15 16:00 | 0.052811 | 0.14816 | 0.09 | -70.2692
2021-10-15 17:00 | 0.041882 | 0.005914 | 0.11 | -1.4833
2021-10-15 18:00 | 0.046574 | 0.007843 | 0.11 | 26.1125
2021-10-15 19:00 | 0.0015154 | 0.01331 | 0.11 | 40.5367
2021-10-15 20:00 | 0 | 0.06813 | 0.11 | 7.9908
2021-10-15 21:00 | 0 | 0.069736 | 0.11 | 4.4117
2021-10-15 22:00 | 0 | 0.19064 | 0.11 | -4.8042
2021-10-15 23:00 | 0 | 0.056476 | 0.11 | -6.3667
2021-10-16 | 0 | 0.21311 | 0.12 | -15.5725
2021-10-16 01:00 | 0 | 0.50629 | 0.12 | -25.99
2021-10-16 02:00 | 0 | 0.30993 | 0.13 | -32.4917
2021-10-16 03:00 | 0 | 0.13983 | 0.14 | -33.8125
2021-10-16 04:00 | 0 | 0.21291 | 0.14 | -30.6617
2021-10-16 05:00 | 0 | 0.45898 | 0.17 | -7.715
2021-10-16 06:00 | 0 | 0.48937 | 0.2 | 21.3383
2021-10-16 07:00 | 0.010583 | 0.4609 | 0.17 | 13.9183
2021-10-16 08:00 | 0.044845 | 0.52907 | 0.18 | 22.5708
2021-10-16 09:00 | 0.094047 | 0.5229 | 0.2 | 14.5233
2021-10-16 10:00 | 0.13303 | 0.43228 | 0.16 | 3.1592
2021-10-16 11:00 | 0.22546 | 0.32078 | 0.15 | -15.94
2021-10-16 12:00 | 0.43257 | 0.27621 | 0.15 | -18.5008
2021-10-16 13:00 | 0.54638 | 0.25282 | 0.15 | -20.1808
2021-10-16 14:00 | 0.72207 | 0.34084 | 0.16 | -24.8042
2021-10-16 15:00 | 0.46989 | 0.31041 | 0.2 | -26.5367
2021-10-16 16:00 | 0.63321 | 0.25801 | 0.29 | 2.1008
2021-10-16 17:00 | 0.56048 | 0.31227 | 0.3 | 44.6525
2021-10-16 18:00 | 0.34467 | 0.35579 | 0.3 | 170.16
2021-10-16 19:00 | 0.0084013 | 0.31713 | 0.31 | 112.6008
2021-10-16 20:00 | 0 | 0.37736 | 0.31 | 92.9667
2021-10-16 21:00 | 0 | 0.3749 | 0.31 | 102.4142
2021-10-16 22:00 | 0 | 0.42325 | 0.32 | 122.435
2021-10-16 23:00 | 0 | 0.37096 | 0.32 | 116.9358
2021-10-17 | 0 | 0.26329 | 0.32 | 147.2358
2021-10-17 01:00 | 0 | 0.30232 | 0.31 | 150.2975
2021-10-17 02:00 | 0 | 0.29935 | 0.27 | 127.7083
2021-10-17 03:00 | 0 | 0.32791 | 0.23 | 78.3625
2021-10-17 04:00 | 0 | 0.29482 | 0.2 | 70.4242
2021-10-17 05:00 | 0 | 0.2836 | 0.13 | 66.7608
2021-10-17 06:00 | 0 | 0.2868 | 0.09 | 30.7433
2021-10-17 07:00 | 0.098712 | 0.22274 | 0.1 | 2.5733
2021-10-17 08:00 | 0.56123 | 0.20806 | 0.11 | -12.37
2021-10-17 09:00 | 0.77516 | 0.14083 | 0.12 | -51.6183
2021-10-17 10:00 | 1 | 0.11127 | 0.13 | -74.2067
2021-10-17 11:00 | 1 | 0.1076 | 0.13 | -88.0533
2021-10-17 12:00 | 1 | 0.082566 | 0.12 | -67.9867
2021-10-17 13:00 | 1 | 0.078813 | 0.12 | -42.985
2021-10-17 14:00 | 1 | 0.02245 | 0.13 | -40.9167
2021-10-17 15:00 | 1 | 0.077955 | 0.2 | -8.1675
2021-10-17 16:00 | 1 | 0.30639 | 0.32 | 6.775
2021-10-17 17:00 | 1 | 0.34902 | 0.3 | 54.2658
2021-10-17 18:00 | 0.48374 | 0.30222 | 0.31 | 208.1792
2021-10-17 19:00 | 0.034515 | 0.40175 | 0.27 | 132.9692
2021-10-17 20:00 | 0 | 0.52163 | 0.23 | 106.3475
2021-10-17 21:00 | 0 | 0.35941 | 0.21 | 76.355
2021-10-17 22:00 | 0 | 0.48744 | 0.19 | 79.0683
2021-10-17 23:00 | 0 | 0.35913 | 0.19 | 68.3308
2021-10-18 | 0 | 0.39461 | 0.2 | 18.9483
2021-10-18 01:00 | 0 | 0.42338 | 0.17 | 10.6225
2021-10-18 02:00 | 0 | 0.3241 | 0.17 | 8.89
2021-10-18 03:00 | 0 | 0.50102 | 0.18 | 9.3758
2021-10-18 04:00 | 0 | 0.4811 | 0.18 | 20.0083
2021-10-18 05:00 | 0 | 0.27816 | 0.17 | 53.0217
2021-10-18 06:00 | 0 | 0.1487 | 0.16 | 66.6575
2021-10-18 07:00 | 0.1041 | 0.048256 | 0.12 | 43.425
2021-10-18 08:00 | 0.81579 | 0.041394 | 0.12 | 29.4983
2021-10-18 09:00 | 1 | 0 | 0.13 | -27.825
2021-10-18 10:00 | 1 | 0.00428 | 0.13 | -38.1433
2021-10-18 11:00 | 1 | 0 | 0.13 | -37.0867
2021-10-18 12:00 | 1 | 0 | 0.13 | -51.3917
2021-10-18 13:00 | 0.9916 | 0.034887 | 0.12 | -86.2658
2021-10-18 14:00 | 1 | 0.054706 | 0.1 | -43.0917
2021-10-18 15:00 | 0.99989 | 0.067515 | 0.11 | -10.1842
2021-10-18 16:00 | 1 | 0.058265 | 0.17 | -7.47
2021-10-18 17:00 | 0.92585 | 0.024933 | 0.14 | 31.5317
2021-10-18 18:00 | 0.38797 | 0.047751 | 0.11 | 72.9733
2021-10-18 19:00 | 0.016421 | 0.074395 | 0.11 | 59.3067
2021-10-18 20:00 | 0 | 0.15852 | 0.09 | 35.7033
2021-10-18 21:00 | 0 | 0.24501 | 0.1 | 16.49
2021-10-18 22:00 | 0 | 0.24594 | 0.08 | 17.0775
2021-10-18 23:00 | 0 | 0.11282 | 0.08 | 49.7358
2021-10-19 | 0 | 0.36927 | 0.08 | 40.205
2021-10-19 01:00 | 0 | 0.57644 | 0.08 | 15.6342
2021-10-19 02:00 | 0 | 0.66227 | 0.08 | 8.1975
2021-10-19 03:00 | 0 | 0.81298 | 0.09 | 15.06
2021-10-19 04:00 | 0 | 0.85281 | 0.09 | 41.8742
2021-10-19 05:00 | 0 | 0.83112 | 0.08 | 71.9592
2021-10-19 06:00 | 0 | 0.81775 | 0.07 | 61.1425
2021-10-19 07:00 | 0.13163 | 0.79618 | 0.09 | 20.2242
2021-10-19 08:00 | 0.78443 | 0.58631 | 0.1 | -33.4925
2021-10-19 09:00 | 0.80217 | 0.53245 | 0.1 | -59.255
2021-10-19 10:00 | 0.56938 | 0.33723 | 0.12 | -58.5525
2021-10-19 11:00 | 0.79152 | 0.088939 | 0.1 | -51.6908
2021-10-19 12:00 | 0.86508 | 0.029136 | 0.1 | -41.2525
2021-10-19 13:00 | 0.66562 | 0.005389 | 0.12 | -34.6833
2021-10-19 14:00 | 0.82263 | 0.006303 | 0.13 | -12.7017
2021-10-19 15:00 | 0.81364 | 0.017961 | 0.16 | 4.6367
2021-10-19 16:00 | 0.83886 | 0.047031 | 0.21 | 7.9217
2021-10-19 17:00 | 0.66649 | 0.082075 | 0.16 | 31.5183
2021-10-19 18:00 | 0.17491 | 0.091344 | 0.12 | 86.1633
2021-10-19 19:00 | 0.0044264 | 0.043195 | 0.1 | 71.8808
2021-10-19 20:00 | 0 | 0.023069 | 0.07 | 51.1417
2021-10-19 21:00 | 0 | 0.046218 | 0.06 | 19.6833
2021-10-19 22:00 | 0 | 0.073268 | 0.1 | 3.7475
2021-10-19 23:00 | 0 | 0.069736 | 0.06 | 8.6192
2021-10-20 | 0 | 0.17834 | 0.06 | 4.085
2021-10-20 01:00 | 0 | 0.35058 | 0.06 | -0.77667
2021-10-20 02:00 | 0 | 0.45068 | 0.07 | -2.8283
2021-10-20 03:00 | 0 | 0.49888 | 0.1 | 7.1133
2021-10-20 04:00 | 0 | 0.58465 | 0.06 | 5.4008
2021-10-20 05:00 | 0 | 0.62504 | 0.06 | 31.02
2021-10-20 06:00 | 0 | 0.53739 | 0.07 | 39.2175
2021-10-20 07:00 | 0.1119 | 0.42084 | 0.07 | -95.3317
2021-10-20 08:00 | 0.84086 | 0.36497 | 0.07 | -155.3233
2021-10-20 09:00 | 0.73318 | 0.1977 | 0.07 | -63.9783
2021-10-20 10:00 | 0.87151 | 0.11281 | 0.07 | -53.3825
2021-10-20 11:00 | 0.9759 | 0.05643 | 0.06 | -47.6192
2021-10-20 12:00 | 0.9679 | 0.005233 | 0.06 | -72.4633
2021-10-20 13:00 | 0.95952 | 0.000344 | 0.1 | -38.26
2021-10-20 14:00 | 0.9664 | 0.014506 | 0.07 | -32.8675
2021-10-20 15:00 | 0.98335 | 0.069702 | 0.06 | -22.1708
2021-10-20 16:00 | 0.98773 | 0.14709 | 0.06 | 2.165
2021-10-20 17:00 | 0.84008 | 0.065511 | 0.07 | 12.6492
2021-10-20 18:00 | 0.36577 | 0.038566 | 0.1 | 11.2708
2021-10-20 19:00 | 0.020597 | 0.060683 | 0.09 | 9.2783
2021-10-20 20:00 | 0 | 0.22387 | 0.07 | 8.1083
2021-10-20 21:00 | 0 | 0.44903 | 0.1 | 8.1625
2021-10-20 22:00 | 0 | 0.58222 | 0.12 | -5.0317
2021-10-20 23:00 | 0 | 0.92026 | 0.14 | 1.9533
2021-10-21 | 0 | 0.93415 | 0.1 | 21.7925
2021-10-21 01:00 | 0 | 0.93241 | 0.13 | 2.0167
2021-10-21 02:00 | 0 | 0.91209 | 0.13 | -5.1975
2021-10-21 03:00 | 0 | 0.92721 | 0.15 | -7.3208
2021-10-21 04:00 | 0 | 0.94265 | 0.23 | -0.79667
2021-10-21 05:00 | 0 | 0.85802 | 0.21 | 13.63
2021-10-21 06:00 | 0 | 0.92601 | 0.16 | 63.7108
2021-10-21 07:00 | 0.063204 | 0.91681 | 0.15 | 9.5125
2021-10-21 08:00 | 0.051149 | 0.8882 | 0.12 | -3.015
2021-10-21 09:00 | 0.18916 | 0.93028 | 0.13 | -19.9558
2021-10-21 10:00 | 0.42018 | 0.91552 | 0.12 | -41.3683
2021-10-21 11:00 | 0.6442 | 0.85585 | 0.11 | -44.2517
2021-10-21 12:00 | 0.82161 | 0.74386 | 0.1 | -35.83
2021-10-21 13:00 | 0.52768 | 0.66125 | 0.1 | -41.82
2021-10-21 14:00 | 0.17054 | 0.64319 | 0.1 | -30.84
2021-10-21 15:00 | 0.29242 | 0.7957 | 0.14 | 0.83083
2021-10-21 16:00 | 0.099616 | 0.69217 | 0.19 | 27.5708
2021-10-21 17:00 | 0.12462 | 0.42633 | 0.18 | 64.9683
2021-10-21 18:00 | 0.14007 | 0.68359 | 0.16 | 73.2833
2021-10-21 19:00 | 0.015064 | 0.35079 | 0.15 | 64.6183
2021-10-21 20:00 | 0 | 0.32173 | 0.16 | 54.8767
2021-10-21 21:00 | 0 | 0.91661 | 0.19 | 55.0892
2021-10-21 22:00 | 0 | 0.86227 | 0.21 | 44.2467
2021-10-21 23:00 | 0 | 0.90472 | 0.24 | 81.1817
2021-10-22 | 0 | 0.93793 | 0.25 | 82.8817
2021-10-22 01:00 | 0 | 0.91473 | 0.2 | 83.1433
2021-10-22 02:00 | 0 | 0.42278 | 0.2 | 73.7342
2021-10-22 03:00 | 0 | 0.069641 | 0.18 | 41.4208
2021-10-22 04:00 | 0 | 0.004504 | 0.19 | 36.0208
2021-10-22 05:00 | 0 | 0.030533 | 0.21 | 61.4592
2021-10-22 06:00 | 0 | 0.12949 | 0.22 | 44.8008
2021-10-22 07:00 | 0.0079584 | 0.21351 | 0.16 | 6.0683
2021-10-22 08:00 | 0.01541 | 0.055639 | 0.15 | 4.97
2021-10-22 09:00 | 0.02988 | 0.16947 | 0.12 | -11.6617
2021-10-22 10:00 | 0.10546 | 0.21277 | 0.1 | -13.7975
2021-10-22 11:00 | 0.10275 | 0.26798 | 0.1 | -23.0358
2021-10-22 12:00 | 0.10242 | 0.33295 | 0.08 | -36.7858
2021-10-22 13:00 | 0.11165 | 0.38458 | 0.07 | -33.5542
2021-10-22 14:00 | 0.041277 | 0.29335 | 0.1 | 7.5192
2021-10-22 15:00 | 0.080476 | 0.32983 | 0.1 | 20.3667
2021-10-22 16:00 | 0.04761 | 0.46119 | 0.1 | 55.4925
2021-10-22 17:00 | 0.043064 | 0.60786 | 0.12 | 45.6417
2021-10-22 18:00 | 0.025287 | 0.80675 | 0.12 | 24.5483
2021-10-22 19:00 | 0.0017205 | 0.89908 | 0.13 | 28.6575
2021-10-22 20:00 | 0 | 0.92982 | 0.13 | 14.17
2021-10-22 21:00 | 0 | 0.94253 | 0.13 | 17.7708
2021-10-22 22:00 | 0 | 0.93616 | 0.13 | 11.215
2021-10-22 23:00 | 0 | 0.8772 | 0.11 | 33.0658
2021-10-23 | 0 | 0.79808 | 0.1 | 24.99
2021-10-23 01:00 | 0 | 0.76352 | 0.09 | 9.4858
2021-10-23 02:00 | 0 | 0.74374 | 0.1 | 8.6667
2021-10-23 03:00 | 0 | 0.75437 | 0.1 | 9.0517
2021-10-23 04:00 | 0 | 0.80712 | 0.11 | 11.2667
2021-10-23 05:00 | 0 | 0.82412 | 0.11 | 17.4275
2021-10-23 06:00 | 0 | 0.85711 | 0.11 | 39.8975
2021-10-23 07:00 | 0.035167 | 0.88501 | 0.11 | -5.2192
2021-10-23 08:00 | 0.27655 | 0.83058 | 0.11 | 0.7225
2021-10-23 09:00 | 0.21081 | 0.80642 | 0.12 | -60.0133
2021-10-23 10:00 | 0.26057 | 0.7079 | 0.1 | -69.9517
2021-10-23 11:00 | 0.52922 | 0.61182 | 0.12 | -85.9383
2021-10-23 12:00 | 0.74617 | 0.62737 | 0.12 | -99.87
2021-10-23 13:00 | 0.73613 | 0.58674 | 0.11 | -116.9108
2021-10-23 14:00 | 0.84355 | 0.40651 | 0.09 | -256.6842
2021-10-23 15:00 | 0.6714 | 0.82581 | 0.07 | -102.9383
2021-10-23 16:00 | 0.65365 | 0.85646 | 0.08 | -63.0417
2021-10-23 17:00 | 0.71338 | 0.76949 | 0.09 | -23.225
2021-10-23 18:00 | 0.43688 | 0.69263 | 0.09 | 25.445
2021-10-23 19:00 | 0.019633 | 0.68989 | 0.08 | 36.7492
2021-10-23 20:00 | 0 | 0.76127 | 0.08 | 45.0108
2021-10-23 21:00 | 0 | 0.77149 | 0.09 | 16.0058
2021-10-23 22:00 | 0 | 0.6731 | 0.08 | 5.7792
2021-10-23 23:00 | 0 | 0.57639 | 0.08 | 13.6058
2021-10-24 | 0 | 0.46423 | 0.09 | 2.6208
2021-10-24 01:00 | 0 | 0.38853 | 0.09 | 3.6058
2021-10-24 02:00 | 0 | 0.28567 | 0.08 | 1.4567
2021-10-24 03:00 | 0 | 0.3313 | 0.09 | -10.6442
2021-10-24 04:00 | 0 | 0.54061 | 0.09 | -20.2842
2021-10-24 05:00 | 0 | 0.6506 | 0.08 | -1.1717
2021-10-24 06:00 | 0 | 0.5529 | 0.08 | -9.2775
2021-10-24 07:00 | 0.17949 | 0.4575 | 0.08 | -39.5117
2021-10-24 08:00 | 0.92992 | 0.30312 | 0.1 | -51.0233
2021-10-24 09:00 | 0.79263 | 0.10897 | 0.1 | -55.7708
2021-10-24 10:00 | 0.57048 | 0.14114 | 0.13 | -58.9292
2021-10-24 11:00 | 0.76156 | 0.096717 | 0.14 | -44.6275
2021-10-24 12:00 | 0.71622 | 0.086915 | 0.12 | -47.0817
2021-10-24 13:00 | 0.68937 | 0.1701 | 0.1 | -60.8033
2021-10-24 14:00 | 0.76402 | 0.29625 | 0.1 | -43.13
2021-10-24 15:00 | 0.63999 | 0.35257 | 0.1 | -37.9617
2021-10-24 16:00 | 0.53078 | 0.34025 | 0.12 | -31.9508
2021-10-24 17:00 | 0.3892 | 0.43449 | 0.11 | 2.5
2021-10-24 18:00 | 0.31687 | 0.63029 | 0.09 | 69.4967
2021-10-24 19:00 | 0.028691 | 0.58512 | 0.07 | 71.05
2021-10-24 20:00 | 0 | 0.48501 | 0.1 | 56.0917
2021-10-24 21:00 | 0 | 0.45246 | 0.07 | 17.3942
2021-10-24 22:00 | 0 | 0.54352 | 0.08 | 7.835
2021-10-24 23:00 | 0 | 0.29088 | 0.09 | 16.1108
2021-10-25 | 0 | 0.40368 | 0.09 | 26.6217
2021-10-25 01:00 | 0 | 0.48138 | 0.09 | 28.6708
2021-10-25 02:00 | 0 | 0.51365 | 0.1 | 17.9725
2021-10-25 03:00 | 0 | 0.45872 | 0.1 | 21.7558
2021-10-25 04:00 | 0 | 0.46063 | 0.1 | 20.17
2021-10-25 05:00 | 0 | 0.42752 | 0.08 | 72.6167
2021-10-25 06:00 | 0 | 0.29688 | 0.09 | 62.4733
2021-10-25 07:00 | 0.070026 | 0.23991 | 0.1 | 7.6142
2021-10-25 08:00 | 0.13631 | 0.17024 | 0.11 | 4.0833
2021-10-25 09:00 | 0.25386 | 0.089707 | 0.12 | -21.805
2021-10-25 10:00 | 0.49892 | 0.071371 | 0.13 | -22.5175
2021-10-25 11:00 | 0.61466 | 0.12089 | 0.13 | -9.2242
2021-10-25 12:00 | 0.6194 | 0.13712 | 0.13 | -86.39
2021-10-25 13:00 | 0.58122 | 0.19797 | 0.12 | -14.3167
2021-10-25 14:00 | 0.66512 | 0.20554 | 0.13 | -9.785
2021-10-25 15:00 | 0.76326 | 0.3125 | 0.18 | -7.6992
2021-10-25 16:00 | 0.72055 | 0.32573 | 0.27 | 17.3683
2021-10-25 17:00 | 0.76813 | 0.32014 | 0.24 | 43.7033
2021-10-25 18:00 | 0.37219 | 0.22333 | 0.19 | 146.2925
2021-10-25 19:00 | 0.03893 | 0.30998 | 0.15 | 114.4517
2021-10-25 20:00 | 0 | 0.37531 | 0.12 | 64.3583
2021-10-25 21:00 | 0 | 0.40792 | 0.1 | 60.0683
2021-10-25 22:00 | 0 | 0.4426 | 0.11 | 51.8183
2021-10-25 23:00 | 0 | 0.24866 | 0.09 | 52.9717
2021-10-26 | 0 | 0.10312 | 0.1 | 66.34
2021-10-26 01:00 | 0 | 0.094091 | 0.06 | 61.88
2021-10-26 02:00 | 0 | 0.10174 | 0.06 | 59.5108
2021-10-26 03:00 | 0 | 0.15563 | 0.06 | 56.54
2021-10-26 04:00 | 0 | 0.19751 | 0.09 | 58.6558
2021-10-26 05:00 | 0 | 0.21851 | 0.06 | 93.1325
2021-10-26 06:00 | 0 | 0.17306 | 0.06 | 90.675
2021-10-26 07:00 | 0.17556 | 0.18997 | 0.07 | 15.3392
2021-10-26 08:00 | 0.40484 | 0.13798 | 0.08 | -58.9225
2021-10-26 09:00 | 0.58776 | 0.093464 | 0.09 | -81.9167
2021-10-26 10:00 | 0.80204 | 0.057957 | 0.09 | -41.8625
2021-10-26 11:00 | 0.76356 | 0.018011 | 0.09 | -37.4008
2021-10-26 12:00 | 0.90092 | 0.060922 | 0.08 | -62.3258
2021-10-26 13:00 | 0.9471 | 0.091678 | 0.09 | -39
2021-10-26 14:00 | 0.91239 | 0.14152 | 0.1 | -11.87
2021-10-26 15:00 | 0.60939 | 0.20112 | 0.1 | 9.0867
2021-10-26 16:00 | 0.88575 | 0.37003 | 0.21 | 15.6
2021-10-26 17:00 | 0.56068 | 0.26836 | 0.18 | 81.5842
2021-10-26 18:00 | 0.20441 | 0.1572 | 0.1 | 194.825
2021-10-26 19:00 | 0.018952 | 0.077955 | 0.06 | 109.48
2021-10-26 20:00 | 0 | 0.036435 | 0.05 | 62.8583
2021-10-26 21:00 | 0 | 0.013324 | 0.05 | 28.1133
2021-10-26 22:00 | 0 | 0.009762 | 0.04 | 2.6775
2021-10-26 23:00 | 0 | 0.062894 | 0.05 | -14.3025
2021-10-27 | 0 | 0.054698 | 0.05 | -19.9625
2021-10-27 01:00 | 0 | 0.054547 | 0.05 | -40
2021-10-27 02:00 | 0 | 0.026005 | 0.06 | -44.0792
2021-10-27 03:00 | 0 | 0.008782 | 0.06 | -44.5417
2021-10-27 04:00 | 0 | 0.014734 | 0.06 | -78.4442
2021-10-27 05:00 | 0 | 0.008554 | 0.07 | -67.5292
2021-10-27 06:00 | 0 | 0.008245 | 0.07 | -44.9358
2021-10-27 07:00 | 0.36614 | 0 | 0.07 | -72.5042
2021-10-27 08:00 | 0.95634 | 0.00957 | 0.09 | -65.2925
2021-10-27 09:00 | 1 | 0.012238 | 0.12 | -36.595
2021-10-27 10:00 | 1 | 0.046766 | 0.11 | 3447.5067
2021-10-27 11:00 | 1 | 0.11938 | 0.1 | 27.1275
2021-10-27 12:00 | 1 | 0.1313 | 0.1 | -40.0942
2021-10-27 13:00 | 1 | 0.11415 | 0.08 | -391.2625
2021-10-27 14:00 | 1 | 0.078448 | 0.11 | -179.25
2021-10-27 15:00 | 1 | 0.089071 | 0.2 | -44.9925
2021-10-27 16:00 | 1 | 0.0344 | 0.2 | 114.8442
2021-10-27 17:00 | 1 | 0.076627 | 0.12 | 121.7092
2021-10-27 18:00 | 0.48612 | 0.066389 | 0.1 | 120.4392
2021-10-27 19:00 | 0.078805 | 0.12194 | 0.09 | 44.3042
2021-10-27 20:00 | 0 | 0.1414 | 0.07 | 51.675
2021-10-27 21:00 | 0 | 0.18907 | 0.11 | 48.2042
2021-10-27 22:00 | 0 | 0.21213 | 0.16 | 19.2617
2021-10-27 23:00 | 0 | 0.3182 | 0.1 | 74.7525
2021-10-28 | 0 | 0.55168 | 0.1 | 90.105
2021-10-28 01:00 | 0 | 0.82103 | 0.1 | 64.4783
2021-10-28 02:00 | 0 | 0.86823 | 0.11 | 70.2775
2021-10-28 03:00 | 0 | 0.87316 | 0.13 | 73.0267
2021-10-28 04:00 | 0 | 0.88247 | 0.13 | 71.8725
2021-10-28 05:00 | 0 | 0.90485 | 0.07 | 72.3175
2021-10-28 06:00 | 0 | 0.92751 | 0.07 | 74.485
2021-10-28 07:00 | 0.026305 | 0.93481 | 0.06 | 16.2633
2021-10-28 08:00 | 0.055321 | 0.93983 | 0.07 | -50.8183
2021-10-28 09:00 | 0.14289 | 0.87703 | 0.09 | 10.1633
2021-10-28 10:00 | 0.35962 | 0.65678 | 0.1 | -100.7608
2021-10-28 11:00 | 0.89356 | 0.88516 | 0.09 | -231.8533
2021-10-28 12:00 | 0.69722 | 0.36928 | 0.1 | -103.1342
2021-10-28 13:00 | 0.29551 | 0.24564 | 0.09 | -89.17
2021-10-28 14:00 | 0.47673 | 0.381 | 0.08 | -307.3342
2021-10-28 15:00 | 1 | 0.022789 | 0.08 | -162.1425
2021-10-28 16:00 | 1 | 0.061066 | 0.06 | -21.7575
2021-10-28 17:00 | 1 | 0.004616 | 0.05 | 58.9142
2021-10-28 18:00 | 0.48096 | 0 | 0.05 | 14.275
2021-10-28 19:00 | 0.088973 | 0.2008 | 0.05 | 13.755
2021-10-28 20:00 | 0 | 0.78583 | 0.05 | 7.335
2021-10-28 21:00 | 0 | 0.76716 | 0.05 | 6.4908
2021-10-28 22:00 | 0 | 0.9191 | 0.05 | -5.74
2021-10-28 23:00 | 0 | 0.95106 | 0.05 | -13.8517
2021-10-29 | 0 | 0.91306 | 0.05 | 5.9167
2021-10-29 01:00 | 0 | 0.9422 | 0.05 | -21.51
2021-10-29 02:00 | 0 | 0.88857 | 0.06 | -34.7633
2021-10-29 03:00 | 0 | 0.85986 | 0.06 | 6.0142
2021-10-29 04:00 | 0 | 0.79299 | 0.07 | 5.21
2021-10-29 05:00 | 0 | 0.80803 | 0.08 | 6.905
2021-10-29 06:00 | 0 | 0.81792 | 0.07 | 8.9833
2021-10-29 07:00 | 0.097379 | 0.83112 | 0.07 | 3.3158
2021-10-29 08:00 | 0.11933 | 0.78974 | 0.1 | 6.8883
2021-10-29 09:00 | 0.32764 | 0.69742 | 0.07 | -13.6358
2021-10-29 10:00 | 0.50266 | 0.55517 | 0.09 | -33.6767
2021-10-29 11:00 | 0.68364 | 0.4236 | 0.09 | -41.35
2021-10-29 12:00 | 0.70447 | 0.2932 | 0.08 | -49.6525
2021-10-29 13:00 | 0.65694 | 0.40025 | 0.08 | -47.8358
2021-10-29 14:00 | 0.55281 | 0.54359 | 0.07 | -39.9833
2021-10-29 15:00 | 0.54512 | 0.67194 | 0.07 | -38.1592
2021-10-29 16:00 | 0.67693 | 0.75234 | 0.1 | -30.6933
2021-10-29 17:00 | 0.43282 | 0.75897 | 0.1 | 19.9758
2021-10-29 18:00 | 0.2677 | 0.74996 | 0.11 | 79.5467
2021-10-29 19:00 | 0.049591 | 0.72807 | 0.1 | 75.76
2021-10-29 20:00 | 0 | 0.72908 | 0.09 | 72.8283
2021-10-29 21:00 | 0 | 0.72182 | 0.1 | 68.5842
2021-10-29 22:00 | 0 | 0.66616 | 0.12 | 74.7908
2021-10-29 23:00 | 0 | 0.596 | 0.13 | 75.9558
2021-10-30 | 0 | 0.5613 | 0.14 | 92.5958
2021-10-30 01:00 | 0 | 0.46246 | 0.15 | 99.5883
2021-10-30 02:00 | 0 | 0.34108 | 0.17 | 66.9567
2021-10-30 03:00 | 0 | 0.25298 | 0.18 | 63.5425
2021-10-30 04:00 | 0 | 0.21243 | 0.19 | 69.7525
2021-10-30 05:00 | 0 | 0.16773 | 0.14 | 73.2825
2021-10-30 06:00 | 0 | 0.19981 | 0.11 | 54.7033
2021-10-30 07:00 | 0.14973 | 0.17301 | 0.1 | 20.3133
2021-10-30 08:00 | 0.099646 | 0.13573 | 0.1 | -9.4717
2021-10-30 09:00 | 0.31606 | 0.032057 | 0.1 | -19.0142
2021-10-30 10:00 | 0.38534 | 0.060505 | 0.1 | -19.6975
2021-10-30 11:00 | 0.51642 | 0.057626 | 0.11 | -22.3233
2021-10-30 12:00 | 0.48499 | 0.086843 | 0.11 | -38.745
2021-10-30 13:00 | 0.61317 | 0.14335 | 0.1 | -41
2021-10-30 14:00 | 0.65259 | 0.12678 | 0.1 | -41
2021-10-30 15:00 | 0.84678 | 0.24755 | 0.1 | -36.25
2021-10-30 16:00 | 0.89963 | 0.38986 | 0.18 | 13.5667
2021-10-30 17:00 | 0.78553 | 0.46124 | 0.2 | 44.3325
2021-10-30 18:00 | 0.37659 | 0.41943 | 0.17 | 132.895
2021-10-30 19:00 | 0.094007 | 0.2574 | 0.14 | 99.1092
2021-10-30 20:00 | 0 | 0.26957 | 0.13 | 83.395
2021-10-30 21:00 | 0 | 0.4858 | 0.14 | 76.2433
2021-10-30 22:00 | 0 | 0.4585 | 0.2 | 75.14
2021-10-30 23:00 | 0 | 0.37658 | 0.11 | 84.9533
2021-10-31 | 0 | 0.33929 | 0.09 | 98.7942
2021-10-31 01:00 | 0 | 0.3411 | 0.1 | 74.61
2021-10-31 02:00 | 0 | 0.44968 | 0.1 | 65.7733
2021-10-31 03:00 | 0 | 0.5923 | 0.1 | 64.6283
2021-10-31 04:00 | 0 | 0.57409 | 0.09 | 64.4967
2021-10-31 05:00 | 0 | 0.60581 | 0.1 | 60.5417
2021-10-31 06:00 | 0 | 0.5812 | 0.08 | 20.77
2021-10-31 07:00 | 0.39771 | 0.54585 | 0.1 | -3.8567
2021-10-31 08:00 | 0.97335 | 0.32772 | 0.12 | -59.2133
2021-10-31 09:00 | 1 | 0.26754 | 0.13 | -50.8167
2021-10-31 10:00 | 1 | 0.21879 | 0.14 | -41
2021-10-31 11:00 | 1 | 0.2486 | 0.13 | -40.3983
2021-10-31 12:00 | 1 | 0.20317 | 0.12 | -41
2021-10-31 13:00 | 1 | 0.089785 | 0.11 | -41
2021-10-31 14:00 | 1 | 0.040648 | 0.13 | -41
2021-10-31 15:00 | 1 | 0.012054 | 0.2 | -12.425
2021-10-31 16:00 | 1 | 0 | 0.31 | 49.8225
2021-10-31 17:00 | 0.95974 | 0.011782 | 0.29 | 70.6425
2021-10-31 18:00 | 0.47427 | 0.008595 | 0.27 | 181.0025
2021-10-31 19:00 | 0.092987 | 0.19334 | 0.21 | 110.1642
2021-10-31 20:00 | 0 | 0.17333 | 0.18 | 92.0175
2021-10-31 21:00 | 0 | 0.18087 | 0.17 | 71.7892
2021-10-31 22:00 | 0 | 0.44803 | 0.18 | 81.2775
2021-10-31 23:00 | 0 | 0.7069 | 0.18 | 72.1375
2021-11-01 | 0 | 0.78392 | 0.17 | 69.45
2021-11-01 01:00 | 0 | 0.86108 | 0.19 | 77.7742
2021-11-01 02:00 | 0 | 0.87682 | 0.24 | 71.1333
2021-11-01 03:00 | 0 | 0.91118 | 0.3 | 82.3267
2021-11-01 04:00 | 0 | 0.92293 | 0.26 | 106.06
2021-11-01 05:00 | 0 | 0.8582 | 0.2 | 91.5133
2021-11-01 06:00 | 0 | 0.9218 | 0.16 | 115.5767
2021-11-01 07:00 | 0.39 | 0.90255 | 0.11 | 64.165
2021-11-01 08:00 | 0.93204 | 0.8659 | 0.1 | 55.0633
2021-11-01 09:00 | 1 | 0.81857 | 0.1 | 7.7133
2021-11-01 10:00 | 1 | 0.63153 | 0.1 | 3.3458
2021-11-01 11:00 | 1 | 0.39131 | 0.11 | 0.78333
2021-11-01 12:00 | 1 | 0.35136 | 0.12 | -2.9325
2021-11-01 13:00 | 1 | 0.36647 | 0.15 | 8.025
2021-11-01 14:00 | 1 | 0.33678 | 0.15 | 9.8192
2021-11-01 15:00 | 1 | 0.29533 | 0.21 | 17.4167
2021-11-01 16:00 | 0.86844 | 0.25251 | 0.25 | 56.4967
2021-11-01 17:00 | 0.84829 | 0.24952 | 0.23 | 128.4083
2021-11-01 18:00 | 0.3654 | 0.26184 | 0.19 | 105.4117
2021-11-01 19:00 | 0.073352 | 0.34707 | 0.16 | 83.2208
2021-11-01 20:00 | 0 | 0.4912 | 0.14 | 68.4642
2021-11-01 21:00 | 0 | 0.67749 | 0.12 | 56.6717
2021-11-01 22:00 | 0 | 0.76998 | 0.12 | 17.7508
2021-11-01 23:00 | 0 | 0.83747 | 0.1 | 13.815
2021-11-02 | 0 | 0.87202 | 0.1 | 10.3175
2021-11-02 01:00 | 0 | 0.86585 | 0.05 | 6.8008
2021-11-02 02:00 | 0 | 0.87875 | 0.06 | 3.6975
2021-11-02 03:00 | 0 | 0.89709 | 0.06 | -2.44
2021-11-02 04:00 | 0 | 0.88572 | 0.05 | -0.305
2021-11-02 05:00 | 0 | 0.86446 | 0.05 | 7.4158
2021-11-02 06:00 | 0 | 0.91872 | 0.05 | -4.2075
2021-11-02 07:00 | 0.39116 | 0.90513 | 0.05 | -16.3417
2021-11-02 08:00 | 0.9215 | 0.81869 | 0.05 | -0.63917
2021-11-02 09:00 | 1 | 0.71709 | 0.05 | -68.5617
2021-11-02 10:00 | 1 | 0.53973 | 0.05 | -50.9658
2021-11-02 11:00 | 1 | 0.45726 | 0.05 | -33.72
2021-11-02 12:00 | 1 | 0.40421 | 0.06 | -33.0508
2021-11-02 13:00 | 1 | 0.3686 | 0.06 | -7.1533
2021-11-02 14:00 | 0.98235 | 0.28736 | 0.09 | -6.7575
2021-11-02 15:00 | 0.82168 | 0.29168 | 0.2 | 13.9675
2021-11-02 16:00 | 0.72298 | 0.29197 | 0.19 | 107.6225
2021-11-02 17:00 | 0.34056 | 0.28552 | 0.18 | 84.4192
2021-11-02 18:00 | 0.11187 | 0.36212 | 0.18 | 65.85
2021-11-02 19:00 | 0.025635 | 0.54471 | 0.21 | 60.7775
2021-11-02 20:00 | 0 | 0.70397 | 0.21 | 55.4392
2021-11-02 21:00 | 0 | 0.58712 | 0.27 | 74.6942
2021-11-02 22:00 | 0 | 0.35943 | 0.3 | 76.5
2021-11-02 23:00 | 0 | 0.14595 | 0.2 | 106.7783
2021-11-03 | 0 | 0.13276 | 0.22 | 102.8125
2021-11-03 01:00 | 0 | 0.091378 | 0.26 | 42.52
2021-11-03 02:00 | 0 | 0.1974 | 0.28 | 46.4325
2021-11-03 03:00 | 0 | 0.22373 | 0.32 | 75.4442
2021-11-03 04:00 | 0 | 0.26463 | 0.33 | 80.08
2021-11-03 05:00 | 0 | 0.34151 | 0.3 | 121.6808
2021-11-03 06:00 | 0 | 0.45357 | 0.25 | 129.375
2021-11-03 07:00 | 0.10114 | 0.37432 | 0.19 | 107.3808
2021-11-03 08:00 | 0.10117 | 0.28395 | 0.13 | 88.1475
2021-11-03 09:00 | 0.15163 | 0.24385 | 0.09 | 62.8858
2021-11-03 10:00 | 0.255 | 0.34224 | 0.09 | 50.2542
2021-11-03 11:00 | 0.33936 | 0.3583 | 0.09 | 45.0825
2021-11-03 12:00 | 0.14083 | 0.3177 | 0.08 | 50.6
2021-11-03 13:00 | 0.39492 | 0.40288 | 0.06 | 51.6267
2021-11-03 14:00 | 0.46403 | 0.50943 | 0.05 | 44.43
2021-11-03 15:00 | 0.71216 | 0.55232 | 0.08 | 17.3475
2021-11-03 16:00 | 0.41821 | 0.67456 | 0.12 | 50.065
2021-11-03 17:00 | 0.40327 | 0.54286 | 0.13 | 58.0617
2021-11-03 18:00 | 0.36604 | 0.49695 | 0.13 | 68.2492
2021-11-03 19:00 | 0.088304 | 0.77185 | 0.14 | 60.8033
2021-11-03 20:00 | 0 | 0.70347 | 0.12 | 57.4492
2021-11-03 21:00 | 0 | 0.7386 | 0.1 | 58.6158
2021-11-03 22:00 | 0 | 0.63608 | 0.1 | 40.93
2021-11-03 23:00 | 0 | 0.58895 | 0.09 | 62.6117
2021-11-04 | 0 | 0.76349 | 0.08 | 62.1742
2021-11-04 01:00 | 0 | 0.67071 | 0.09 | 21.4525
2021-11-04 02:00 | 0 | 0.64014 | 0.09 | 8.2167
2021-11-04 03:00 | 0 | 0.45434 | 0.09 | 11.3825
2021-11-04 04:00 | 0 | 0.29312 | 0.1 | 27.1208
2021-11-04 05:00 | 0 | 0.28188 | 0.08 | 72.5292
2021-11-04 06:00 | 0 | 0.28581 | 0.08 | 95.4167
2021-11-04 07:00 | 0.39144 | 0.36143 | 0.08 | 71.2633
2021-11-04 08:00 | 0.89514 | 0.47543 | 0.1 | 71.4783
2021-11-04 09:00 | 0.91556 | 0.31179 | 0.1 | 24.6217
2021-11-04 10:00 | 0.70372 | 0.23777 | 0.11 | 5.8633
2021-11-04 11:00 | 0.99505 | 0.21828 | 0.1 | 0.53667
2021-11-04 12:00 | 0.98209 | 0.13525 | 0.1 | -1.4467
2021-11-04 13:00 | 0.99513 | 0.14953 | 0.09 | -8.77
2021-11-04 14:00 | 0.86258 | 0.17717 | 0.09 | 6.8992
2021-11-04 15:00 | 1 | 0.16562 | 0.11 | 5.8833
2021-11-04 16:00 | 1 | 0.17021 | 0.14 | 31.0225
2021-11-04 17:00 | 1 | 0.16101 | 0.13 | 49.4367
2021-11-04 18:00 | 0.52367 | 0.19782 | 0.1 | 68.3933
2021-11-04 19:00 | 0.092295 | 0.33323 | 0.1 | 62.9275
2021-11-04 20:00 | 0 | 0.55318 | 0.1 | 42.395
2021-11-04 21:00 | 0 | 0.54375 | 0.1 | 31.3217
2021-11-04 22:00 | 0 | 0.4579 | 0.1 | 25.8192
2021-11-04 23:00 | 0 | 0.2966 | 0.09 | 32.3925
2021-11-05 | 0 | 0.18798 | 0.09 | 26.3858
2021-11-05 01:00 | 0 | 0.1342 | 0.09 | 19.1458
2021-11-05 02:00 | 0 | 0.11278 | 0.1 | 5.285
2021-11-05 03:00 | 0 | 0.15261 | 0.12 | 8.065
2021-11-05 04:00 | 0 | 0.30802 | 0.13 | 33.1242
2021-11-05 05:00 | 0 | 0.31678 | 0.12 | 56.1692
2021-11-05 06:00 | 0 | 0.27537 | 0.1 | 64.1558
2021-11-05 07:00 | 0.39483 | 0.16416 | 0.1 | 58.9158
2021-11-05 08:00 | 0.9919 | 0.078712 | 0.11 | 60.1625
2021-11-05 09:00 | 1 | 0.004642 | 0.1 | 54.5683
2021-11-05 10:00 | 1 | 0 | 0.1 | 42.3242
2021-11-05 11:00 | 1 | 0.02229 | 0.12 | 30.385
2021-11-05 12:00 | 1 | 0.15816 | 0.12 | 23.6675
2021-11-05 13:00 | 1 | 0.33931 | 0.16 | 31.54
2021-11-05 14:00 | 1 | 0.43485 | 0.2 | 43.7642
2021-11-05 15:00 | 1 | 0.48122 | 0.26 | 57.1783
2021-11-05 16:00 | 1 | 0.42054 | 0.32 | 76.1775
2021-11-05 17:00 | 1 | 0.35624 | 0.33 | 106.1558
2021-11-05 18:00 | 0.52065 | 0.29879 | 0.3 | 159.8767
2021-11-05 19:00 | 0.10708 | 0.20684 | 0.23 | 93.6792
2021-11-05 20:00 | 0 | 0.4236 | 0.13 | 84.7492
2021-11-05 21:00 | 0 | 0.52114 | 0.09 | 76.6333
2021-11-05 22:00 | 0 | 0.53129 | 0.07 | 74.6475
2021-11-05 23:00 | 0 | 0.46072 | 0.06 | 64.35
2021-11-06 | 0 | 0.40111 | 0.08 | 21.4433
2021-11-06 01:00 | 0 | 0.50408 | 0.06 | 1.1708
2021-11-06 02:00 | 0 | 0.51358 | 0.1 | 3.7825
2021-11-06 03:00 | 0 | 0.60855 | 0.08 | -13.5933
2021-11-06 04:00 | 0 | 0.77146 | 0.09 | -4.9825
2021-11-06 05:00 | 0 | 0.88184 | 0.08 | 9.9242
2021-11-06 06:00 | 0 | 0.90217 | 0.08 | 9.1017
2021-11-06 07:00 | 0.42489 | 0.79255 | 0.1 | 3.5158
2021-11-06 08:00 | 0.99644 | 0.57713 | 0.07 | -2.8425
2021-11-06 09:00 | 1 | 0.34143 | 0.08 | -30.305
2021-11-06 10:00 | 1 | 0.19308 | 0.06 | -34.3042
2021-11-06 11:00 | 1 | 0.11203 | 0.07 | 0.44583
2021-11-06 12:00 | 1 | 0.11046 | 0.07 | 17.5742
2021-11-06 13:00 | 1 | 0.099429 | 0.07 | -8.2775
2021-11-06 14:00 | 1 | 0.12249 | 0.07 | -42.0183
2021-11-06 15:00 | 1 | 0.09212 | 0.09 | 7.365
2021-11-06 16:00 | 1 | 0.15597 | 0.09 | -37.8408
2021-11-06 17:00 | 1 | 0.18452 | 0.11 | 30.4558
2021-11-06 18:00 | 0.5103 | 0.11963 | 0.13 | 60.6483
2021-11-06 19:00 | 0.10106 | 0.14115 | 0.15 | 48.0992
2021-11-06 20:00 | 0 | 0.3171 | 0.17 | 41.7667
2021-11-06 21:00 | 0 | 0.6807 | 0.19 | 42.2433
2021-11-06 22:00 | 0 | 0.8555 | 0.2 | 58.6875
2021-11-06 23:00 | 0 | 0.90659 | 0.2 | 57.1675
2021-11-07 | 0 | 0.9038 | 0.17 | 53.5383
2021-11-07 01:00 | 0 | 0.87741 | 0.16 | 40.8458
2021-11-07 02:00 | 0 | 0.83611 | 0.2 | 43.7008
2021-11-07 03:00 | 0 | 0.855 | 0.2 | 17.6967
2021-11-07 04:00 | 0 | 0.90082 | 0.17 | 60.9442
2021-11-07 05:00 | 0 | 0.87977 | 0.17 | 67.9292
2021-11-07 06:00 | 0 | 0.8082 | 0.15 | 45.9917
2021-11-07 07:00 | 0.4243 | 0.84989 | 0.13 | 44.6408
2021-11-07 08:00 | 1 | 0.63712 | 0.14 | 26.2892
2021-11-07 09:00 | 1 | 0.39926 | 0.13 | 11.1267
2021-11-07 10:00 | 1 | 0.28635 | 0.1 | 9.6958
2021-11-07 11:00 | 1 | 0.18557 | 0.13 | -7.7133
2021-11-07 12:00 | 1 | 0.14292 | 0.12 | -46.9633
2021-11-07 13:00 | 1 | 0.11625 | 0.12 | -45.3842
2021-11-07 14:00 | 1 | 0.088409 | 0.1 | -84.2325
2021-11-07 15:00 | 1 | 0.093806 | 0.08 | -67.4683
2021-11-07 16:00 | 1 | 0.10932 | 0.14 | -53.5558
2021-11-07 17:00 | 0.99889 | 0.1177 | 0.18 | 2.7667
2021-11-07 18:00 | 0.46504 | 0.14948 | 0.17 | 76.3758
2021-11-07 19:00 | 0.086073 | 0.245 | 0.18 | 80.0142
2021-11-07 20:00 | 0 | 0.28909 | 0.19 | 70.37
2021-11-07 21:00 | 0 | 0.13613 | 0.2 | 64.8725
2021-11-07 22:00 | 0 | 0.095417 | 0.2 | 66.2933
2021-11-07 23:00 | 0 | 0.26454 | 0.22 | 80.8308
2021-11-08 | 0 | 0.507 | 0.24 | 77.75
2021-11-08 01:00 | 0 | 0.78097 | 0.2 | 75.4633
2021-11-08 02:00 | 0 | 0.82235 | 0.24 | 69.7567
2021-11-08 03:00 | 0 | 0.82715 | 0.25 | 66.6108
2021-11-08 04:00 | 0 | 0.89065 | 0.25 | 73.1242
2021-11-08 05:00 | 0 | 0.91296 | 0.21 | 96.4442
2021-11-08 06:00 | 0 | 0.90055 | 0.2 | 75.2658
2021-11-08 07:00 | 0.24613 | 0.88152 | 0.19 | 31.5908
2021-11-08 08:00 | 0.73186 | 0.87172 | 0.13 | 40.5458
2021-11-08 09:00 | 0.91613 | 0.55771 | 0.12 | 25.9742
2021-11-08 10:00 | 0.94904 | 0.4047 | 0.12 | 13.9808
2021-11-08 11:00 | 0.94098 | 0.2539 | 0.11 | 7.4183
2021-11-08 12:00 | 0.78546 | 0.23203 | 0.11 | 6.4975
2021-11-08 13:00 | 0.55799 | 0.23188 | 0.09 | 5.9775
2021-11-08 14:00 | 0.36526 | 0.23432 | 0.11 | 6.4308
2021-11-08 15:00 | 0.29487 | 0.33354 | 0.15 | 1.635
2021-11-08 16:00 | 0.35476 | 0.40402 | 0.21 | 6.5867
2021-11-08 17:00 | 0.54169 | 0.48963 | 0.21 | 37.95
2021-11-08 18:00 | 0.30338 | 0.56444 | 0.19 | 125.3292
2021-11-08 19:00 | 0.10402 | 0.63791 | 0.16 | 88.7767
2021-11-08 20:00 | 0 | 0.7868 | 0.13 | 80.9383
2021-11-08 21:00 | 0 | 0.79887 | 0.14 | 77.2942
2021-11-08 22:00 | 0 | 0.93452 | 0.15 | 69.0925
2021-11-08 23:00 | 0 | 0.92352 | 0.14 | 80.7667
2021-11-09 | 0 | 0.89894 | 0.13 | 81.8383
2021-11-09 01:00 | 0 | 0.90654 | 0.13 | 58.9825
2021-11-09 02:00 | 0 | 0.82453 | 0.13 | 50.8117
2021-11-09 03:00 | 0 | 0.91929 | 0.14 | 46.775
2021-11-09 04:00 | 0 | 0.93427 | 0.15 | 55.5433
2021-11-09 05:00 | 0 | 0.89203 | 0.16 | 64.9767
2021-11-09 06:00 | 0.00021239 | 0.9135 | 0.14 | 62.1967
2021-11-09 07:00 | 0.33974 | 0.89598 | 0.12 | 17.965
2021-11-09 08:00 | 0.85882 | 0.91179 | 0.11 | 30.8792
2021-11-09 09:00 | 0.93064 | 0.9108 | 0.11 | 21.03
2021-11-09 10:00 | 0.84517 | 0.87849 | 0.11 | -6.8658
2021-11-09 11:00 | 0.98617 | 0.84417 | 0.2 | -23.2242
2021-11-09 12:00 | 0.82292 | 0.71227 | 0.13 | -0.47583
2021-11-09 13:00 | 0.33506 | 0.48456 | 0.11 | 5.9825
2021-11-09 14:00 | 0.67477 | 0.47971 | 0.12 | 11.4708
2021-11-09 15:00 | 0.7175 | 0.5483 | 0.13 | 19.995
2021-11-09 16:00 | 0.87319 | 0.51309 | 0.17 | 32.3375
2021-11-09 17:00 | 0.79578 | 0.72222 | 0.17 | 131.0617
2021-11-09 18:00 | 0.37229 | 0.83647 | 0.13 | 129.3383
2021-11-09 19:00 | 0.057097 | 0.8917 | 0.13 | 112.7425
2021-11-09 20:00 | 0 | 0.90189 | 0.13 | 62.5875
2021-11-09 21:00 | 0 | 0.92462 | 0.14 | 60.6
2021-11-09 22:00 | 0 | 0.83092 | 0.11 | 61.1667
2021-11-09 23:00 | 0 | 0.79434 | 0.1 | 73.1342
2021-11-10 | 0 | 0.87863 | 0.09 | 59.5308
2021-11-10 01:00 | 0 | 0.91721 | 0.09 | 37.3258
2021-11-10 02:00 | 0 | 0.79993 | 0.09 | 23.6208
2021-11-10 03:00 | 0 | 0.31466 | 0.09 | 34.2517
2021-11-10 04:00 | 0 | 0.089314 | 0.11 | 37.2292
2021-11-10 05:00 | 0 | 0.045373 | 0.1 | 47.435
2021-11-10 06:00 | 0 | 0.086797 | 0.09 | 90.7325
2021-11-10 07:00 | 0.35129 | 0.19322 | 0.1 | 92.2083
2021-11-10 08:00 | 0.90595 | 0.24664 | 0.05 | -74.7858
2021-11-10 09:00 | 0.98174 | 0.33965 | 0.05 | -62.3817
2021-11-10 10:00 | 1 | 0.33931 | 0.05 | -54.7083
2021-11-10 11:00 | 1 | 0.4128 | 0.08 | -90.1192
2021-11-10 12:00 | 1 | 0.48819 | 0.1 | -89.9767
2021-11-10 13:00 | 1 | 0.67697 | 0.06 | -34.4217
2021-11-10 14:00 | 1 | 0.61512 | 0 | -8.815
2021-11-10 15:00 | 1 | 0.5482 | 0.08 | -28.3925
2021-11-10 16:00 | 1 | 0.48931 | 0.08 | -53.5483
2021-11-10 17:00 | 1 | 0.44811 | 0.08 | -39.835
2021-11-10 18:00 | 0.50419 | 0.56215 | 0.08 | 24.7
2021-11-10 19:00 | 0.11387 | 0.66325 | 0.08 | 55.3042
2021-11-10 20:00 | 0 | 0.90434 | 0.08 | 51.0467
2021-11-10 21:00 | 0 | 0.87373 | 0.08 | 44.8025
2021-11-10 22:00 | 0 | 0.80268 | 0.08 | 12.99
2021-11-10 23:00 | 0 | 0.83671 | 0.08 | 37.2183
2021-11-11 | 0 | 0.77531 | 0.08 | 16.3142
2021-11-11 01:00 | 0 | 0.74572 | 0.08 | 10.7592
2021-11-11 02:00 | 0 | 0.55607 | 0.08 | 6.57
2021-11-11 03:00 | 0 | 0.58512 | 0.08 | 7.825
2021-11-11 04:00 | 0 | 0.55446 | 0.08 | 9.1017
2021-11-11 05:00 | 0 | 0.47475 | 0.06 | 32.0692
2021-11-11 06:00 | 0 | 0.3766 | 0.05 | 64.7183
2021-11-11 07:00 | 0.066047 | 0.30966 | 0.05 | 41.44
2021-11-11 08:00 | 0.08355 | 0.35827 | 0.05 | 6.0542
2021-11-11 09:00 | 0.15922 | 0.27621 | 0.05 | 2.5075
2021-11-11 10:00 | 0.40826 | 0.13039 | 0.05 | -5.5775
2021-11-11 11:00 | 0.48001 | 0.10475 | 0.1 | -19.9958
2021-11-11 12:00 | 0.61195 | 0.10347 | 0.05 | -117.9858
2021-11-11 13:00 | 0.71033 | 0.12864 | 0.05 | -38.8242
2021-11-11 14:00 | 0.8443 | 0.14859 | 0.06 | 5.545
2021-11-11 15:00 | 0.85202 | 0.12747 | 0.06 | 9.2658
2021-11-11 16:00 | 0.81852 | 0.35243 | 0.06 | 29.2442
2021-11-11 17:00 | 0.52064 | 0.42314 | 0.07 | 45.3433
2021-11-11 18:00 | 0.259 | 0.38472 | 0.09 | 49.1983
2021-11-11 19:00 | 0.081943 | 0.47409 | 0.11 | 57.5992
2021-11-11 20:00 | 0 | 0.55959 | 0.12 | 81.8792
2021-11-11 21:00 | 0 | 0.5875 | 0.1 | 122.8483
2021-11-11 22:00 | 0 | 0.44333 | 0.08 | 21.6642
2021-11-11 23:00 | 0 | 0.34192 | 0.1 | 9.9975
2021-11-12 | 0 | 0.29084 | 0.06 | 9.8192
2021-11-12 01:00 | 0 | 0.25955 | 0.06 | 6.3758
2021-11-12 02:00 | 0 | 0.35085 | 0.06 | -6.2525
2021-11-12 03:00 | 0 | 0.35499 | 0.06 | -21.4975
2021-11-12 04:00 | 0 | 0.34602 | 0.06 | 1.0875
2021-11-12 05:00 | 0 | 0.27812 | 0.06 | 25.7983
2021-11-12 06:00 | 0.0006879 | 0.27826 | 0.05 | 54.1233
2021-11-12 07:00 | 0.22224 | 0.14083 | 0.05 | -9.8483
2021-11-12 08:00 | 0.2741 | 0.0868 | 0.05 | 39.5725
2021-11-12 09:00 | 0.37786 | 0.14159 | 0.06 | -29.2358
2021-11-12 10:00 | 0.85741 | 0.24 | 0.05 | -42.2958
2021-11-12 11:00 | 0.91385 | 0.23803 | 0.05 | -50.5442
2021-11-12 12:00 | 0.96783 | 0.33047 | 0.05 | -51.2117
2021-11-12 13:00 | 1 | 0.27364 | 0.05 | -34.6125
2021-11-12 14:00 | 1 | 0.15201 | 0.05 | -34.6008
2021-11-12 15:00 | 1 | 0.1609 | 0.06 | -26.9592
2021-11-12 16:00 | 1 | 0.12597 | 0.06 | 13.4725
2021-11-12 17:00 | 0.98959 | 0.10338 | 0.07 | 24.2417
2021-11-12 18:00 | 0.50793 | 0.058998 | 0.11 | 44.9625
2021-11-12 19:00 | 0.11624 | 0.063237 | 0.11 | 53.9067
2021-11-12 20:00 | 0 | 0.27838 | 0.12 | 69.265
2021-11-12 21:00 | 0 | 0.42241 | 0.13 | 16.5542
2021-11-12 22:00 | 0 | 0.42449 | 0.14 | 6.1025
2021-11-12 23:00 | 0 | 0.3079 | 0.15 | 30.7
2021-11-13 | 0 | 0.12037 | 0.15 | 47.2933
2021-11-13 01:00 | 0 | 0.034157 | 0.14 | 78.3267
2021-11-13 02:00 | 0 | 0.014844 | 0.13 | 8.9767
2021-11-13 03:00 | 0 | 0 | 0.09 | 6.7467
2021-11-13 04:00 | 0 | 0.077227 | 0.1 | 5.7492
2021-11-13 05:00 | 0 | 0.19583 | 0.08 | 13.9492
2021-11-13 06:00 | 0.0016299 | 0.32994 | 0.07 | 22.46
2021-11-13 07:00 | 0.41018 | 0.41419 | 0.05 | 3.9175
2021-11-13 08:00 | 0.92172 | 0.43428 | 0.06 | -7.4083
2021-11-13 09:00 | 1 | 0.32805 | 0.05 | -51.1258
2021-11-13 10:00 | 1 | 0.22773 | 0.05 | -47.625
2021-11-13 11:00 | 1 | 0.12612 | 0.05 | -64.1317
2021-11-13 12:00 | 1 | 0.084054 | 0.07 | -73.0767
2021-11-13 13:00 | 1 | 0.039 | 0.05 | -77.5925
2021-11-13 14:00 | 1 | 0.015266 | 0.06 | -58.335
2021-11-13 15:00 | 1 | 0.035562 | 0.09 | -36.6617
2021-11-13 16:00 | 1 | 0.098421 | 0.14 | -22.0392
2021-11-13 17:00 | 0.99123 | 0.16612 | 0.15 | 53.1367
2021-11-13 18:00 | 0.60921 | 0.3645 | 0.15 | 55.0867
2021-11-13 19:00 | 0.10808 | 0.64238 | 0.13 | 60.8008
2021-11-13 20:00 | 0 | 0.72342 | 0.1 | 58.9258
2021-11-13 21:00 | 0 | 0.85001 | 0.1 | 65.3308
2021-11-13 22:00 | 0 | 0.90732 | 0.11 | 55.5342
2021-11-13 23:00 | 0 | 0.93114 | 0.11 | 50.79
2021-11-14 | 0 | 0.87971 | 0.08 | 50.3983
2021-11-14 01:00 | 0 | 0.92004 | 0.07 | 32.3133
2021-11-14 02:00 | 0 | 0.88812 | 0.06 | -6.8933
2021-11-14 03:00 | 0 | 0.89536 | 0.06 | -7.925
2021-11-14 04:00 | 0 | 0.88973 | 0.06 | 1.6058
2021-11-14 05:00 | 0 | 0.82428 | 0.06 | -3.3617
2021-11-14 06:00 | 0.000624 | 0.86084 | 0.06 | -27.0317
2021-11-14 07:00 | 0.23564 | 0.83753 | 0.05 | -93.5717
2021-11-14 08:00 | 0.38373 | 0.84781 | 0.07 | -65.625
2021-11-14 09:00 | 0.59801 | 0.65319 | 0.05 | -106.4017
2021-11-14 10:00 | 0.62721 | 0.78023 | 0.06 | -96.6867
2021-11-14 11:00 | 0.73015 | 0.91426 | 0.1 | -125.1658
2021-11-14 12:00 | 0.67008 | 0.87376 | 0.07 | -208.8967
2021-11-14 13:00 | 0.55353 | 0.56384 | 0.07 | -191.025
2021-11-14 14:00 | 0.39882 | 0.61088 | 0.1 | -202.0383
2021-11-14 15:00 | 0.78584 | 0.49171 | 0.05 | -106.8842
2021-11-14 16:00 | 0.89023 | 0.86004 | 0.06 | -148.62
2021-11-14 17:00 | 0.52475 | 0.91926 | 0.06 | -172.69
2021-11-14 18:00 | 0.36451 | 0.92888 | 0.06 | 9.3592
2021-11-14 19:00 | 0.11809 | 0.91169 | 0.06 | 32.005
2021-11-14 20:00 | 0 | 0.91872 | 0.06 | 17.02
2021-11-14 21:00 | 0 | 0.89773 | 0.06 | 4.1492
2021-11-14 22:00 | 0 | 0.91104 | 0.06 | -1.1575
2021-11-14 23:00 | 0 | 0.90098 | 0.1 | -1.4892
2021-11-15 | 0 | 0.86239 | 0.07 | 2.84
2021-11-15 01:00 | 0 | 0.86734 | 0.1 | -2.6858
2021-11-15 02:00 | 0 | 0.69726 | 0.07 | 2.9742
2021-11-15 03:00 | 0 | 0.34013 | 0.07 | 8.025
2021-11-15 04:00 | 0 | 0.12976 | 0.07 | 8.4442
2021-11-15 05:00 | 0 | 0.17367 | 0.08 | 17.8442
2021-11-15 06:00 | 0.0015299 | 0.24862 | 0.07 | 39.7858
2021-11-15 07:00 | 0.38568 | 0.20617 | 0.05 | 25.9117
2021-11-15 08:00 | 0.85695 | 0.17136 | 0.06 | 6.4742
2021-11-15 09:00 | 0.92632 | 0.23309 | 0.05 | -8.0517
2021-11-15 10:00 | 1 | 0.33973 | 0.06 | -22.2083
2021-11-15 11:00 | 1 | 0.41428 | 0.06 | -46.7
2021-11-15 12:00 | 1 | 0.47466 | 0.05 | -35.7592
2021-11-15 13:00 | 1 | 0.47129 | 0.07 | -62.2767
2021-11-15 14:00 | 1 | 0.39173 | 0.07 | -53.1667
2021-11-15 15:00 | 1 | 0.38581 | 0.1 | -58.2417
2021-11-15 16:00 | 1 | 0.38262 | 0.08 | -38.9942
2021-11-15 17:00 | 1 | 0.30774 | 0.2 | 26.1075
2021-11-15 18:00 | 0.93643 | 0.21338 | 0.19 | 57.5583
2021-11-15 19:00 | 0.12038 | 0.35562 | 0.22 | 114.8975
2021-11-15 20:00 | 0 | 0.49178 | 0.24 | 105.9925
2021-11-15 21:00 | 0 | 0.50351 | 0.24 | 86.58
2021-11-15 22:00 | 0 | 0.42107 | 0.3 | 83.1892
2021-11-15 23:00 | 0 | 0.34921 | 0.28 | 97.0167
2021-11-16 | 0 | 0.35839 | 0.3 | 128.94
2021-11-16 01:00 | 0 | 0.37227 | 0.32 | 109.475
2021-11-16 02:00 | 0 | 0.3447 | 0.34 | 92.2233
2021-11-16 03:00 | 0 | 0.31082 | 0.35 | 92.775
2021-11-16 04:00 | 0 | 0.22737 | 0.32 | 140.2133
2021-11-16 05:00 | 0 | 0.14883 | 0.25 | 182.9542
2021-11-16 06:00 | 0.0027318 | 0.17024 | 0.17 | 123.7558
2021-11-16 07:00 | 0.44319 | 0.18771 | 0.13 | 117.8625
2021-11-16 08:00 | 1 | 0.13904 | 0.1 | 98.9467
2021-11-16 09:00 | 1 | 0.081895 | 0.07 | 101.8383
2021-11-16 10:00 | 1 | 0.039234 | 0.06 | 74.0333
2021-11-16 11:00 | 1 | 0.062021 | 0.06 | 31.1317
2021-11-16 12:00 | 1 | 0.067032 | 0.06 | 20.3217
2021-11-16 13:00 | 1 | 0.035607 | 0.06 | 33.9358
2021-11-16 14:00 | 1 | 0.003373 | 0.08 | 37.0583
2021-11-16 15:00 | 1 | 0.006236 | 0.12 | 30.3667
2021-11-16 16:00 | 1 | 0.003175 | 0.23 | 42.4475
2021-11-16 17:00 | 1 | 0.014359 | 0.3 | 86.9225
2021-11-16 18:00 | 0.93545 | 0.25039 | 0.24 | 180.9633
2021-11-16 19:00 | 0.089901 | 0.2592 | 0.2 | 186.5108
2021-11-16 20:00 | 0 | 0.31136 | 0.17 | 105.6708
2021-11-16 21:00 | 0 | 0.30901 | 0.16 | 86.845
2021-11-16 22:00 | 0 | 0.45002 | 0.13 | 66.2892
2021-11-16 23:00 | 0 | 0.29373 | 0.12 | 94.0333
2021-11-17 | 0 | 0.14451 | 0.12 | 64.99
2021-11-17 01:00 | 0 | 0.2315 | 0.11 | 55.9625
2021-11-17 02:00 | 0 | 0.41833 | 0.11 | 46.2375
2021-11-17 03:00 | 0 | 0.45963 | 0.1 | 42.1975
2021-11-17 04:00 | 0 | 0.71502 | 0.1 | 45.9458
2021-11-17 05:00 | 0 | 0.81249 | 0.1 | 8.9658
2021-11-17 06:00 | 0.0023265 | 0.8819 | 0.1 | -3.3492
2021-11-17 07:00 | 0.38299 | 0.88641 | 0.07 | 36.5717
2021-11-17 08:00 | 0.93354 | 0.7523 | 0.06 | 42.3433
2021-11-17 09:00 | 0.63461 | 0.59748 | 0.08 | 40.09
2021-11-17 10:00 | 0.7576 | 0.32648 | 0.08 | 4.1025
2021-11-17 11:00 | 0.93644 | 0.19731 | 0.09 | 20.1358
2021-11-17 12:00 | 1 | 0.12977 | 0.14 | 9.8458
2021-11-17 13:00 | 1 | 0.12095 | 0.12 | 12.9758
2021-11-17 14:00 | 1 | 0.13534 | 0.16 | 87.9517
2021-11-17 15:00 | 1 | 0.10249 | 0.2 | 58.0383
2021-11-17 16:00 | 0.88706 | 0.031954 | 0.24 | 59.555
2021-11-17 17:00 | 0.72459 | 0.046482 | 0.26 | 115.6633
2021-11-17 18:00 | 0.36361 | 0.046276 | 0.22 | 107.4725
2021-11-17 19:00 | 0.086523 | 0.088559 | 0.16 | 121.3042
2021-11-17 20:00 | 0 | 0.018914 | 0.1 | 93.6192
2021-11-17 21:00 | 0 | 0 | 0.06 | 59.3942
2021-11-17 22:00 | 0 | 0.020275 | 0.03 | 30.03
2021-11-17 23:00 | 0 | 0.10246 | 0.03 | 22.3017
2021-11-18 | 0 | 0.14036 | 0.03 | 7.0675
2021-11-18 01:00 | 0 | 0.2443 | 0 | 6.06
2021-11-18 02:00 | 0 | 0.22497 | 0.03 | -6.0317
2021-11-18 03:00 | 0 | 0.11616 | 0.02 | -26.0708
2021-11-18 04:00 | 0 | 0.26863 | 0.02 | -37.4533
2021-11-18 05:00 | 0 | 0.31076 | 0.03 | -38.1858
2021-11-18 06:00 | 0.0013263 | 0.34418 | 0 | -36.0817
2021-11-18 07:00 | 0.17008 | 0.28115 | 0.03 | -48.3108
2021-11-18 08:00 | 0.36351 | 0.31696 | 0.02 | -131.1875
2021-11-18 09:00 | 0.49287 | 0.27481 | 0.03 | -42.6175
2021-11-18 10:00 | 0.38169 | 0.17989 | 0 | -122.2892
2021-11-18 11:00 | 0.28756 | 0.16221 | 0.02 | -11.6733
2021-11-18 12:00 | 0.69626 | 0.21055 | 0.03 | -10.1492
2021-11-18 13:00 | 0.91854 | 0.18655 | 0.04 | -28.455
2021-11-18 14:00 | 0.76704 | 0.093506 | 0.05 | -119.475
2021-11-18 15:00 | 0.9531 | 0.058018 | 0.09 | 9.89
2021-11-18 16:00 | 0.91899 | 0.10113 | 0.17 | 21.1542
2021-11-18 17:00 | 0.86318 | 0.36286 | 0.15 | 44.2958
2021-11-18 18:00 | 0.80085 | 0.59795 | 0.14 | 98.4583
2021-11-18 19:00 | 0.11653 | 0.46757 | 0.16 | 69.8292
2021-11-18 20:00 | 0 | 0.4635 | 0.18 | 55.6333
2021-11-18 21:00 | 0 | 0.37178 | 0.17 | 47.4742
2021-11-18 22:00 | 0 | 0.29841 | 0.19 | 55.9308
2021-11-18 23:00 | 0 | 0.3037 | 0.21 | 61.4183
2021-11-19 | 0 | 0.3528 | 0.2 | 89.5783
2021-11-19 01:00 | 0 | 0.35299 | 0.26 | 74.1058
2021-11-19 02:00 | 0 | 0.35057 | 0.3 | 41.1508
2021-11-19 03:00 | 0 | 0.29165 | 0.26 | 96.4408
2021-11-19 04:00 | 0 | 0.18504 | 0.22 | 107.75
2021-11-19 05:00 | 0 | 0.27142 | 0.24 | 83.48
2021-11-19 06:00 | 0.0023722 | 0.1655 | 0.21 | 73.08
2021-11-19 07:00 | 0.40345 | 0.02781 | 0.17 | 115.0433
2021-11-19 08:00 | 0.96918 | 0 | 0.18 | 106.9425
2021-11-19 09:00 | 0.94816 | 0 | 0.19 | 72.8142
2021-11-19 10:00 | 0.99427 | 0.002192 | 0.18 | 114.145
2021-11-19 11:00 | 1 | 0.003175 | 0.17 | 139.9358
2021-11-19 12:00 | 1 | 0.000716 | 0.24 | 71.2608
2021-11-19 13:00 | 0.98225 | 0.008632 | 0.21 | 91.0375
2021-11-19 14:00 | 0.99823 | 0.005744 | 0.24 | 121.485
2021-11-19 15:00 | 1 | 0.020035 | 0.26 | 104.9142
2021-11-19 16:00 | 1 | 0.059347 | 0.29 | 111.5442
2021-11-19 17:00 | 0.99774 | 0.070268 | 0.29 | 140.0833
2021-11-19 18:00 | 0.55223 | 0.088362 | 0.3 | 145.0892
2021-11-19 19:00 | 0.10579 | 0.098812 | 0.31 | 125.42
2021-11-19 20:00 | 0 | 0.12212 | 0.31 | 117.4242
2021-11-19 21:00 | 0 | 0.17093 | 0.3 | 120.4917
2021-11-19 22:00 | 0 | 0.1424 | 0.31 | 161.8508
2021-11-19 23:00 | 0 | 0.34756 | 0.3 | 200.0442
2021-11-20 | 0 | 0.37189 | 0.28 | 140.5358
2021-11-20 01:00 | 0 | 0.4271 | 0.23 | 123.3058
2021-11-20 02:00 | 0 | 0.48409 | 0.2 | 89.2233
2021-11-20 03:00 | 0 | 0.38204 | 0.18 | 65.8908
2021-11-20 04:00 | 0 | 0.41818 | 0.16 | 64.9717
2021-11-20 05:00 | 0 | 0.47781 | 0.15 | 59.8167
2021-11-20 06:00 | 0.00016407 | 0.54263 | 0.09 | 54.7175
2021-11-20 07:00 | 0.10269 | 0.64447 | 0.1 | 63.6842
2021-11-20 08:00 | 0.33795 | 0.64179 | 0.04 | 62.3667
2021-11-20 09:00 | 0.58932 | 0.3963 | 0.03 | 41.105
2021-11-20 10:00 | 0.69187 | 0.21255 | 0.03 | 23.9092
2021-11-20 11:00 | 0.50065 | 0.17849 | 0.04 | 9.0308
2021-11-20 12:00 | 0.38977 | 0.13296 | 0.04 | 3.9458
2021-11-20 13:00 | 0.50011 | 0.085518 | 0.04 | 8.8567
2021-11-20 14:00 | 0.45298 | 0.1363 | 0.04 | 1.7117
2021-11-20 15:00 | 0.40274 | 0.1318 | 0.07 | 14.6958
2021-11-20 16:00 | 0.57139 | 0.19049 | 0.1 | 17.9917
2021-11-20 17:00 | 0.54357 | 0.17849 | 0.09 | 49.5792
2021-11-20 18:00 | 0.2743 | 0.19664 | 0.1 | 51.3642
2021-11-20 19:00 | 0.061685 | 0.28692 | 0.1 | 57.25
2021-11-20 20:00 | 0 | 0.67621 | 0.09 | 61.8792
2021-11-20 21:00 | 0 | 0.75166 | 0.09 | 52.0742
2021-11-20 22:00 | 0 | 0.59683 | 0.09 | 56.2042
2021-11-20 23:00 | 0 | 0.55854 | 0.08 | 57.6058
2021-11-21 | 0 | 0.63427 | 0.1 | 55.105
2021-11-21 01:00 | 0 | 0.74794 | 0.07 | 35.1992
2021-11-21 02:00 | 0 | 0.70833 | 0.07 | 13.5008
2021-11-21 03:00 | 0 | 0.93167 | 0.07 | 6.88
2021-11-21 04:00 | 0 | 0.8906 | 0.07 | 6.8392
2021-11-21 05:00 | 0 | 0.62772 | 0.06 | 7.8883
2021-11-21 06:00 | 0.0020616 | 0.48263 | 0.07 | -16.1725
2021-11-21 07:00 | 0.34503 | 0.61639 | 0.06 | -45.0742
2021-11-21 08:00 | 0.80208 | 0.48865 | 0.04 | -64.4417
2021-11-21 09:00 | 0.85351 | 0.41711 | 0.05 | -40.3067
2021-11-21 10:00 | 0.73432 | 0.33897 | 0.05 | -38.3675
2021-11-21 11:00 | 0.67313 | 0.33271 | 0.04 | -42.29
2021-11-21 12:00 | 0.54458 | 0.32455 | 0.05 | -51.6058
2021-11-21 13:00 | 0.3768 | 0.18393 | 0.04 | -86.14
2021-11-21 14:00 | 0.3589 | 0.21894 | 0.04 | -87.4675
2021-11-21 15:00 | 0.35838 | 0.075004 | 0.03 | -70.5767
2021-11-21 16:00 | 0.27662 | 0.18293 | 0.04 | -39.3742
2021-11-21 17:00 | 0.18273 | 0.16084 | 0.04 | -6.6517
2021-11-21 18:00 | 0.12085 | 0.043117 | 0.04 | 46.6658
2021-11-21 19:00 | 0.014911 | 0.003155 | 0.04 | 61.6192
2021-11-21 20:00 | 0 | 0.025367 | 0.04 | 45.0242
2021-11-21 21:00 | 0 | 0.063402 | 0.04 | 45.0508
2021-11-21 22:00 | 0 | 0.049722 | 0 | 49.4467
2021-11-21 23:00 | 0 | 0.010155 | 0.04 | 48.7058
2021-11-22 | 0 | 0.091649 | 0.04 | 49.3725
2021-11-22 01:00 | 0 | 0.13314 | 0.04 | 48.7458
2021-11-22 02:00 | 0 | 0.1564 | 0.04 | 36.5617
2021-11-22 03:00 | 0 | 0.085943 | 0.04 | 29.74
2021-11-22 04:00 | 0 | 0.14874 | 0.03 | 37.0325
2021-11-22 05:00 | 0 | 0.30315 | 0.04 | 55.3792
2021-11-22 06:00 | 0.0011723 | 0.28158 | 0.03 | 47.8292
2021-11-22 07:00 | 0.0423 | 0.26067 | 0.04 | 32.2242
2021-11-22 08:00 | 0.31431 | 0.2363 | 0.04 | 2.6767
2021-11-22 09:00 | 0.19547 | 0.20745 | 0 | -15.9825
2021-11-22 10:00 | 0.44536 | 0.13864 | 0.05 | -2.7892
2021-11-22 11:00 | 0.28949 | 0.12718 | 0 | -36.8142
2021-11-22 12:00 | 0.43891 | 0.19295 | 0.04 | -14.9008
2021-11-22 13:00 | 0.56526 | 0.12886 | 0.07 | 0.7675
2021-11-22 14:00 | 0.92688 | 0.13754 | 0.13 | 27.8533
2021-11-22 15:00 | 0.87641 | 0.24897 | 0.21 | 36.38
2021-11-22 16:00 | 1 | 0.55844 | 0.27 | 52.2192
2021-11-22 17:00 | 1 | 0.5594 | 0.3 | 72.2825
2021-11-22 18:00 | 0.90146 | 0.33644 | 0.23 | 107.4575
2021-11-22 19:00 | 0.27874 | 0.50525 | 0.2 | 93.3075
2021-11-22 20:00 | 0 | 0.61431 | 0.14 | 83.3975
2021-11-22 21:00 | 0 | 0.5412 | 0.17 | 72.8917
2021-11-22 22:00 | 0 | 0.40609 | 0.16 | 64.4575
2021-11-22 23:00 | 0 | 0.42624 | 0.14 | 99.0733
2021-11-23 | 0 | 0.48592 | 0.12 | 98.7875
2021-11-23 01:00 | 0 | 0.52953 | 0.11 | 65.475
2021-11-23 02:00 | 0 | 0.34084 | 0.12 | 39.655
2021-11-23 03:00 | 0 | 0.27393 | 0.11 | 27.5625
2021-11-23 04:00 | 0 | 0.19734 | 0.1 | 30.2792
2021-11-23 05:00 | 0 | 0.15096 | 0.16 | 37.7283
2021-11-23 06:00 | 0.0038537 | 0.16938 | 0.25 | 34.9833
2021-11-23 07:00 | 0.33192 | 0.1471 | 0.2 | 66.2708
2021-11-23 08:00 | 0.96441 | 0.031328 | 0.16 | 169.4008
2021-11-23 09:00 | 1 | 0.009644 | 0.1 | 99.3367
2021-11-23 10:00 | 1 | 0.016748 | 0.08 | 55.5167
2021-11-23 11:00 | 1 | 0.057844 | 0.09 | 34.555
2021-11-23 12:00 | 1 | 0.14907 | 0.09 | 24.4558
2021-11-23 13:00 | 1 | 0.11936 | 0.12 | 23.5017
2021-11-23 14:00 | 1 | 0.18739 | 0.13 | 43.5817
2021-11-23 15:00 | 1 | 0.25249 | 0.14 | 46.9808
2021-11-23 16:00 | 1 | 0.24778 | 0.18 | 49.7725
2021-11-23 17:00 | 1 | 0.22118 | 0.23 | 66.6475
2021-11-23 18:00 | 0.91336 | 0.26352 | 0.25 | 85.2467
2021-11-23 19:00 | 0.3539 | 0.25084 | 0.17 | 110.9817
2021-11-23 20:00 | 0 | 0.30567 | 0.16 | 135.4292
2021-11-23 21:00 | 0 | 0.33143 | 0.2 | 71.1608
2021-11-23 22:00 | 0 | 0.31466 | 0.29 | 78.3617
2021-11-23 23:00 | 0 | 0.32514 | 0.29 | 115.4875
2021-11-24 | 0 | 0.22999 | 0.29 | 181.55
2021-11-24 01:00 | 0 | 0.13486 | 0.33 | 124.6642
2021-11-24 02:00 | 0 | 0.30164 | 0.32 | 118.2983
2021-11-24 03:00 | 0 | 0.54217 | 0.32 | 120.115
2021-11-24 04:00 | 0 | 0.6737 | 0.33 | 165.2192
2021-11-24 05:00 | 0 | 0.69604 | 0.31 | 222.4592
2021-11-24 06:00 | 0.0041078 | 0.70504 | 0.26 | 139.4733
2021-11-24 07:00 | 0.40677 | 0.63903 | 0.2 | 117.7608
2021-11-24 08:00 | 0.95076 | 0.49614 | 0.2 | 86.2942
2021-11-24 09:00 | 1 | 0.27434 | 0.2 | 72.7775
2021-11-24 10:00 | 1 | 0.1573 | 0.14 | 69.1583
2021-11-24 11:00 | 1 | 0.042807 | 0.14 | 62.3425
2021-11-24 12:00 | 1 | 0.052042 | 0.11 | 62.5208
2021-11-24 13:00 | 1 | 0.10116 | 0.13 | 61.895
2021-11-24 14:00 | 1 | 0.18148 | 0.17 | 63.8167
2021-11-24 15:00 | 1 | 0.12794 | 0.19 | 79.6117
2021-11-24 16:00 | 1 | 0.041282 | 0.18 | 100.5367
2021-11-24 17:00 | 0.96035 | 0.005037 | 0.17 | 103.9942
2021-11-24 18:00 | 0.87464 | 0.012482 | 0.16 | 82.1167
2021-11-24 19:00 | 0.34327 | 0.033547 | 0.13 | 89.8033
2021-11-24 20:00 | 0 | 0.075811 | 0.1 | 91.5
2021-11-24 21:00 | 0 | 0.028041 | 0.08 | 73.1742
2021-11-24 22:00 | 0 | 0.14142 | 0.07 | 63.2525
2021-11-24 23:00 | 0 | 0.45997 | 0.06 | 63.0708
2021-11-25 | 0 | 0.48682 | 0.05 | 59.5775
2021-11-25 01:00 | 0 | 0.27948 | 0.05 | 53.0008
2021-11-25 02:00 | 0 | 0.24548 | 0.05 | 49.0925
2021-11-25 03:00 | 0 | 0.3824 | 0.07 | 53.5417
2021-11-25 04:00 | 0 | 0.51173 | 0.08 | 55.41
2021-11-25 05:00 | 0 | 0.45924 | 0.09 | 64.0275
2021-11-25 06:00 | 0.0039431 | 0.49158 | 0.08 | 81.1742
2021-11-25 07:00 | 0.38475 | 0.50092 | 0.04 | 91.2325
2021-11-25 08:00 | 0.79563 | 0.47475 | 0.03 | 62.8433
2021-11-25 09:00 | 0.67222 | 0.24648 | 0.03 | 25.0858
2021-11-25 10:00 | 0.94425 | 0.09414 | 0.03 | -43.9475
2021-11-25 11:00 | 0.86523 | 0.005097 | 0.03 | -54.0358
2021-11-25 12:00 | 1 | 0.008659 | 0.04 | -40.3642
2021-11-25 13:00 | 0.99196 | 0.078313 | 0 | -62.4733
2021-11-25 14:00 | 1 | 0.15073 | 0.03 | -51.8008
2021-11-25 15:00 | 1 | 0.24923 | 0.02 | -41
2021-11-25 16:00 | 1 | 0.21641 | 0.03 | -40.4625
2021-11-25 17:00 | 1 | 0.22665 | 0.03 | -11.3275
2021-11-25 18:00 | 0.90474 | 0.26266 | 0.03 | 52.9125
2021-11-25 19:00 | 0.3498 | 0.3002 | 0 | 59.6833
2021-11-25 20:00 | 0 | 0.3752 | 0.02 | 51.8208
2021-11-25 21:00 | 0 | 0.53217 | 0.02 | 39.265
2021-11-25 22:00 | 0 | 0.56286 | 0.02 | 3.5033
2021-11-25 23:00 | 0 | 0.63465 | 0 | 6.7683
2021-11-26 | 0 | 0.77234 | 0.02 | 3.1392
2021-11-26 01:00 | 0 | 0.8369 | 0.02 | -4.64
2021-11-26 02:00 | 0 | 0.79019 | 0.02 | -13.8433
2021-11-26 03:00 | 0 | 0.76986 | 0.02 | -16.0992
2021-11-26 04:00 | 0 | 0.7556 | 0.02 | 1.6017
2021-11-26 05:00 | 0 | 0.87216 | 0.02 | 22.3925
2021-11-26 06:00 | 0.0038368 | 0.89466 | 0.02 | 27.7658
2021-11-26 07:00 | 0.40205 | 0.8781 | 0.03 | -39.2408
2021-11-26 08:00 | 0.89198 | 0.7475 | 0.03 | -61.6383
2021-11-26 09:00 | 0.99027 | 0.53833 | 0.02 | -43.61
2021-11-26 10:00 | 1 | 0.28233 | 0.02 | -44.9133
2021-11-26 11:00 | 1 | 0.15367 | 0.02 | -52
2021-11-26 12:00 | 1 | 0.069934 | 0.02 | -61.1667
2021-11-26 13:00 | 1 | 0.017912 | 0.03 | -64.5775
2021-11-26 14:00 | 1 | 0.005202 | 0.03 | -55.1667
2021-11-26 15:00 | 1 | 0.005997 | 0.02 | -48.4167
2021-11-26 16:00 | 1 | 0.006685 | 0.02 | -39.455
2021-11-26 17:00 | 0.95081 | 0.002642 | 0.03 | -35.28
2021-11-26 18:00 | 0.86106 | 0.025877 | 0.03 | 39.8933
2021-11-26 19:00 | 0.3367 | 0.10005 | 0.02 | 51.8433
2021-11-26 20:00 | 0 | 0.23188 | 0.02 | 57.6367
2021-11-26 21:00 | 0 | 0.38093 | 0.02 | 54.2083
2021-11-26 22:00 | 0 | 0.40486 | 0.02 | 30.7092
2021-11-26 23:00 | 0 | 0.39333 | 0.02 | 26.5467
2021-11-27 | 0 | 0.40369 | 0.02 | 20.0817
2021-11-27 01:00 | 0 | 0.58384 | 0.02 | 8.9617
2021-11-27 02:00 | 0 | 0.44746 | 0.02 | 6.2758
2021-11-27 03:00 | 0 | 0.38334 | 0.03 | 8.2425
2021-11-27 04:00 | 0 | 0.37574 | 0.03 | 8.265
2021-11-27 05:00 | 0 | 0.64722 | 0.02 | 25.9017
2021-11-27 06:00 | 0.0043151 | 0.87946 | 0.02 | 35.1492
2021-11-27 07:00 | 0.4036 | 0.8968 | 0.02 | -3.4692
2021-11-27 08:00 | 0.91153 | 0.65201 | 0.03 | -29.2517
2021-11-27 09:00 | 0.88556 | 0.41266 | 0.02 | -34.3442
2021-11-27 10:00 | 0.96612 | 0.27131 | 0.02 | -34.5067
2021-11-27 11:00 | 1 | 0.30031 | 0.02 | -35.6225
2021-11-27 12:00 | 1 | 0.30664 | 0 | -35.5892
2021-11-27 13:00 | 1 | 0.32647 | 0.01 | -36.2817
2021-11-27 14:00 | 0.92204 | 0.32649 | 0.02 | -35.1858
2021-11-27 15:00 | 0.60098 | 0.54983 | 0.02 | -32.9125
2021-11-27 16:00 | 0.38501 | 0.90951 | 0.1 | -0.58833
2021-11-27 17:00 | 0.37279 | 0.69952 | 0.07 | 35.0367
2021-11-27 18:00 | 0.27083 | 0.59899 | 0.07 | 56.8058
2021-11-27 19:00 | 0.071509 | 0.79031 | 0.06 | 70.4133
2021-11-27 20:00 | 0 | 0.57573 | 0.05 | 66.83
2021-11-27 21:00 | 0 | 0.50103 | 0.05 | 58.775
2021-11-27 22:00 | 0 | 0.6662 | 0.06 | 57.8317
2021-11-27 23:00 | 0 | 0.74633 | 0.03 | 62.9992
2021-11-28 | 0 | 0.78863 | 0.04 | 62.5825
2021-11-28 01:00 | 0 | 0.7813 | 0.05 | 62.85
2021-11-28 02:00 | 0 | 0.68103 | 0.1 | 62.3317
2021-11-28 03:00 | 0 | 0.63686 | 0.1 | 60.4625
2021-11-28 04:00 | 0 | 0.52409 | 0.1 | 85.1092
2021-11-28 05:00 | 0 | 0.52431 | 0.06 | 128.3442
2021-11-28 06:00 | 0.003082 | 0.34295 | 0.04 | 53.945
2021-11-28 07:00 | 0.15759 | 0.22839 | 0.03 | 48.5825
2021-11-28 08:00 | 0.70288 | 0.23061 | 0.02 | 5.8467
2021-11-28 09:00 | 0.84616 | 0.21213 | 0.03 | 5.3758
2021-11-28 10:00 | 0.98957 | 0.12571 | 0.03 | 2.7767
2021-11-28 11:00 | 1 | 0.14817 | 0.02 | 1.3592
2021-11-28 12:00 | 1 | 0.18838 | 0 | -4.4292
2021-11-28 13:00 | 1 | 0.26844 | 0.04 | -2.2792
2021-11-28 14:00 | 1 | 0.34063 | 0.09 | 6.8525
2021-11-28 15:00 | 1 | 0.24485 | 0.1 | 12.5008
2021-11-28 16:00 | 1 | 0.46724 | 0.16 | 29.0092
2021-11-28 17:00 | 1 | 0.46264 | 0.15 | 56.5983
2021-11-28 18:00 | 0.96135 | 0.40931 | 0.13 | 89.9167
2021-11-28 19:00 | 0.35882 | 0.28708 | 0.13 | 88.1333
2021-11-28 20:00 | 0 | 0.32514 | 0.13 | 70.7167
2021-11-28 21:00 | 0 | 0.36371 | 0.14 | 63.2192
2021-11-28 22:00 | 0 | 0.3267 | 0.14 | 62.89
2021-11-28 23:00 | 0 | 0.23809 | 0.16 | 68.3333
2021-11-29 | 0 | 0.43304 | 0.18 | 77.6892
2021-11-29 01:00 | 0 | 0.63184 | 0.18 | 76.1908
2021-11-29 02:00 | 0 | 0.8231 | 0.18 | 65.4908
2021-11-29 03:00 | 0 | 0.89292 | 0.18 | 69.1575
2021-11-29 04:00 | 0 | 0.92945 | 0.16 | 74.4483
2021-11-29 05:00 | 0 | 0.9362 | 0.15 | 81.2225
2021-11-29 06:00 | 0.0047441 | 0.93133 | 0.15 | 81.335
2021-11-29 07:00 | 0.42809 | 0.8624 | 0.04 | 59.8783
2021-11-29 08:00 | 0.9958 | 0.80399 | 0.05 | 59.4275
2021-11-29 09:00 | 1 | 0.65692 | 0.03 | 57.9492
2021-11-29 10:00 | 1 | 0.45169 | 0.02 | 54.2825
2021-11-29 11:00 | 1 | 0.23684 | 0.03 | 55.4358
2021-11-29 12:00 | 1 | 0.21693 | 0.04 | 56.2275
2021-11-29 13:00 | 1 | 0.12848 | 0.07 | 62.1692
2021-11-29 14:00 | 1 | 0.10415 | 0.15 | 62.7108
2021-11-29 15:00 | 1 | 0.10026 | 0.21 | 69.535
2021-11-29 16:00 | 1 | 0.098452 | 0.27 | 77.6692
2021-11-29 17:00 | 0.95949 | 0.16196 | 0.3 | 109.0967
2021-11-29 18:00 | 0.66445 | 0.38185 | 0.3 | 143.4533
2021-11-29 19:00 | 0.17666 | 0.63019 | 0.3 | 132.7592
2021-11-29 20:00 | 0 | 0.80063 | 0.24 | 110.2092
2021-11-29 21:00 | 0 | 0.8473 | 0.19 | 110.1758
2021-11-29 22:00 | 0 | 0.86136 | 0.15 | 90.2633
2021-11-29 23:00 | 0 | 0.90624 | 0.09 | 78.8833
2021-11-30 | 0 | 0.94187 | 0.09 | 74.8442
2021-11-30 01:00 | 0 | 0.94236 | 0.09 | 65.0908
2021-11-30 02:00 | 0 | 0.95164 | 0.09 | 61.19
2021-11-30 03:00 | 0 | 0.90797 | 0.1 | 57.7833
2021-11-30 04:00 | 0 | 0.9261 | 0.1 | 61.4533
2021-11-30 05:00 | 0 | 0.86627 | 0.11 | 67.2958
2021-11-30 06:00 | 0 | 0.74543 | 0.12 | 65.2108
2021-11-30 07:00 | 0.014635 | 0.83811 | 0.06 | 11.6392
2021-11-30 08:00 | 0.11373 | 0.85472 | 0.04 | 29.0542
2021-11-30 09:00 | 0.71728 | 0.80242 | 0.04 | 26.9142
2021-11-30 10:00 | 0.60483 | 0.82099 | 0.06 | 41.3258
2021-11-30 11:00 | 0.74051 | 0.72448 | 0.07 | 62.7717
2021-11-30 12:00 | 0.90336 | 0.77613 | 0.11 | 1446.28
2021-11-30 13:00 | 0.88444 | 0.71059 | 0.1 | 52.1558
2021-11-30 14:00 | 1 | 0.65262 | 0.13 | 59.3633
2021-11-30 15:00 | 0.93897 | 0.69011 | 0.21 | 34.6858
2021-11-30 16:00 | 1 | 0.72333 | 0.27 | 62.7292
2021-11-30 17:00 | 1 | 0.78417 | 0.32 | 120.2825
2021-11-30 18:00 | 0.93442 | 0.62377 | 0.33 | 161.43
2021-11-30 19:00 | 0.30932 | 0.75759 | 0.32 | 227.4467
2021-11-30 20:00 | 0 | 0.76562 | 0.29 | 114.7008
2021-11-30 21:00 | 0 | 0.74931 | 0.24 | 116.9742
2021-11-30 22:00 | 0 | 0.7513 | 0.23 | 106.6158
2021-11-30 23:00 | 0 | 0.72165 | 0.22 | 96.7925
2021-12-01 | 0 | 0.69052 | 0.18 | 84.76
2021-12-01 01:00 | 0 | 0.64497 | 0.16 | 73.6908
2021-12-01 02:00 | 0 | 0.72145 | 0.15 | 62.7017
2021-12-01 03:00 | 0 | 0.68786 | 0.14 | 56.8133
2021-12-01 04:00 | 0 | 0.42537 | 0.13 | 53.4167
2021-12-01 05:00 | 0 | 0.22962 | 0.13 | 58.48
2021-12-01 06:00 | 0.0037065 | 0.17445 | 0.1 | 45.97
2021-12-01 07:00 | 0.38891 | 0.13281 | 0.08 | 36.7292
2021-12-01 08:00 | 0.91219 | 0.1235 | 0.07 | 55.8142
2021-12-01 09:00 | 0.82794 | 0.054418 | 0.06 | 48.7783
2021-12-01 10:00 | 1 | 0.033917 | 0.1 | 61.6017
2021-12-01 11:00 | 1 | 0.006048 | 0.08 | 66.64
2021-12-01 12:00 | 1 | 0.008218 | 0.09 | 101.6092
2021-12-01 13:00 | 1 | 0.014102 | 0.1 | 117.1575
2021-12-01 14:00 | 1 | 0.021643 | 0.1 | 49.0825
2021-12-01 15:00 | 1 | 0.065872 | 0.1 | 66.42
2021-12-01 16:00 | 1 | 0.10643 | 0.23 | 57.7858
2021-12-01 17:00 | 1 | 0.1097 | 0.27 | 79.2417
2021-12-01 18:00 | 0.95432 | 0.21331 | 0.27 | 110.1633
2021-12-01 19:00 | 0.35615 | 0.34557 | 0.17 | 122.0833
2021-12-01 20:00 | 0 | 0.41629 | 0.13 | 203.9308
2021-12-01 21:00 | 0 | 0.18614 | 0.14 | 66.565
2021-12-01 22:00 | 0 | 0.083404 | 0.2 | 61.8025
2021-12-01 23:00 | 0 | 0.17895 | 0.2 | 61.1325
2021-12-02 | 0 | 0.24313 | 0.18 | 94.1883
2021-12-02 01:00 | 0 | 0.36926 | 0.16 | 97.1158
2021-12-02 02:00 | 0 | 0.49487 | 0.13 | 109.195
2021-12-02 03:00 | 0 | 0.7145 | 0.13 | 80.425
2021-12-02 04:00 | 0 | 0.74177 | 0.12 | 62.7358
2021-12-02 05:00 | 0 | 0.69923 | 0.16 | 68.1333
2021-12-02 06:00 | 0.0032954 | 0.6637 | 0.12 | 35.0983
2021-12-02 07:00 | 0.40027 | 0.48131 | 0.09 | 45.4258
2021-12-02 08:00 | 0.99659 | 0.32125 | 0.06 | 16.1517
2021-12-02 09:00 | 1 | 0.16174 | 0.07 | 12.4317
2021-12-02 10:00 | 1 | 0.054795 | 0.04 | 19.4475
2021-12-02 11:00 | 1 | 0.014967 | 0.05 | 49.1958
2021-12-02 12:00 | 1 | 0.001796 | 0.05 | 23.9475
2021-12-02 13:00 | 1 | 0 | 0.05 | -40.985
2021-12-02 14:00 | 1 | 0 | 0.04 | -39.7967
2021-12-02 15:00 | 1 | 0.18617 | 0.05 | -29.3708
2021-12-02 16:00 | 1 | 0.33858 | 0.07 | 23.4508
2021-12-02 17:00 | 1 | 0.2386 | 0.1 | 32.6317
2021-12-02 18:00 | 0.95193 | 0.18049 | 0.13 | 66.685
2021-12-02 19:00 | 0.37412 | 0.24442 | 0.15 | 95.4192
2021-12-02 20:00 | 0 | 0.34532 | 0.12 | 103.7217
2021-12-02 21:00 | 0 | 0.29226 | 0.13 | 108.2683
2021-12-02 22:00 | 0 | 0.3296 | 0.12 | 56.2783
2021-12-02 23:00 | 0 | 0.46532 | 0.1 | 85.0033
2021-12-03 | 0 | 0.44893 | 0.1 | 89.9025
2021-12-03 01:00 | 0 | 0.40203 | 0.09 | -26.6133
2021-12-03 02:00 | 0 | 0.64696 | 0.09 | -57.7233
2021-12-03 03:00 | 0 | 0.63997 | 0.09 | -15.81
2021-12-03 04:00 | 0 | 0.48933 | 0.09 | 55.5675
2021-12-03 05:00 | 0 | 0.38005 | 0.09 | 50.9125
2021-12-03 06:00 | 0.0049081 | 0.31993 | 0.06 | 45.8917
2021-12-03 07:00 | 0.43372 | 0.57283 | 0.04 | 7.13
2021-12-03 08:00 | 0.99166 | 0.55739 | 0.03 | 12.33
2021-12-03 09:00 | 1 | 0.46237 | 0.02 | 27.3425
2021-12-03 10:00 | 1 | 0.37495 | 0.02 | -2.73
2021-12-03 11:00 | 1 | 0.32469 | 0.02 | 27.2742
2021-12-03 12:00 | 1 | 0.31704 | 0.04 | 10.5425
2021-12-03 13:00 | 1 | 0.25158 | 0.08 | 91.7775
2021-12-03 14:00 | 1 | 0.20954 | 0.1 | 123.5267
2021-12-03 15:00 | 1 | 0.16501 | 0.12 | 8.5767
2021-12-03 16:00 | 0.94663 | 0.098421 | 0.14 | 2.685
2021-12-03 17:00 | 0.7336 | 0.035562 | 0.14 | 28.2883
2021-12-03 18:00 | 0.65768 | 0.007527 | 0.13 | 65.4283
2021-12-03 19:00 | 0.22299 | 0.006963 | 0.1 | 74.9067
2021-12-03 20:00 | 0 | 0.009139 | 0.1 | 62.8575
2021-12-03 21:00 | 0 | 0.003622 | 0.13 | 68.1542
2021-12-03 22:00 | 0 | 0.009946 | 0.13 | 68.8658
2021-12-03 23:00 | 0 | 0.17881 | 0.11 | 53.5725
2021-12-04 | 0 | 0.36789 | 0.11 | 25.7283
2021-12-04 01:00 | 0 | 0.71197 | 0.12 | 21.9008
2021-12-04 02:00 | 0 | 0.80503 | 0.13 | 11.235
2021-12-04 03:00 | 0 | 0.89205 | 0.14 | 9.8433
2021-12-04 04:00 | 0 | 0.89536 | 0.12 | 10.2767
2021-12-04 05:00 | 0 | 0.91139 | 0.08 | 13.5408
2021-12-04 06:00 | 0 | 0.93759 | 0.03 | 5.6992
2021-12-04 07:00 | 0.0079705 | 0.90423 | 0.03 | -1.7275
2021-12-04 08:00 | 0.01409 | 0.71527 | 0.02 | -25.8283
2021-12-04 09:00 | 0.013788 | 0.88932 | 0.03 | -34.605
2021-12-04 10:00 | 0.021492 | 0.27914 | 0.03 | -34.1567
2021-12-04 11:00 | 0.042604 | 0.76805 | 0.02 | -34.95
2021-12-04 12:00 | 0.065221 | 0.55298 | 0.03 | -42.7825
2021-12-04 13:00 | 0.40203 | 0.29091 | 0.02 | -45.3208
2021-12-04 14:00 | 0.89124 | 0.030051 | 0.03 | -38.7033
2021-12-04 15:00 | 0.96211 | 0.1283 | 0.07 | -15.5133
2021-12-04 16:00 | 1 | 0.46297 | 0.08 | 9.0967
2021-12-04 17:00 | 1 | 0.50805 | 0.09 | 8.99
2021-12-04 18:00 | 0.94215 | 0.77599 | 0.09 | 51.1092
2021-12-04 19:00 | 0.31165 | 0.89142 | 0.09 | 73.0242
2021-12-04 20:00 | 0 | 0.89113 | 0.08 | 67.9808
2021-12-04 21:00 | 0 | 0.846 | 0.07 | 64.2108
2021-12-04 22:00 | 0 | 0.79241 | 0.07 | 57.3633
2021-12-04 23:00 | 0 | 0.84484 | 0.07 | 48.4075
2021-12-05 | 0 | 0.75551 | 0.07 | 53.8817
2021-12-05 01:00 | 0 | 0.82302 | 0.06 | 50.5675
2021-12-05 02:00 | 0 | 0.75027 | 0.06 | 29.6033
2021-12-05 03:00 | 0 | 0.66258 | 0.05 | 19.315
2021-12-05 04:00 | 0 | 0.49704 | 0.03 | 10.8817
2021-12-05 05:00 | 0 | 0.46175 | 0.03 | 7.175
2021-12-05 06:00 | 0.0032478 | 0.57742 | 0.03 | -19.9725
2021-12-05 07:00 | 0.29331 | 0.60606 | 0.03 | -25.3342
2021-12-05 08:00 | 0.73576 | 0.50043 | 0.04 | -28.04
2021-12-05 09:00 | 0.59387 | 0.37748 | 0.04 | -7.1058
2021-12-05 10:00 | 0.82512 | 0.29827 | 0.04 | -5.4275
2021-12-05 11:00 | 0.71567 | 0.26662 | 0.02 | -5.8008
2021-12-05 12:00 | 0.84509 | 0.2472 | 0.03 | -16.4058
2021-12-05 13:00 | 0.88206 | 0.22719 | 0.05 | -26.2792
2021-12-05 14:00 | 0.88716 | 0.19491 | 0.13 | -24.5025
2021-12-05 15:00 | 0.88026 | 0.16537 | 0.15 | 22.2042
2021-12-05 16:00 | 0.884 | 0.27592 | 0.18 | 24.9525
2021-12-05 17:00 | 0.5952 | 0.27869 | 0.19 | 67.3533
2021-12-05 18:00 | 0.7792 | 0.43714 | 0.19 | 84.67
2021-12-05 19:00 | 0.15355 | 0.61685 | 0.16 | 100.9383
2021-12-05 20:00 | 0 | 0.67885 | 0.16 | 97.3417
2021-12-05 21:00 | 0 | 0.6772 | 0.16 | 62.725
2021-12-05 22:00 | 0 | 0.65979 | 0.18 | 59.64
2021-12-05 23:00 | 0 | 0.66279 | 0.2 | 63.0133
2021-12-06 | 0 | 0.52065 | 0.2 | 89.6033
2021-12-06 01:00 | 0 | 0.60888 | 0.21 | 74.9958
2021-12-06 02:00 | 0 | 0.49348 | 0.22 | 55.6058
2021-12-06 03:00 | 0 | 0.55539 | 0.25 | 52.3042
2021-12-06 04:00 | 0 | 0.68604 | 0.23 | 68.875
2021-12-06 05:00 | 0 | 0.78609 | 0.17 | 161.0525
2021-12-06 06:00 | 0.0024271 | 0.76548 | 0.12 | 124.33
2021-12-06 07:00 | 0.13802 | 0.58936 | 0.07 | 99.0033
2021-12-06 08:00 | 0.36592 | 0.6637 | 0.05 | -1.625
2021-12-06 09:00 | 0.80258 | 0.7712 | 0.04 | -6.3617
2021-12-06 10:00 | 0.64696 | 0.7305 | 0.04 | 12.845
2021-12-06 11:00 | 0.92897 | 0.56565 | 0.05 | 2.0083
2021-12-06 12:00 | 0.77251 | 0.57479 | 0.04 | -5.0675
2021-12-06 13:00 | 0.66293 | 0.50178 | 0.04 | -32.2175
2021-12-06 14:00 | 0.91873 | 0.7865 | 0.06 | -6.3092
2021-12-06 15:00 | 0.91223 | 0.8276 | 0.1 | 15.3483
2021-12-06 16:00 | 1 | 0.66565 | 0.09 | 7.6575
2021-12-06 17:00 | 0.94007 | 0.88703 | 0.12 | 16.2908
2021-12-06 18:00 | 0.95784 | 0.86099 | 0.12 | 58.265
2021-12-06 19:00 | 0.35434 | 0.73703 | 0.13 | 69.5283
2021-12-06 20:00 | 0 | 0.78518 | 0.14 | 86.6633
2021-12-06 21:00 | 0 | 0.68827 | 0.14 | 67.2
2021-12-06 22:00 | 0 | 0.61557 | 0.14 | 89.3417
2021-12-06 23:00 | 0 | 0.59095 | 0.14 | 81.555
2021-12-07 | 0 | 0.51194 | 0.16 | 79.3258
2021-12-07 01:00 | 0 | 0.42597 | 0.18 | 63.0475
2021-12-07 02:00 | 0 | 0.31287 | 0.17 | 58.9758
2021-12-07 03:00 | 0 | 0.26575 | 0.23 | 60.9967
2021-12-07 04:00 | 0 | 0.24931 | 0.22 | 68.3683
2021-12-07 05:00 | 0 | 0.24132 | 0.14 | 102.2625
2021-12-07 06:00 | 0.0044418 | 0.23559 | 0.09 | 83.52
2021-12-07 07:00 | 0.30036 | 0.14421 | 0.04 | 60.6958
2021-12-07 08:00 | 0.70286 | 0.068489 | 0.02 | 52.2125
2021-12-07 09:00 | 0.75227 | 0.028467 | 0.02 | 49.6075
2021-12-07 10:00 | 0.85412 | 0.010058 | 0.02 | 31.9242
2021-12-07 11:00 | 1 | 0.009716 | 0.02 | -11.3117
2021-12-07 12:00 | 1 | 0.00182 | 0.02 | -40.6667
2021-12-07 13:00 | 1 | 0.011982 | 0.01 | -54.585
2021-12-07 14:00 | 1 | 0.00297 | 0.03 | -40.6667
2021-12-07 15:00 | 1 | 0.030171 | 0.06 | -27.0958
2021-12-07 16:00 | 1 | 0.27381 | 0.09 | -32.0792
2021-12-07 17:00 | 1 | 0.39693 | 0.1 | -47.1692
2021-12-07 18:00 | 0.97414 | 0.33115 | 0.11 | -5.8575
2021-12-07 19:00 | 0.39061 | 0.26219 | 0.11 | 53.8892
2021-12-07 20:00 | 0 | 0.39555 | 0.12 | 66.1867
2021-12-07 21:00 | 0 | 0.44063 | 0.12 | 57.0458
2021-12-07 22:00 | 0 | 0.43534 | 0.11 | 72.3708
2021-12-07 23:00 | 0 | 0.4462 | 0.08 | 89.57
2021-12-08 | 0 | 0.29807 | 0.08 | 98.0967
2021-12-08 01:00 | 0 | 0.22013 | 0.08 | 63.5108
2021-12-08 02:00 | 0 | 0.52163 | 0.08 | 52.95
2021-12-08 03:00 | 0 | 0.76378 | 0.08 | 29.8658
2021-12-08 04:00 | 0 | 0.83507 | 0.07 | 45.9617
2021-12-08 05:00 | 0 | 0.78322 | 0.05 | 76.2983
2021-12-08 06:00 | 0.0046872 | 0.75332 | 0.03 | 65.3092
2021-12-08 07:00 | 0.4208 | 0.79535 | 0.02 | 25.6967
2021-12-08 08:00 | 0.96194 | 0.5669 | 0.02 | -39.5875
2021-12-08 09:00 | 1 | 0.41294 | 0.02 | -40.3417
2021-12-08 10:00 | 0.99376 | 0.22789 | 0.02 | -42.5892
2021-12-08 11:00 | 0.989 | 0.12417 | 0.02 | -49.4517
2021-12-08 12:00 | 0.87219 | 0.12437 | 0.02 | -41.1267
2021-12-08 13:00 | 0.95474 | 0.16292 | 0.02 | -40.6517
2021-12-08 14:00 | 1 | 0.1819 | 0.02 | -41.1283
2021-12-08 15:00 | 1 | 0.2142 | 0 | -41.4117
2021-12-08 16:00 | 1 | 0.21512 | 0.02 | -35.6075
2021-12-08 17:00 | 1 | 0.14031 | 0.03 | -30.2892
2021-12-08 18:00 | 0.94925 | 0.14455 | 0.03 | 17.285
2021-12-08 19:00 | 0.39555 | 0.17774 | 0 | 57.3092
2021-12-08 20:00 | 0.00049374 | 0.20364 | 0.03 | 76.6108
2021-12-08 21:00 | 0 | 0.36008 | 0.03 | 71.7517
2021-12-08 22:00 | 0 | 0.61424 | 0 | 38.0158
2021-12-08 23:00 | 0 | 0.55405 | 0.03 | 53.9842
2021-12-09 | 0 | 0.51268 | 0.03 | 39.345
2021-12-09 01:00 | 0 | 0.46489 | 0.03 | 2.6075
2021-12-09 02:00 | 0 | 0.61152 | 0.03 | 2.5592
2021-12-09 03:00 | 0 | 0.67312 | 0.03 | -9.0758
2021-12-09 04:00 | 0 | 0.78258 | 0.03 | 11.1433
2021-12-09 05:00 | 0 | 0.84138 | 0.02 | 61.6967
2021-12-09 06:00 | 0.0038877 | 0.85472 | 0.02 | 64.6517
2021-12-09 07:00 | 0.20064 | 0.79305 | 0.02 | 31.5942
2021-12-09 08:00 | 0.57153 | 0.67822 | 0.02 | -35.0475
2021-12-09 09:00 | 0.57646 | 0.41506 | 0.02 | -34.9808
2021-12-09 10:00 | 0.6047 | 0.3186 | 0.02 | -18.1233
2021-12-09 11:00 | 0.98933 | 0.26203 | 0.02 | 10.77
2021-12-09 12:00 | 1 | 0.21163 | 0.02 | 12.3375
2021-12-09 13:00 | 0.98914 | 0.23195 | 0.02 | -8.41
2021-12-09 14:00 | 0.99329 | 0.21663 | 0.02 | -24.2042
2021-12-09 15:00 | 1 | 0.19029 | 0.02 | -45.565
2021-12-09 16:00 | 0.83806 | 0.20616 | 0.03 | -23.8008
2021-12-09 17:00 | 0.92218 | 0.2142 | 0.04 | 35.2933
2021-12-09 18:00 | 0.74149 | 0.22241 | 0.06 | 63.8233
2021-12-09 19:00 | 0.34831 | 0.22684 | 0.1 | 89.4558
2021-12-09 20:00 | 0.00049546 | 0.294 | 0.06 | 92.97
2021-12-09 21:00 | 0 | 0.41407 | 0.07 | 99.2858
2021-12-09 22:00 | 0 | 0.68633 | 0.07 | 65.56
2021-12-09 23:00 | 0 | 0.87202 | 0.08 | 87.5692
2021-12-10 | 0 | 0.92376 | 0.08 | 62.3833
2021-12-10 01:00 | 0 | 0.927 | 0.07 | 59.5758
2021-12-10 02:00 | 0 | 0.92659 | 0.07 | 56.5908
2021-12-10 03:00 | 0 | 0.92802 | 0.08 | 58.9517
2021-12-10 04:00 | 0 | 0.9357 | 0.09 | 67.9267
2021-12-10 05:00 | 0 | 0.93291 | 0.07 | 76.3658
2021-12-10 06:00 | 0.0032997 | 0.94872 | 0.06 | 53.025
2021-12-10 07:00 | 0.35891 | 0.90061 | 0.04 | 9.8067
2021-12-10 08:00 | 0.80576 | 0.9187 | 0.04 | 4.6017
2021-12-10 09:00 | 0.85444 | 0.91863 | 0.04 | 17.4275
2021-12-10 10:00 | 0.94558 | 0.79926 | 0.04 | 23.4892
2021-12-10 11:00 | 0.88285 | 0.6878 | 0.04 | 8.2883
2021-12-10 12:00 | 0.9003 | 0.52913 | 0.03 | 9.2467
2021-12-10 13:00 | 1 | 0.46296 | 0.03 | -10.4708
2021-12-10 14:00 | 0.74308 | 0.37967 | 0.04 | -30.8042
2021-12-10 15:00 | 0.79069 | 0.33206 | 0.06 | -12.0008
2021-12-10 16:00 | 0.82962 | 0.32205 | 0.09 | 18.2175
2021-12-10 17:00 | 0.41646 | 0.39459 | 0.16 | 21.4892
2021-12-10 18:00 | 0.15046 | 0.38764 | 0.18 | 62.3
2021-12-10 19:00 | 0.076334 | 0.37927 | 0.17 | 111.9917
2021-12-10 20:00 | 0 | 0.39818 | 0.14 | 101.0583
2021-12-10 21:00 | 0 | 0.30736 | 0.14 | 116.9633
2021-12-10 22:00 | 0 | 0.31689 | 0.14 | 110.7333
2021-12-10 23:00 | 0 | 0.61607 | 0.13 | 116.86
2021-12-11 | 0 | 0.8302 | 0.11 | 112.0883
2021-12-11 01:00 | 0 | 0.87133 | 0.09 | 84.7958
2021-12-11 02:00 | 0 | 0.93103 | 0.09 | 109.8633
2021-12-11 03:00 | 0 | 0.92965 | 0.09 | 113.41
2021-12-11 04:00 | 0 | 0.93149 | 0.07 | 110.4367
2021-12-11 05:00 | 0 | 0.93628 | 0.05 | 105.9833
2021-12-11 06:00 | 0.00020726 | 0.89477 | 0.05 | 50.0125
2021-12-11 07:00 | 0.25571 | 0.90768 | 0 | 22.5942
2021-12-11 08:00 | 0.15839 | 0.9274 | 0.04 | 1.6942
2021-12-11 09:00 | 0.35407 | 0.94049 | 0.04 | 16.2
2021-12-11 10:00 | 0.55545 | 0.9079 | 0.04 | 5.495
2021-12-11 11:00 | 0.6355 | 0.85715 | 0.04 | -1.5242
2021-12-11 12:00 | 0.68741 | 0.84138 | 0.04 | 2.1833
2021-12-11 13:00 | 0.76839 | 0.79059 | 0.05 | 1.3992
2021-12-11 14:00 | 0.73668 | 0.75583 | 0.07 | 1.6483
2021-12-11 15:00 | 0.50317 | 0.66429 | 0.1 | 10.4383
2021-12-11 16:00 | 0.24083 | 0.51287 | 0.14 | 13.8842
2021-12-11 17:00 | 0.14608 | 0.46395 | 0.23 | 21.1367
2021-12-11 18:00 | 0.047188 | 0.58623 | 0.2 | 103.2208
2021-12-11 19:00 | 0.018221 | 0.68349 | 0.16 | 184.0825
2021-12-11 20:00 | 0 | 0.63116 | 0.11 | 141.5867
2021-12-11 21:00 | 0 | 0.53374 | 0.09 | 85.0008
2021-12-11 22:00 | 0 | 0.488 | 0.05 | 84.4408
2021-12-11 23:00 | 0 | 0.58687 | 0.05 | 65.9492
2021-12-12 | 0 | 0.57899 | 0.06 | 41.2142
2021-12-12 01:00 | 0 | 0.79173 | 0.06 | 21.6858
2021-12-12 02:00 | 0 | 0.87054 | 0.06 | 19.9075
2021-12-12 03:00 | 0 | 0.86018 | 0.05 | 21.6108
2021-12-12 04:00 | 0 | 0.83115 | 0.05 | 21.0467
2021-12-12 05:00 | 0 | 0.88968 | 0 | 25.3642
2021-12-12 06:00 | 0 | 0.87867 | 0.02 | 11.7383
2021-12-12 07:00 | 0.017922 | 0.79069 | 0.04 | -20.1425
2021-12-12 08:00 | 0.03834 | 0.6269 | 0.03 | -23.4808
2021-12-12 09:00 | 0.095035 | 0.74002 | 0 | -34.8717
2021-12-12 10:00 | 0.18458 | 0.79051 | 0.03 | -11.4617
2021-12-12 11:00 | 0.15838 | 0.45282 | 0.04 | 3.53
2021-12-12 12:00 | 0.25664 | 0.36409 | 0.06 | 0.18917
2021-12-12 13:00 | 0.30075 | 0.62328 | 0.08 | 7.0725
2021-12-12 14:00 | 0.24968 | 0.81268 | 0.11 | 25.3383
2021-12-12 15:00 | 0.2533 | 0.81392 | 0.19 | 41.7017
2021-12-12 16:00 | 0.2771 | 0.73262 | 0.28 | 121.9133
2021-12-12 17:00 | 0.15117 | 0.45674 | 0.31 | 300.1975
2021-12-12 18:00 | 0.098781 | 0.31345 | 0.3 | 308.9975
2021-12-12 19:00 | 0.027816 | 0.30843 | 0.26 | 287.3442
2021-12-12 20:00 | 0 | 0.28219 | 0.26 | 140.4133
2021-12-12 21:00 | 0 | 0.27669 | 0.24 | 95.5283
2021-12-12 22:00 | 0 | 0.40199 | 0.16 | 128.52
2021-12-12 23:00 | 0 | 0.50597 | 0.12 | 148.095
2021-12-13 | 0 | 0.54798 | 0.1 | 105.1892
2021-12-13 01:00 | 0 | 0.42334 | 0.09 | 49.2442
2021-12-13 02:00 | 0 | 0.39018 | 0.1 | 22.4317
2021-12-13 03:00 | 0 | 0.40254 | 0.14 | 2.2108
2021-12-13 04:00 | 0 | 0.45451 | 0.2 | -1.79
2021-12-13 05:00 | 0 | 0.61648 | 0.17 | 78.2617
2021-12-13 06:00 | 4.3583e-05 | 0.76013 | 0.1 | 125.7633
2021-12-13 07:00 | 0.050918 | 0.65959 | 0.1 | 128.91
2021-12-13 08:00 | 0.08018 | 0.51862 | 0.09 | 43.21
2021-12-13 09:00 | 0.25525 | 0.39665 | 0.17 | 128.8375
2021-12-13 10:00 | 0.43971 | 0.33206 | 0.21 | 42.9658
2021-12-13 11:00 | 0.72213 | 0.26266 | 0.21 | 1592.1033
2021-12-13 12:00 | 0.77361 | 0.16201 | 0.2 | 1660.6367
2021-12-13 13:00 | 0.56397 | 0.11259 | 0.15 | 2197.7267
2021-12-13 14:00 | 0.50716 | 0.12213 | 0.12 | 172.6442
2021-12-13 15:00 | 0.40742 | 0.20535 | 0.14 | 144.2967
2021-12-13 16:00 | 0.20627 | 0.30889 | 0.2 | 90.0283
2021-12-13 17:00 | 0.11621 | 0.35806 | 0.2 | 119.7
2021-12-13 18:00 | 0.10997 | 0.39139 | 0.23 | 119.3492
2021-12-13 19:00 | 0.11432 | 0.33307 | 0.18 | 118.6492
2021-12-13 20:00 | 0.00087283 | 0.29164 | 0.19 | 145.1075
2021-12-13 21:00 | 0 | 0.20869 | 0.16 | 110.4692
2021-12-13 22:00 | 0 | 0.31823 | 0.17 | 102.4192
2021-12-13 23:00 | 0 | 0.1389 | 0.2 | 109.9367
2021-12-14 | 0 | 0.055704 | 0.18 | 96.9767
2021-12-14 01:00 | 0 | 0.037266 | 0.16 | 81.4292
2021-12-14 02:00 | 0 | 0.034263 | 0.13 | 71.5267
2021-12-14 03:00 | 0 | 0.022284 | 0.14 | 65.8775
2021-12-14 04:00 | 0 | 0.049587 | 0.13 | 69.2167
2021-12-14 05:00 | 0 | 0.037675 | 0.1 | 93.2283
2021-12-14 06:00 | 0.00067187 | 0.009196 | 0.06 | 75.46
2021-12-14 07:00 | 0.20585 | 0.005116 | 0.05 | 52.2242
2021-12-14 08:00 | 0.39543 | 0.008084 | 0.05 | 23.1583
2021-12-14 09:00 | 0.83754 | 0.052363 | 0 | 14.6908
2021-12-14 10:00 | 1 | 0.1262 | 0.04 | 8.7183
2021-12-14 11:00 | 1 | 0.18575 | 0 | 3.3208
2021-12-14 12:00 | 1 | 0.25334 | 0.05 | 11.9508
2021-12-14 13:00 | 0.96775 | 0.42627 | 0.06 | 2.265
2021-12-14 14:00 | 1 | 0.59653 | 0.06 | -14.4892
2021-12-14 15:00 | 0.88741 | 0.68776 | 0.08 | 17.2158
2021-12-14 16:00 | 0.94107 | 0.65568 | 0.16 | 40.4625
2021-12-14 17:00 | 0.65583 | 0.6728 | 0.25 | 70.8475
2021-12-14 18:00 | 0.1342 | 0.67356 | 0.3 | 132.0233
2021-12-14 19:00 | 0.116 | 0.77728 | 0.23 | 163.8125
2021-12-14 20:00 | 0 | 0.7921 | 0.19 | 136.5175
2021-12-14 21:00 | 0 | 0.63625 | 0.2 | 117.0658
2021-12-14 22:00 | 0 | 0.3634 | 0.18 | 90.2842
2021-12-14 23:00 | 0 | 0.31872 | 0.15 | 98.4358
2021-12-15 | 0 | 0.70904 | 0.14 | 89.3408
2021-12-15 01:00 | 0 | 0.83661 | 0.15 | 76.2375
2021-12-15 02:00 | 0 | 0.76124 | 0.17 | 64.5017
2021-12-15 03:00 | 0 | 0.16176 | 0.23 | 73.4158
2021-12-15 04:00 | 0 | 0.030092 | 0.28 | 91.795
2021-12-15 05:00 | 0 | 0.019506 | 0.3 | 199.3375
2021-12-15 06:00 | 0 | 0.028313 | 0.2 | 236.2917
2021-12-15 07:00 | 0.028679 | 0.063457 | 0.11 | 189.2817
2021-12-15 08:00 | 0.1045 | 0.31026 | 0.07 | 185.7033
2021-12-15 09:00 | 0.39256 | 0.42125 | 0.05 | 82.3917
2021-12-15 10:00 | 0.67908 | 0.1642 | 0.04 | 119.1275
2021-12-15 11:00 | 0.96779 | 0.00657 | 0.03 | 85.9142
2021-12-15 12:00 | 0.99193 | 0.035081 | 0.03 | 50.1275
2021-12-15 13:00 | 1 | 0.21321 | 0.03 | 51.6717
2021-12-15 14:00 | 1 | 0.52732 | 0.04 | 54.43
2021-12-15 15:00 | 1 | 0.71018 | 0.07 | 45.4117
2021-12-15 16:00 | 1 | 0.63995 | 0.08 | 43.3783
2021-12-15 17:00 | 0.99988 | 0.44866 | 0.13 | 59.02
2021-12-15 18:00 | 0.66924 | 0.33315 | 0.12 | 66.125
2021-12-15 19:00 | 0.29292 | 0.2917 | 0.11 | 120.5883
2021-12-15 20:00 | 0.002187 | 0.21713 | 0.14 | 83.3258
2021-12-15 21:00 | 0 | 0.19577 | 0.15 | 60.4983
2021-12-15 22:00 | 0 | 0.11609 | 0.17 | 81.6767
2021-12-15 23:00 | 0 | 0.10347 | 0.2 | 97.1317
2021-12-16 | 0 | 0.051782 | 0.16 | 95.17
2021-12-16 01:00 | 0 | 0.019396 | 0.12 | 124.2175
2021-12-16 02:00 | 0 | 0.023516 | 0.11 | 132.645
2021-12-16 03:00 | 0 | 0.10191 | 0.1 | 79.6033
2021-12-16 04:00 | 0 | 0.17106 | 0.1 | 76.1758
2021-12-16 05:00 | 0 | 0.20348 | 0.07 | 106.8775
2021-12-16 06:00 | 0.0013032 | 0.13672 | 0.03 | 67.665
2021-12-16 07:00 | 0.052081 | 0.11426 | 0.02 | 59.1158
2021-12-16 08:00 | 0.42002 | 0.1029 | 0.02 | 46.7475
2021-12-16 09:00 | 0.6938 | 0.12625 | 0.02 | 20.1825
2021-12-16 10:00 | 0.54408 | 0.10715 | 0.02 | 206.0967
2021-12-16 11:00 | 0.45497 | 0.063125 | 0.02 | 23.9742
2021-12-16 12:00 | 0.7621 | 0.15344 | 0.04 | 34.7383
2021-12-16 13:00 | 0.8547 | 0.73813 | 0 | 56.79
2021-12-16 14:00 | 0.94497 | 0.59923 | 0.08 | 25.1817
2021-12-16 15:00 | 1 | 0.54263 | 0.11 | 93.13
2021-12-16 16:00 | 1 | 0.49186 | 0.18 | 68.4158
2021-12-16 17:00 | 1 | 0.64354 | 0.21 | 92.225
2021-12-16 18:00 | 0.38059 | 0.63026 | 0.17 | 221.1767
2021-12-16 19:00 | 0.028007 | 0.70808 | 0.14 | 163.6383
2021-12-16 20:00 | 0.0005802 | 0.70653 | 0.13 | 97.2825
2021-12-16 21:00 | 0 | 0.5475 | 0.12 | 82.0292
2021-12-16 22:00 | 0 | 0.48942 | 0.11 | 87.1892
2021-12-16 23:00 | 0 | 0.47634 | 0.09 | 68.0842
2021-12-17 | 0 | 0.43285 | 0.1 | 35.0958
2021-12-17 01:00 | 0 | 0.45919 | 0.07 | 28.8525
2021-12-17 02:00 | 0 | 0.3489 | 0.06 | 60.4442
2021-12-17 03:00 | 0 | 0.34766 | 0.06 | 60.3867
2021-12-17 04:00 | 0 | 0.33128 | 0.05 | 61.8908
2021-12-17 05:00 | 0 | 0.23815 | 0.04 | 64.6225
2021-12-17 06:00 | 0.0041335 | 0.22486 | 0.02 | 53.4375
2021-12-17 07:00 | 0.33917 | 0.19312 | 0.01 | 48.785
2021-12-17 08:00 | 0.75899 | 0.15421 | 0.01 | 29.3825
2021-12-17 09:00 | 1 | 0.096317 | 0.01 | 5.6358
2021-12-17 10:00 | 1 | 0.13103 | 0 | 11.5358
2021-12-17 11:00 | 1 | 0.10429 | 0.01 | 4.52
2021-12-17 12:00 | 1 | 0.1231 | 0.03 | 18.3933
2021-12-17 13:00 | 1 | 0.17508 | 0.07 | 42.3392
2021-12-17 14:00 | 1 | 0.21607 | 0.1 | 220.375
2021-12-17 15:00 | 1 | 0.29142 | 0.15 | 59.505
2021-12-17 16:00 | 1 | 0.41193 | 0.22 | 63.025
2021-12-17 17:00 | 1 | 0.52847 | 0.27 | 103.9233
2021-12-17 18:00 | 1 | 0.51188 | 0.21 | 262.3717
2021-12-17 19:00 | 0.43001 | 0.37567 | 0.14 | 244.3008
2021-12-17 20:00 | 0.0044041 | 0.26348 | 0.1 | 113.3258
2021-12-17 21:00 | 0 | 0.35586 | 0.08 | 36.6275
2021-12-17 22:00 | 0 | 0.67536 | 0.18 | 83.9458
2021-12-17 23:00 | 0 | 0.54816 | 0.19 | 105.2075
2021-12-18 | 0 | 0.41215 | 0.08 | 3039.6992
2021-12-18 01:00 | 0 | 0.25357 | 0.05 | 90.3442
2021-12-18 02:00 | 0 | 0.34025 | 0.05 | -7.9125
2021-12-18 03:00 | 0 | 0.34979 | 0.08 | -36.1075
2021-12-18 04:00 | 0 | 0.31118 | 0.1 | -20.4317
2021-12-18 05:00 | 0 | 0.42301 | 0.06 | 111.5967
2021-12-18 06:00 | 0.001236 | 0.68253 | 0.06 | 8.7975
2021-12-18 07:00 | 0.33358 | 0.65876 | 0.05 | 2.4817
2021-12-18 08:00 | 0.64246 | 0.66097 | 0 | -10.9992
2021-12-18 09:00 | 0.89155 | 0.35778 | 0 | -0.945
2021-12-18 10:00 | 0.77891 | 0.19917 | 0 | -15.755
2021-12-18 11:00 | 0.88724 | 0.12145 | 0 | -0.5525
2021-12-18 12:00 | 0.93233 | 0.046512 | 0.05 | 4.955
2021-12-18 13:00 | 0.96679 | 0.001545 | 0.05 | 17.3583
2021-12-18 14:00 | 1 | 0.073241 | 0.09 | 29.4083
2021-12-18 15:00 | 1 | 0.48255 | 0.12 | 40.9967
2021-12-18 16:00 | 0.81908 | 0.7281 | 0.18 | 74.7442
2021-12-18 17:00 | 0.51471 | 0.40301 | 0.25 | 61.0067
2021-12-18 18:00 | 0.20667 | 0.18958 | 0.24 | 157.8683
2021-12-18 19:00 | 0.025449 | 0.091224 | 0.21 | 203.4342
2021-12-18 20:00 | 0.00071578 | 0.1555 | 0.2 | 102.2617
2021-12-18 21:00 | 0 | 0.24153 | 0.19 | 89.5042
2021-12-18 22:00 | 0 | 0.34277 | 0.17 | 79.7983
2021-12-18 23:00 | 0 | 0.4708 | 0.15 | 88.1792
2021-12-19 | 0 | 0.48607 | 0.15 | 76.8383
2021-12-19 01:00 | 0 | 0.54863 | 0.19 | 60.2575
2021-12-19 02:00 | 0 | 0.73001 | 0.21 | 62.4983
2021-12-19 03:00 | 0 | 0.8357 | 0.21 | 124.9033
2021-12-19 04:00 | 0 | 0.82502 | 0.12 | 146.6567
2021-12-19 05:00 | 0 | 0.6917 | 0.05 | 98.6758
2021-12-19 06:00 | 0.00091571 | 0.53913 | 0.02 | 11.8433
2021-12-19 07:00 | 0.18501 | 0.35783 | 0.01 | -0.2225
2021-12-19 08:00 | 0.86335 | 0.22439 | 0.02 | -6.6558
2021-12-19 09:00 | 0.97873 | 0.25987 | 0.01 | -56.745
2021-12-19 10:00 | 1 | 0.16281 | 0.01 | -78.9875
2021-12-19 11:00 | 1 | 0.17319 | 0.01 | -88.9925
2021-12-19 12:00 | 1 | 0.21609 | 0.01 | -80.2867
2021-12-19 13:00 | 0.92981 | 0.33329 | 0.01 | -76.3858
2021-12-19 14:00 | 0.93305 | 0.11985 | 0.01 | -67.7183
2021-12-19 15:00 | 0.92377 | 0 | 0.01 | -62.0692
2021-12-19 16:00 | 0.65789 | 0.023657 | 0.02 | -43.8033
2021-12-19 17:00 | 0.097845 | 0.18742 | 0.05 | -37.8792
2021-12-19 18:00 | 0.049323 | 0.45135 | 0.08 | -13.3275
2021-12-19 19:00 | 0.045477 | 0.34154 | 0.09 | 18.1167
2021-12-19 20:00 | 0 | 0.30242 | 0.08 | 49.7275
2021-12-19 21:00 | 0 | 0.035102 | 0.11 | 42.465
2021-12-19 22:00 | 0 | 0.01119 | 0.14 | 10.59
2021-12-19 23:00 | 0 | 0.018645 | 0.14 | 10.6017
2021-12-20 | 0 | 0.00094 | 0.1 | 7.4942
2021-12-20 01:00 | 0 | 0.004609 | 0.15 | 7.9583
2021-12-20 02:00 | 0 | 0.00597 | 0.2 | 14.3575
2021-12-20 03:00 | 0 | 0.00597 | 0.17 | 30.9233
2021-12-20 04:00 | 0 | 0.016142 | 0.2 | 19.2525
2021-12-20 05:00 | 0 | 0.008346 | 0.12 | 28.3725
2021-12-20 06:00 | 0 | 0 | 0.04 | 15.2017
2021-12-20 07:00 | 0.029806 | 0.003687 | 0.02 | -1.7642
2021-12-20 08:00 | 0.036689 | 0 | 0.02 | -30.5733
2021-12-20 09:00 | 0.20087 | 0.00303 | 0.02 | -41.1633
2021-12-20 10:00 | 0.33108 | 0.11876 | 0 | -44.6042
2021-12-20 11:00 | 0.26149 | 0.22081 | 0.02 | -53.0433
2021-12-20 12:00 | 0.51271 | 0.15551 | 0.01 | -48.075
2021-12-20 13:00 | 0.78313 | 0.15077 | 0.01 | -38.78
2021-12-20 14:00 | 1 | 0.15588 | 0.02 | -33.7367
2021-12-20 15:00 | 1 | 0.79977 | 0.04 | -10.2167
2021-12-20 16:00 | 1 | 0.88125 | 0.1 | -15.5625
2021-12-20 17:00 | 1 | 0.85585 | 0.16 | -17.3142
2021-12-20 18:00 | 1 | 0.70096 | 0.16 | 65.1442
2021-12-20 19:00 | 0.43516 | 0.60852 | 0.17 | 201.0475
2021-12-20 20:00 | 0.004848 | 0.67643 | 0.16 | 61.26
2021-12-20 21:00 | 0 | 0.7548 | 0.16 | 85.0633
2021-12-20 22:00 | 0 | 0.74281 | 0.18 | 76.1383
2021-12-20 23:00 | 0 | 0.67022 | 0.19 | 80.9617
2021-12-21 | 0 | 0.63634 | 0.22 | 95.0367
2021-12-21 01:00 | 0 | 0.56834 | 0.2 | 71.95
2021-12-21 02:00 | 0 | 0.50051 | 0.24 | 72.9108
2021-12-21 03:00 | 0 | 0.40421 | 0.25 | 84.2142
2021-12-21 04:00 | 0 | 0.31977 | 0.22 | 116.4608
2021-12-21 05:00 | 0 | 0.25836 | 0.15 | 107.1592
2021-12-21 06:00 | 0.0028228 | 0.22722 | 0.06 | 28.5917
2021-12-21 07:00 | 0.25264 | 0.15231 | 0.02 | 9.6958
2021-12-21 08:00 | 0.39534 | 0.1463 | 0.02 | 2.3858
2021-12-21 09:00 | 0.64076 | 0.072761 | 0.02 | -13.77
2021-12-21 10:00 | 0.54502 | 0.048407 | 0.02 | -9.7325
2021-12-21 11:00 | 0.63756 | 0.047416 | 0.02 | -26.8117
2021-12-21 12:00 | 0.61055 | 0.22665 | 0.02 | -24.6483
2021-12-21 13:00 | 0.88238 | 0.37439 | 0.02 | -17.4983
2021-12-21 14:00 | 1 | 0.4476 | 0.02 | 10.35
2021-12-21 15:00 | 1 | 0.51246 | 0.05 | 22.4442
2021-12-21 16:00 | 1 | 0.52384 | 0.09 | 9.5375
2021-12-21 17:00 | 1 | 0.56667 | 0.12 | 12.4233
2021-12-21 18:00 | 0.99573 | 0.50103 | 0.14 | 52.7458
2021-12-21 19:00 | 0.42848 | 0.63555 | 0.12 | 117.4275
2021-12-21 20:00 | 0.0051175 | 0.52572 | 0.12 | 103.2775
2021-12-21 21:00 | 0 | 0.33691 | 0.15 | 83.6575
2021-12-21 22:00 | 0 | 0.51101 | 0.16 | 80.6133
2021-12-21 23:00 | 0 | 0.45044 | 0.16 | 111.6608
2021-12-22 | 0 | 0.29284 | 0.1 | 102.7583
2021-12-22 01:00 | 0 | 0.2959 | 0.17 | 78.225
2021-12-22 02:00 | 0 | 0.31374 | 0.2 | 55.2283
2021-12-22 03:00 | 0 | 0.26633 | 0.2 | 62.6242
2021-12-22 04:00 | 0 | 0.2402 | 0.19 | 92.4067
2021-12-22 05:00 | 0 | 0.22308 | 0.15 | 96.3367
2021-12-22 06:00 | 0.0028965 | 0.19459 | 0.1 | 40.9558
2021-12-22 07:00 | 0.42629 | 0.076222 | 0.08 | 14.1492
2021-12-22 08:00 | 0.9915 | 0.040172 | 0.06 | 18.5925
2021-12-22 09:00 | 1 | 0 | 0.06 | 10.3942
2021-12-22 10:00 | 1 | 0.006137 | 0.05 | 7.3317
2021-12-22 11:00 | 1 | 0 | 0.05 | 5.4292
2021-12-22 12:00 | 1 | 0.009477 | 0 | 0.76083
2021-12-22 13:00 | 1 | 0 | 0.03 | -5.9517
2021-12-22 14:00 | 1 | 0.058625 | 0.05 | -17.9433
2021-12-22 15:00 | 1 | 0.19775 | 0.1 | 7.045
2021-12-22 16:00 | 1 | 0.30323 | 0.12 | 45.5533
2021-12-22 17:00 | 1 | 0.46289 | 0.2 | 59.4233
2021-12-22 18:00 | 0.98658 | 0.59666 | 0.13 | 71.9825
2021-12-22 19:00 | 0.42973 | 0.48019 | 0.12 | 90.0558
2021-12-22 20:00 | 0.0054436 | 0.47569 | 0.12 | 77.9108
2021-12-22 21:00 | 0 | 0.39345 | 0.13 | 70.5425
2021-12-22 22:00 | 0 | 0.52937 | 0.15 | 81.9683
2021-12-22 23:00 | 0 | 0.55133 | 0.14 | 85.1142
2021-12-23 | 0 | 0.39196 | 0.14 | 94.7875
2021-12-23 01:00 | 0 | 0.26394 | 0.14 | 74.5483
2021-12-23 02:00 | 0 | 0.15702 | 0.14 | 59.55
2021-12-23 03:00 | 0 | 0.16116 | 0.14 | 64.9808
2021-12-23 04:00 | 0 | 0.21518 | 0.13 | 58.53
2021-12-23 05:00 | 0 | 0.27215 | 0.08 | 56.0625
2021-12-23 06:00 | 0.0024594 | 0.27741 | 0.04 | 38.5292
2021-12-23 07:00 | 0.41613 | 0.19496 | 0.05 | 11.925
2021-12-23 08:00 | 0.97999 | 0.045352 | 0.05 | 8.5333
2021-12-23 09:00 | 1 | 0.026064 | 0.06 | 2.6842
2021-12-23 10:00 | 1 | 0 | 0.06 | 2.5433
2021-12-23 11:00 | 1 | 0.037463 | 0.05 | -1.8683
2021-12-23 12:00 | 1 | 0.22127 | 0.05 | -4.4525
2021-12-23 13:00 | 1 | 0.34947 | 0.03 | -7.9133
2021-12-23 14:00 | 1 | 0.37015 | 0.03 | 3.6567
2021-12-23 15:00 | 1 | 0.43604 | 0.05 | 2.5133
2021-12-23 16:00 | 1 | 0.45674 | 0.1 | 1.3075
2021-12-23 17:00 | 1 | 0.30636 | 0.1 | 7.4142
2021-12-23 18:00 | 0.98337 | 0.20775 | 0.1 | 68.9567
2021-12-23 19:00 | 0.43274 | 0.28099 | 0.09 | 99.9708
2021-12-23 20:00 | 0.0056533 | 0.45737 | 0.09 | 81.0892
2021-12-23 21:00 | 0 | 0.6108 | 0.08 | 91.8792
2021-12-23 22:00 | 0 | 0.59466 | 0.08 | 111.1433
2021-12-23 23:00 | 0 | 0.50819 | 0.08 | 117.2217
2021-12-24 | 0 | 0.42025 | 0.1 | 80.5325
2021-12-24 01:00 | 0 | 0.45919 | 0.07 | 57.2633
2021-12-24 02:00 | 0 | 0.3489 | 0.08 | 55.6158
2021-12-24 03:00 | 0 | 0.34766 | 0.08 | 54.3767
2021-12-24 04:00 | 0 | 0.33128 | 0.08 | 53.635
2021-12-24 05:00 | 0 | 0.23815 | 0.08 | 61.2092
2021-12-24 06:00 | 0.0041335 | 0.22486 | 0.05 | 57.3675
2021-12-24 07:00 | 0.33917 | 0.19312 | 0 | 11.08
2021-12-24 08:00 | 0.75899 | 0.15421 | 0.05 | -3.4775
2021-12-24 09:00 | 1 | 0.096317 | 0 | -1.1908
2021-12-24 10:00 | 1 | 0.13103 | 0.04 | -4.9692
2021-12-24 11:00 | 1 | 0.10429 | 0.03 | -14.2308
2021-12-24 12:00 | 1 | 0.1231 | 0.03 | -26.6058
2021-12-24 13:00 | 1 | 0.17508 | 0 | -29.5908
2021-12-24 14:00 | 1 | 0.21607 | 0.03 | -47.135
2021-12-24 15:00 | 1 | 0.29142 | 0.05 | -30.8217
2021-12-24 16:00 | 1 | 0.41193 | 0.1 | -2.265
2021-12-24 17:00 | 1 | 0.52847 | 0.08 | 5.4908
2021-12-24 18:00 | 1 | 0.51188 | 0.1 | 54.7975
2021-12-24 19:00 | 0.43001 | 0.37567 | 0.06 | 87.2383
2021-12-24 20:00 | 0.0044041 | 0.26348 | 0.07 | 76.8617
2021-12-24 21:00 | 0 | 0.35586 | 0.08 | 66.6775
2021-12-24 22:00 | 0 | 0.67536 | 0.09 | 76.0575
2021-12-24 23:00 | 0 | 0.54816 | 0.06 | 72.6325
2021-12-25 | 0 | 0.41215 | 0.04 | 59.8183
2021-12-25 01:00 | 0 | 0.14214 | 0.04 | 37.345
2021-12-25 02:00 | 0 | 0.066157 | 0.04 | 36.4842
2021-12-25 03:00 | 0 | 0.082781 | 0 | 37.6442
2021-12-25 04:00 | 0 | 0.089622 | 0.04 | 26.9008
2021-12-25 05:00 | 0 | 0.083349 | 0.04 | 23.0875
2021-12-25 06:00 | 0.00092691 | 0.083248 | 0.04 | 20.375
2021-12-25 07:00 | 0.40645 | 0.19438 | 0.04 | 5.1033
2021-12-25 08:00 | 0.93556 | 0.17219 | 0.04 | 0.57833
2021-12-25 09:00 | 1 | 0.14069 | 0.04 | -6.0417
2021-12-25 10:00 | 1 | 0.12418 | 0.05 | -28.1825
2021-12-25 11:00 | 1 | 0.10445 | 0.05 | -38.2567
2021-12-25 12:00 | 1 | 0.11259 | 0.04 | -44.67
2021-12-25 13:00 | 1 | 0.13247 | 0.04 | -42.8908
2021-12-25 14:00 | 1 | 0.12842 | 0 | -42.5975
2021-12-25 15:00 | 1 | 0.17649 | 0.02 | -41.5
2021-12-25 16:00 | 1 | 0.15745 | 0.02 | -42.1733
2021-12-25 17:00 | 0.92155 | 0.11415 | 0.02 | -39.855
2021-12-25 18:00 | 0.85835 | 0.047376 | 0.02 | -17.05
2021-12-25 19:00 | 0.40126 | 0.003362 | 0.03 | 7.6325
2021-12-25 20:00 | 0.0033438 | 0.003766 | 0.03 | 8.75
2021-12-25 21:00 | 0 | 0.004051 | 0.03 | 6.675
2021-12-25 22:00 | 0 | 0.010528 | 0.03 | 5.6292
2021-12-25 23:00 | 0 | 0.2494 | 0.03 | 15.4558
2021-12-26 | 0 | 0.37056 | 0.02 | 9.2967
2021-12-26 01:00 | 0 | 0.53827 | 0.02 | 4.7683
2021-12-26 02:00 | 0 | 0.72888 | 0.02 | -18.3183
2021-12-26 03:00 | 0 | 0.9025 | 0 | -24.1892
2021-12-26 04:00 | 0 | 0.9509 | 0.02 | -18.0283
2021-12-26 05:00 | 0 | 0.91157 | 0.02 | -29.3875
2021-12-26 06:00 | 0 | 0.90997 | 0.03 | -35.0417
2021-12-26 07:00 | 0.080289 | 0.87167 | 0.04 | -209.4342
2021-12-26 08:00 | 0.23007 | 0.85142 | 0.04 | -48.3608
2021-12-26 09:00 | 0.6179 | 0.88088 | 0.05 | -42.8817
2021-12-26 10:00 | 0.60293 | 0.83506 | 0.05 | -42.505
2021-12-26 11:00 | 0.77052 | 0.77815 | 0.05 | -42.2933
2021-12-26 12:00 | 0.72648 | 0.68536 | 0.04 | -42.6733
2021-12-26 13:00 | 0.66399 | 0.36271 | 0.03 | -43.3183
2021-12-26 14:00 | 0.7657 | 0.81059 | 0 | -44.4225
2021-12-26 15:00 | 0.54884 | 0.44322 | 0.02 | -43.2125
2021-12-26 16:00 | 0.66643 | 0.54163 | 0.02 | -41.7983
2021-12-26 17:00 | 0.62094 | 0.60735 | 0.02 | -42.005
2021-12-26 18:00 | 0.45685 | 0.77117 | 0.03 | -30.5108
2021-12-26 19:00 | 0.1003 | 0.86739 | 0.02 | 3.5742
2021-12-26 20:00 | 0.0032532 | 0.90082 | 0 | 8.5125
2021-12-26 21:00 | 0 | 0.92403 | 0.02 | 6.615
2021-12-26 22:00 | 0 | 0.9048 | 0.02 | 1.01
2021-12-26 23:00 | 0 | 0.85496 | 0.02 | 8.84
2021-12-27 | 0 | 0.7824 | 0.02 | 8.12
2021-12-27 01:00 | 0 | 0.54698 | 0.02 | 8.0808
2021-12-27 02:00 | 0 | 0.49735 | 0.02 | -6.65
2021-12-27 03:00 | 0 | 0.64164 | 0.02 | -18.7725
2021-12-27 04:00 | 0 | 0.6917 | 0.02 | -5.7183
2021-12-27 05:00 | 0 | 0.68977 | 0.02 | -8.15
2021-12-27 06:00 | 0.0024606 | 0.67003 | 0.03 | -41.89
2021-12-27 07:00 | 0.41747 | 0.64177 | 0 | -37.8075
2021-12-27 08:00 | 0.96859 | 0.49506 | 0.03 | -42.83
2021-12-27 09:00 | 1 | 0.32765 | 0.03 | -46.0017
2021-12-27 10:00 | 1 | 0.20811 | 0.04 | -56
2021-12-27 11:00 | 1 | 0.093293 | 0.04 | -67.1208
2021-12-27 12:00 | 1 | 0.0195 | 0.04 | -64.9183
2021-12-27 13:00 | 1 | 0.1321 | 0.02 | -61.9175
2021-12-27 14:00 | 1 | 0.33618 | 0.02 | -47.4367
2021-12-27 15:00 | 1 | 0.33618 | 0.02 | -45.3017
2021-12-27 16:00 | 1 | 0.22832 | 0.02 | -41.0358
2021-12-27 17:00 | 1 | 0.20703 | 0.02 | -38.9242
2021-12-27 18:00 | 0.97135 | 0.24304 | 0.02 | -20.5408
2021-12-27 19:00 | 0.423 | 0.31508 | 0.02 | 8.9367
2021-12-27 20:00 | 0.0055621 | 0.44031 | 0.02 | 8.87
2021-12-27 21:00 | 0 | 0.34627 | 0.02 | 7.3183
2021-12-27 22:00 | 0 | 0.27742 | 0.02 | 1.8967
2021-12-27 23:00 | 0 | 0.35122 | 0.02 | 10.7058
2021-12-28 | 0 | 0.37096 | 0.02 | 9.08
2021-12-28 01:00 | 0 | 0.73157 | 0 | 7.5417
2021-12-28 02:00 | 0 | 0.71114 | 0.02 | 8.0333
2021-12-28 03:00 | 0 | 0.72522 | 0.02 | 8.0283
2021-12-28 04:00 | 0 | 0.63731 | 0.02 | 7.5908
2021-12-28 05:00 | 0 | 0.52621 | 0.02 | 13.8417
2021-12-28 06:00 | 0.00069543 | 0.54213 | 0.02 | -7.83
2021-12-28 07:00 | 0.40307 | 0.6117 | 0.02 | -32.135
2021-12-28 08:00 | 0.99911 | 0.50471 | 0.02 | -42.2858
2021-12-28 09:00 | 1 | 0.33982 | 0.02 | -42.8333
2021-12-28 10:00 | 1 | 0.25004 | 0.02 | -55.4883
2021-12-28 11:00 | 1 | 0.18936 | 0.02 | -43.0017
2021-12-28 12:00 | 1 | 0.16545 | 0.02 | -45.0292
2021-12-28 13:00 | 1 | 0.26346 | 0.02 | -42.925
2021-12-28 14:00 | 1 | 0.36483 | 0.01 | -42.5433
2021-12-28 15:00 | 1 | 0.35589 | 0.02 | -42.25
2021-12-28 16:00 | 1 | 0.33528 | 0.02 | -32.7967
2021-12-28 17:00 | 1 | 0.4638 | 0 | 10.0492
2021-12-28 18:00 | 0.9984 | 0.48097 | 0.03 | 39.2667
2021-12-28 19:00 | 0.43926 | 0.55905 | 0.03 | 64.735
2021-12-28 20:00 | 0.0063475 | 0.52266 | 0.03 | 62.4975
2021-12-28 21:00 | 0 | 0.73904 | 0.03 | 41.3492
2021-12-28 22:00 | 0 | 0.76914 | 0.03 | 39.3525
2021-12-28 23:00 | 0 | 0.68631 | 0.03 | 55.0525
2021-12-29 | 0 | 0.66485 | 0.02 | 52.5442
2021-12-29 01:00 | 0 | 0.22882 | 0.02 | 45.185
2021-12-29 02:00 | 0 | 0.17137 | 0.03 | 28.5258
2021-12-29 03:00 | 0 | 0.088075 | 0.03 | 31.4975
2021-12-29 04:00 | 0 | 0.10092 | 0.03 | 47.8125
2021-12-29 05:00 | 0 | 0.13184 | 0.02 | 54.59
2021-12-29 06:00 | 0 | 0.18839 | 0.02 | 23.8383
2021-12-29 07:00 | 0.19154 | 0.20049 | 0.02 | -1.6025
2021-12-29 08:00 | 0.4978 | 0.10677 | 0.02 | 5.2042
2021-12-29 09:00 | 0.77325 | 0.021215 | 0.02 | -24.7892
2021-12-29 10:00 | 0.73568 | 0.012453 | 0.02 | -22.275
2021-12-29 11:00 | 1 | 0.042784 | 0.04 | -19.2825
2021-12-29 12:00 | 1 | 0.20197 | 0 | 923.9225
2021-12-29 13:00 | 1 | 0.44928 | 0.05 | 23.8008
2021-12-29 14:00 | 0.8375 | 0.55908 | 0.1 | 8.1483
2021-12-29 15:00 | 0.90156 | 0.60525 | 0.08 | 3.7592
2021-12-29 16:00 | 0.79764 | 0.67174 | 0.12 | 35.96
2021-12-29 17:00 | 1 | 0.69323 | 0.14 | 64.7433
2021-12-29 18:00 | 0.72126 | 0.56025 | 0.13 | 75.0325
2021-12-29 19:00 | 0.31783 | 0.38745 | 0.11 | 82.5483
2021-12-29 20:00 | 0.0057895 | 0.76456 | 0.09 | 67.9233
2021-12-29 21:00 | 0 | 0.74813 | 0.09 | 44.02
2021-12-29 22:00 | 0 | 0.67321 | 0.09 | 36.4467
2021-12-29 23:00 | 0 | 0.55535 | 0.1 | 53.6475
2021-12-30 | 0 | 0.31603 | 0.1 | 31.7025
2021-12-30 01:00 | 0 | 0.32088 | 0.1 | 43.4908
2021-12-30 02:00 | 0 | 0.46972 | 0.11 | 48.175
2021-12-30 03:00 | 0 | 0.54334 | 0.12 | 47.9708
2021-12-30 04:00 | 0 | 0.49943 | 0.12 | 49.9683
2021-12-30 05:00 | 0 | 0.53296 | 0.07 | 49.5725
2021-12-30 06:00 | 0 | 0.68559 | 0.1 | 22.685
2021-12-30 07:00 | 0.40236 | 0.60349 | 0.05 | 4.0333
2021-12-30 08:00 | 0.96901 | 0.48051 | 0.05 | -4.6667
2021-12-30 09:00 | 1 | 0.27169 | 0.07 | -20.7275
2021-12-30 10:00 | 1 | 0.21901 | 0.1 | 47.2592
2021-12-30 11:00 | 0.99689 | 0.23738 | 0.11 | 308.5892
2021-12-30 12:00 | 1 | 0.3112 | 0.13 | 294.115
2021-12-30 13:00 | 1 | 0.36037 | 0.15 | 280.4867
2021-12-30 14:00 | 1 | 0.4128 | 0.18 | 372.6858
2021-12-30 15:00 | 1 | 0.48167 | 0.21 | 179.9175
2021-12-30 16:00 | 1 | 0.36453 | 0.26 | 211.0625
2021-12-30 17:00 | 0.77505 | 0.29428 | 0.33 | 111.2542
2021-12-30 18:00 | 0.79707 | 0.20347 | 0.34 | 359.3125
2021-12-30 19:00 | 0.36852 | 0.046227 | 0.29 | 6867.3558
2021-12-30 20:00 | 0.0060588 | 0.032723 | 0.2 | 242.365
2021-12-30 21:00 | 0 | 0.24011 | 0.2 | 94.2958
2021-12-30 22:00 | 0 | 0.52607 | 0.2 | 90.76
2021-12-30 23:00 | 0 | 0.4524 | 0.16 | 73.5508
2021-12-31 | 0 | 0.45493 | 0.14 | 60.0458
2021-12-31 01:00 | 0 | 0.45919 | 0.09 | 57.8292
2021-12-31 02:00 | 0 | 0.3489 | 0.07 | 48.7833
2021-12-31 03:00 | 0 | 0.34766 | 0.07 | 38.595
2021-12-31 04:00 | 0 | 0.33128 | 0.06 | 28.515
2021-12-31 05:00 | 0 | 0.23815 | 0.05 | 13.8375
2021-12-31 06:00 | 0.0041335 | 0.22486 | 0.04 | -2.61
2021-12-31 07:00 | 0.33917 | 0.19312 | 0.01 | -37.2033
2021-12-31 08:00 | 0.75899 | 0.15421 | 0.02 | -37.0333
2021-12-31 09:00 | 1 | 0.096317 | 0.04 | -24.8067
2021-12-31 10:00 | 1 | 0.13103 | 0.08 | -8.8833
2021-12-31 11:00 | 1 | 0.10429 | 0.1 | 35.3308
2021-12-31 12:00 | 1 | 0.1231 | 0.11 | 129.1808
2021-12-31 13:00 | 1 | 0.17508 | 0.15 | 83.8783
2021-12-31 14:00 | 1 | 0.21607 | 0.18 | 205.7817
2021-12-31 15:00 | 1 | 0.29142 | 0.22 | 268.4167
2021-12-31 16:00 | 1 | 0.41193 | 0.27 | 276.9808
2021-12-31 17:00 | 1 | 0.52847 | 0.34 | 215.6658
2021-12-31 18:00 | 1 | 0.51188 | 0.34 | 2276.975
2021-12-31 19:00 | 0.43001 | 0.37567 | 0.28 | 2572.1425
2021-12-31 20:00 | 0.0044041 | 0.26348 | 0.26 | 202.8808
2021-12-31 21:00 | 0 | 0.35586 | 0.25 | 90.68
2021-12-31 22:00 | 0 | 0.67536 | 0.2 | 137.2467
2021-12-31 23:00 | 0 | 0.54816 | 0.26 | 130.9333

## glad2023
dateTime | solar | wind | gridElectricityEmissionsFactor | wholesaleElectricityPrice
2023-01-01 | 0 | 0.72259 | 0.65929 | 120.2609
2023-01-01 01:00 | 0 | 0.62445 | 0.66878 | 111.5442
2023-01-01 02:00 | 0 | 0.54149 | 0.67148 | 96.5808
2023-01-01 03:00 | 0 | 0.45663 | 0.66818 | 87.695
2023-01-01 04:00 | 0 | 0.4219 | 0.69061 | 79.2433
2023-01-01 05:00 | 0 | 0.41556 | 0.69172 | 66.8908
2023-01-01 06:00 | 0.22139 | 0.46172 | 0.58104 | -1.6758
2023-01-01 07:00 | 0.65278 | 0.56227 | 0.47421 | -41.7492
2023-01-01 08:00 | 0.9546 | 0.64988 | 0.40201 | -13.2067
2023-01-01 09:00 | 0.99532 | 0.48546 | 0.36049 | 5.8583
2023-01-01 10:00 | 0.91582 | 0.40442 | 0.34893 | 9.5092
2023-01-01 11:00 | 0.89662 | 0.36528 | 0.34757 | 23.915
2023-01-01 12:00 | 0.91676 | 0.33272 | 0.35827 | 28.1383
2023-01-01 13:00 | 0.91061 | 0.29639 | 0.36331 | 30.965
2023-01-01 14:00 | 0.91077 | 0.28674 | 0.37997 | 39.875
2023-01-01 15:00 | 0.92074 | 0.31113 | 0.41226 | 57.4825
2023-01-01 16:00 | 0.8638 | 0.41466 | 0.46802 | 68.8433
2023-01-01 17:00 | 0.55175 | 0.58328 | 0.53113 | 93.1142
2023-01-01 18:00 | 0.18854 | 0.75067 | 0.61148 | 163.1317
2023-01-01 19:00 | 0.00020372 | 0.83197 | 0.63417 | 162.0217
2023-01-01 20:00 | 0 | 0.86578 | 0.64333 | 112.995
2023-01-01 21:00 | 0 | 0.85174 | 0.65377 | 91.15
2023-01-01 22:00 | 0 | 0.82587 | 0.66842 | 103.6808
2023-01-01 23:00 | 0 | 0.77606 | 0.672 | 97.9967
2023-01-02 | 0 | 0.64259 | 0.67426 | 87.105
2023-01-02 01:00 | 0 | 0.49065 | 0.67964 | 78.8975
2023-01-02 02:00 | 0 | 0.36873 | 0.68267 | 74.2225
2023-01-02 03:00 | 0 | 0.29598 | 0.71254 | 77.2708
2023-01-02 04:00 | 0 | 0.26473 | 0.7087 | 90.8383
2023-01-02 05:00 | 0 | 0.24769 | 0.6987 | 83.0625
2023-01-02 06:00 | 0.24004 | 0.19918 | 0.59771 | 38.5967
2023-01-02 07:00 | 0.6906 | 0.1362 | 0.44787 | 20.915
2023-01-02 08:00 | 0.9811 | 0.11614 | 0.39593 | 19.8525
2023-01-02 09:00 | 1 | 0.068208 | 0.35278 | 17.6058
2023-01-02 10:00 | 0.99769 | 0.048847 | 0.33524 | 11.2417
2023-01-02 11:00 | 0.98251 | 0.052505 | 0.33582 | 11.3425
2023-01-02 12:00 | 0.95957 | 0.091075 | 0.34698 | 30.6533
2023-01-02 13:00 | 0.97355 | 0.12308 | 0.36627 | 25.8
2023-01-02 14:00 | 0.89317 | 0.14371 | 0.36443 | 33.9642
2023-01-02 15:00 | 0.89911 | 0.1475 | 0.4115 | 57.5058
2023-01-02 16:00 | 0.9037 | 0.188 | 0.44527 | 69.0125
2023-01-02 17:00 | 0.54418 | 0.31836 | 0.51818 | 109.6775
2023-01-02 18:00 | 0.16316 | 0.49026 | 0.62291 | 163.3967
2023-01-02 19:00 | 7.3535e-05 | 0.72321 | 0.64145 | 170.7475
2023-01-02 20:00 | 0 | 0.76695 | 0.64887 | 166.595
2023-01-02 21:00 | 0 | 0.72762 | 0.65624 | 123.8933
2023-01-02 22:00 | 0 | 0.62048 | 0.66722 | 128.8933
2023-01-02 23:00 | 0 | 0.53331 | 0.66906 | 102.895
2023-01-03 | 0 | 0.42395 | 0.66688 | 95.5058
2023-01-03 01:00 | 0 | 0.28712 | 0.6657 | 89.755
2023-01-03 02:00 | 0 | 0.15653 | 0.67099 | 76.515
2023-01-03 03:00 | 0 | 0.064909 | 0.69928 | 84.8525
2023-01-03 04:00 | 0 | 0.025466 | 0.70889 | 99.655
2023-01-03 05:00 | 0 | 0.0053715 | 0.69656 | 94.4892
2023-01-03 06:00 | 0.23057 | 0.000457 | 0.57054 | 50.9267
2023-01-03 07:00 | 0.66277 | 0.001383 | 0.44418 | 29.3667
2023-01-03 08:00 | 0.944 | 0.014077 | 0.38364 | 25.1475
2023-01-03 09:00 | 0.98159 | 0.0075595 | 0.33837 | 20.4433
2023-01-03 10:00 | 0.9957 | 0.0053065 | 0.31282 | 17.7017
2023-01-03 11:00 | 0.99854 | 0.0071475 | 0.31346 | 23.8883
2023-01-03 12:00 | 0.99049 | 0.012111 | 0.33398 | 31.4858
2023-01-03 13:00 | 0.93851 | 0.018711 | 0.37112 | 47.6217
2023-01-03 14:00 | 0.82069 | 0.023131 | 0.37309 | 39.6592
2023-01-03 15:00 | 0.84794 | 0.023193 | 0.40235 | 69.5417
2023-01-03 16:00 | 0.67562 | 0.003673 | 0.44781 | 70.77
2023-01-03 17:00 | 0.53228 | 0.005465 | 0.5232 | 95.3192
2023-01-03 18:00 | 0.14706 | 0.12986 | 0.61816 | 177.3383
2023-01-03 19:00 | 0 | 0.43313 | 0.65114 | 146.2183
2023-01-03 20:00 | 0 | 0.48714 | 0.66251 | 130.0108
2023-01-03 21:00 | 0 | 0.46874 | 0.65627 | 91.2808
2023-01-03 22:00 | 0 | 0.42042 | 0.67324 | 112.0917
2023-01-03 23:00 | 0 | 0.3956 | 0.68736 | 100.3625
2023-01-04 | 0 | 0.35231 | 0.68015 | 93.6133
2023-01-04 01:00 | 0 | 0.27089 | 0.68702 | 87.4333
2023-01-04 02:00 | 0 | 0.25855 | 0.69407 | 82.5625
2023-01-04 03:00 | 0 | 0.25558 | 0.69882 | 79.785
2023-01-04 04:00 | 0 | 0.2258 | 0.70675 | 107.4258
2023-01-04 05:00 | 0 | 0.19812 | 0.69913 | 101.8775
2023-01-04 06:00 | 0.19623 | 0.17892 | 0.56563 | 52.5133
2023-01-04 07:00 | 0.61918 | 0.18591 | 0.44763 | 25.7917
2023-01-04 08:00 | 0.94078 | 0.17053 | 0.38918 | 20.9017
2023-01-04 09:00 | 0.98191 | 0.22502 | 0.34479 | 21.1725
2023-01-04 10:00 | 0.98712 | 0.28641 | 0.32616 | 20.6892
2023-01-04 11:00 | 0.98743 | 0.29394 | 0.31979 | 5.4358
2023-01-04 12:00 | 0.92909 | 0.24502 | 0.32193 | 32.5492
2023-01-04 13:00 | 0.81335 | 0.1578 | 0.35225 | 83.5708
2023-01-04 14:00 | 0.82188 | 0.10092 | 0.38299 | 121.1183
2023-01-04 15:00 | 0.82977 | 0.096364 | 0.42803 | 190.5125
2023-01-04 16:00 | 0.54452 | 0.11915 | 0.48912 | 160.575
2023-01-04 17:00 | 0.45955 | 0.16199 | 0.53343 | 138.8675
2023-01-04 18:00 | 0.081448 | 0.16698 | 0.59793 | 168.5475
2023-01-04 19:00 | 0 | 0.063486 | 0.62138 | 170.6942
2023-01-04 20:00 | 0 | 0.015911 | 0.61481 | 151.0775
2023-01-04 21:00 | 0 | 0.086918 | 0.64139 | 150.8025
2023-01-04 22:00 | 0 | 0.037429 | 0.64983 | 133.2592
2023-01-04 23:00 | 0 | 0.006419 | 0.65366 | 109.7808
2023-01-05 | 0 | 0.004248 | 0.66676 | 117.6592
2023-01-05 01:00 | 0 | 0.066141 | 0.66135 | 87.6225
2023-01-05 02:00 | 0 | 0.14511 | 0.67469 | 87.2925
2023-01-05 03:00 | 0 | 0.22538 | 0.67819 | 82.8467
2023-01-05 04:00 | 0 | 0.1984 | 0.67566 | 86.3692
2023-01-05 05:00 | 0 | 0.13058 | 0.6784 | 95.655
2023-01-05 06:00 | 0.029298 | 0.15517 | 0.65043 | 83.6667
2023-01-05 07:00 | 0.10388 | 0.081077 | 0.59075 | 61.6192
2023-01-05 08:00 | 0.1339 | 0.0009595 | 0.54017 | 72.6117
2023-01-05 09:00 | 0.15622 | 0.007765 | 0.5038 | 76.4667
2023-01-05 10:00 | 0.25097 | 0.015834 | 0.47534 | 70.7483
2023-01-05 11:00 | 0.32792 | 0.052746 | 0.46277 | 67.195
2023-01-05 12:00 | 0.28093 | 0.1179 | 0.46223 | 54.3333
2023-01-05 13:00 | 0.22551 | 0.1376 | 0.46874 | 76.7433
2023-01-05 14:00 | 0.17012 | 0.091193 | 0.49413 | 77.6258
2023-01-05 15:00 | 0.14228 | 0.031832 | 0.53055 | 101.5883
2023-01-05 16:00 | 0.064823 | 0.011781 | 0.59238 | 111.2592
2023-01-05 17:00 | 0.063225 | 0.0082625 | 0.61668 | 98.795
2023-01-05 18:00 | 0.015213 | 0.016418 | 0.64307 | 98.4108
2023-01-05 19:00 | 0 | 0.006986 | 0.65171 | 94.5042
2023-01-05 20:00 | 0 | 0.0093465 | 0.65223 | 91.8742
2023-01-05 21:00 | 0 | 0.008648 | 0.66424 | 86.9158
2023-01-05 22:00 | 0 | 0.00147 | 0.67885 | 99.9533
2023-01-05 23:00 | 0 | 0.0011595 | 0.69087 | 93.0308
2023-01-06 | 0 | 0.0025425 | 0.69293 | 81.7983
2023-01-06 01:00 | 0 | 0.00038 | 0.69625 | 73.6808
2023-01-06 02:00 | 0 | 0.0019275 | 0.69931 | 73.0683
2023-01-06 03:00 | 0 | 0.006995 | 0.70187 | 69.8817
2023-01-06 04:00 | 0 | 0.0013685 | 0.70268 | 74.13
2023-01-06 05:00 | 0 | 0.000664 | 0.70057 | 75.935
2023-01-06 06:00 | 0.050032 | 0.0007825 | 0.63377 | 38.9892
2023-01-06 07:00 | 0.1688 | 0.0004155 | 0.5342 | 21.8542
2023-01-06 08:00 | 0.40819 | 0.0021905 | 0.46777 | 22.55
2023-01-06 09:00 | 0.64921 | 0.004138 | 0.41788 | 28.6033
2023-01-06 10:00 | 0.80406 | 0.022798 | 0.38759 | 30.4675
2023-01-06 11:00 | 0.9032 | 0.060959 | 0.37877 | 23.7967
2023-01-06 12:00 | 0.8992 | 0.063011 | 0.37992 | 27.6483
2023-01-06 13:00 | 0.77621 | 0.051236 | 0.39665 | 12.7492
2023-01-06 14:00 | 0.66447 | 0.073745 | 0.41285 | 56.7217
2023-01-06 15:00 | 0.79562 | 0.15707 | 0.44026 | 50.7525
2023-01-06 16:00 | 0.73099 | 0.34289 | 0.49853 | 68.3025
2023-01-06 17:00 | 0.608 | 0.60564 | 0.55656 | 85.815
2023-01-06 18:00 | 0.13429 | 0.70226 | 0.62066 | 125.5867
2023-01-06 19:00 | 0.00022835 | 0.71235 | 0.64121 | 142.965
2023-01-06 20:00 | 0 | 0.77514 | 0.64972 | 127.9167
2023-01-06 21:00 | 0 | 0.78099 | 0.66199 | 105.1808
2023-01-06 22:00 | 0 | 0.79412 | 0.67696 | 113.075
2023-01-06 23:00 | 0 | 0.8271 | 0.6893 | 86.16
2023-01-07 | 0 | 0.83442 | 0.69132 | 87.0342
2023-01-07 01:00 | 0 | 0.79572 | 0.69471 | 74.7675
2023-01-07 02:00 | 0 | 0.71082 | 0.69786 | 73.3933
2023-01-07 03:00 | 0 | 0.65495 | 0.7005 | 66.1292
2023-01-07 04:00 | 0 | 0.65623 | 0.70136 | 73.3267
2023-01-07 05:00 | 0 | 0.62338 | 0.69929 | 71.78
2023-01-07 06:00 | 0.20095 | 0.63762 | 0.63037 | -15.945
2023-01-07 07:00 | 0.63813 | 0.74582 | 0.52822 | -21.9667
2023-01-07 08:00 | 0.97068 | 0.63008 | 0.46174 | -20.8992
2023-01-07 09:00 | 1 | 0.40347 | 0.4114 | -12.4625
2023-01-07 10:00 | 0.99733 | 0.24351 | 0.36298 | -37.04
2023-01-07 11:00 | 0.9781 | 0.16726 | 0.36108 | -40.7683
2023-01-07 12:00 | 0.99821 | 0.1105 | 0.36749 | -37.375
2023-01-07 13:00 | 0.98711 | 0.097357 | 0.38072 | -11.4358
2023-01-07 14:00 | 0.99519 | 0.10938 | 0.40732 | 27.5233
2023-01-07 15:00 | 0.94333 | 0.13953 | 0.43388 | 32.3308
2023-01-07 16:00 | 0.85584 | 0.15369 | 0.47818 | 66.6125
2023-01-07 17:00 | 0.71417 | 0.12263 | 0.54532 | 78.4525
2023-01-07 18:00 | 0.219 | 0.10286 | 0.62064 | 134.6508
2023-01-07 19:00 | 0.00041257 | 0.3307 | 0.64217 | 128.2992
2023-01-07 20:00 | 0 | 0.71531 | 0.64869 | 119.61
2023-01-07 21:00 | 0 | 0.70137 | 0.65909 | 103.5667
2023-01-07 22:00 | 0 | 0.51036 | 0.66765 | 99.9983
2023-01-07 23:00 | 0 | 0.38854 | 0.67258 | 83.0525
2023-01-08 | 0 | 0.31794 | 0.67765 | 74.5783
2023-01-08 01:00 | 0 | 0.2682 | 0.68223 | 53.2308
2023-01-08 02:00 | 0 | 0.23339 | 0.6917 | 82.1933
2023-01-08 03:00 | 0 | 0.19356 | 0.6964 | 82.5508
2023-01-08 04:00 | 0 | 0.16285 | 0.69507 | 87.2733
2023-01-08 05:00 | 0 | 0.14846 | 0.69421 | 84.9208
2023-01-08 06:00 | 0.17161 | 0.12393 | 0.6277 | 17.565
2023-01-08 07:00 | 0.61266 | 0.09464 | 0.4997 | -44.2808
2023-01-08 08:00 | 0.91577 | 0.10575 | 0.43086 | -55.6083
2023-01-08 09:00 | 0.98724 | 0.053397 | 0.38958 | -59.7058
2023-01-08 10:00 | 0.9905 | 0.009953 | 0.35314 | -60.1192
2023-01-08 11:00 | 0.9951 | 0.0026765 | 0.35271 | -53.4808
2023-01-08 12:00 | 0.96938 | 0.0028735 | 0.35949 | -45.6883
2023-01-08 13:00 | 0.90186 | 0.002135 | 0.37306 | -17.9567
2023-01-08 14:00 | 0.95683 | 0.001715 | 0.3997 | 27.2942
2023-01-08 15:00 | 0.95082 | 0.0020125 | 0.42611 | 28.1158
2023-01-08 16:00 | 0.91929 | 0.015743 | 0.47142 | 54.6858
2023-01-08 17:00 | 0.74261 | 0.088629 | 0.54008 | 93.2708
2023-01-08 18:00 | 0.22807 | 0.28704 | 0.61717 | 239.9042
2023-01-08 19:00 | 0.00019318 | 0.53927 | 0.63924 | 224.9583
2023-01-08 20:00 | 0 | 0.54921 | 0.6458 | 135.585
2023-01-08 21:00 | 0 | 0.45822 | 0.65643 | 116.7308
2023-01-08 22:00 | 0 | 0.3744 | 0.66519 | 120.7333
2023-01-08 23:00 | 0 | 0.3269 | 0.67023 | 102.3175
2023-01-09 | 0 | 0.28809 | 0.67532 | 109.4342
2023-01-09 01:00 | 0 | 0.25176 | 0.67999 | 97.755
2023-01-09 02:00 | 0 | 0.17889 | 0.68979 | 111.2292
2023-01-09 03:00 | 0 | 0.11309 | 0.69466 | 125.5517
2023-01-09 04:00 | 0 | 0.078172 | 0.6933 | 116.4592
2023-01-09 05:00 | 0 | 0.048422 | 0.69253 | 118.43
2023-01-09 06:00 | 0.11929 | 0.032054 | 0.62368 | 74.6258
2023-01-09 07:00 | 0.47595 | 0.030027 | 0.49211 | 61.7883
2023-01-09 08:00 | 0.60934 | 0.026673 | 0.42222 | 69.2467
2023-01-09 09:00 | 0.55608 | 0.024561 | 0.38032 | 38.4967
2023-01-09 10:00 | 0.74741 | 0.029948 | 0.36507 | 36.4667
2023-01-09 11:00 | 0.8627 | 0.038013 | 0.35614 | 22.3983
2023-01-09 12:00 | 0.75598 | 0.050851 | 0.35732 | 34.8958
2023-01-09 13:00 | 0.8978 | 0.066031 | 0.37472 | 80.2083
2023-01-09 14:00 | 0.84493 | 0.063095 | 0.39114 | 90.4225
2023-01-09 15:00 | 0.64814 | 0.048312 | 0.42062 | 124.2825
2023-01-09 16:00 | 0.54605 | 0.016768 | 0.48199 | 125.7375
2023-01-09 17:00 | 0.24023 | 0.006313 | 0.54222 | 137.35
2023-01-09 18:00 | 0.03495 | 0.05862 | 0.61027 | 272.0692
2023-01-09 19:00 | 2.692e-05 | 0.13095 | 0.63237 | 169.7233
2023-01-09 20:00 | 0 | 0.075766 | 0.6412 | 133.3517
2023-01-09 21:00 | 0 | 0.093493 | 0.6543 | 115.9742
2023-01-09 22:00 | 0 | 0.11001 | 0.67045 | 113.6883
2023-01-09 23:00 | 0 | 0.12339 | 0.6839 | 112.2583
2023-01-10 | 0 | 0.17267 | 0.68411 | 112.0467
2023-01-10 01:00 | 0 | 0.22809 | 0.68174 | 95.3017
2023-01-10 02:00 | 0 | 0.28558 | 0.68002 | 89.5233
2023-01-10 03:00 | 0 | 0.28182 | 0.68388 | 91.7192
2023-01-10 04:00 | 0 | 0.26372 | 0.688 | 124.3783
2023-01-10 05:00 | 0 | 0.25395 | 0.68118 | 117.2975
2023-01-10 06:00 | 0.063174 | 0.20673 | 0.63992 | 78.8517
2023-01-10 07:00 | 0.24656 | 0.093661 | 0.53403 | 77.01
2023-01-10 08:00 | 0.47147 | 0.013888 | 0.4492 | 86.0225
2023-01-10 09:00 | 0.6686 | 0.013458 | 0.38075 | 39.0292
2023-01-10 10:00 | 0.6341 | 0.018371 | 0.34751 | 27.9992
2023-01-10 11:00 | 0.71465 | 0.013183 | 0.34123 | 45.8308
2023-01-10 12:00 | 0.73173 | 0.010676 | 0.32955 | 34.175
2023-01-10 13:00 | 0.90438 | 0.012356 | 0.3406 | 64.2225
2023-01-10 14:00 | 0.79769 | 0.01313 | 0.36663 | 96.2983
2023-01-10 15:00 | 0.71558 | 0.017514 | 0.39714 | 79.7325
2023-01-10 16:00 | 0.55048 | 0.023135 | 0.46161 | 88.7325
2023-01-10 17:00 | 0.321 | 0.048404 | 0.5264 | 101.105
2023-01-10 18:00 | 0.073746 | 0.17712 | 0.5938 | 208.1808
2023-01-10 19:00 | 0.00018122 | 0.27858 | 0.61212 | 134.3692
2023-01-10 20:00 | 0 | 0.32121 | 0.62415 | 125.265
2023-01-10 21:00 | 0 | 0.45146 | 0.64392 | 99.0275
2023-01-10 22:00 | 0 | 0.52555 | 0.65836 | 99.8758
2023-01-10 23:00 | 0 | 0.498 | 0.66998 | 91.2725
2023-01-11 | 0 | 0.52377 | 0.6605 | 95.305
2023-01-11 01:00 | 0 | 0.50162 | 0.66845 | 93.1925
2023-01-11 02:00 | 0 | 0.37754 | 0.67337 | 85.0933
2023-01-11 03:00 | 0 | 0.33294 | 0.68463 | 91.0925
2023-01-11 04:00 | 0 | 0.34735 | 0.67452 | 103.7192
2023-01-11 05:00 | 0 | 0.42829 | 0.6767 | 117.4725
2023-01-11 06:00 | 0.048004 | 0.49299 | 0.63099 | 90.1025
2023-01-11 07:00 | 0.17295 | 0.53599 | 0.53671 | 77.4725
2023-01-11 08:00 | 0.21855 | 0.63171 | 0.44989 | 74.7925
2023-01-11 09:00 | 0.22975 | 0.58723 | 0.40644 | 89.7417
2023-01-11 10:00 | 0.24286 | 0.45022 | 0.37654 | 63.2767
2023-01-11 11:00 | 0.15625 | 0.35572 | 0.3818 | 66.4483
2023-01-11 12:00 | 0.21393 | 0.30822 | 0.38359 | 83.395
2023-01-11 13:00 | 0.24995 | 0.31971 | 0.40039 | 103.5475
2023-01-11 14:00 | 0.25177 | 0.30216 | 0.41857 | 118.4042
2023-01-11 15:00 | 0.13444 | 0.35712 | 0.44336 | 107.2017
2023-01-11 16:00 | 0.11586 | 0.43328 | 0.50315 | 106.0725
2023-01-11 17:00 | 0.097149 | 0.39118 | 0.5674 | 151.4933
2023-01-11 18:00 | 0.041197 | 0.28763 | 0.61667 | 196.75
2023-01-11 19:00 | 0 | 0.17252 | 0.62733 | 183.1625
2023-01-11 20:00 | 0 | 0.18411 | 0.64174 | 146.6742
2023-01-11 21:00 | 0 | 0.15629 | 0.65992 | 122.9808
2023-01-11 22:00 | 0 | 0.12807 | 0.67156 | 117.7083
2023-01-11 23:00 | 0 | 0.11342 | 0.67972 | 109.9517
2023-01-12 | 0 | 0.12785 | 0.68112 | 127.2392
2023-01-12 01:00 | 0 | 0.16389 | 0.68627 | 116.605
2023-01-12 02:00 | 0 | 0.22973 | 0.68912 | 113.6
2023-01-12 03:00 | 0 | 0.17548 | 0.69132 | 117.6742
2023-01-12 04:00 | 0 | 0.12396 | 0.68816 | 120.7708
2023-01-12 05:00 | 0 | 0.10729 | 0.68567 | 129.7383
2023-01-12 06:00 | 0.037039 | 0.14523 | 0.64469 | 108.7942
2023-01-12 07:00 | 0.12896 | 0.16882 | 0.57205 | 89.59
2023-01-12 08:00 | 0.21857 | 0.19864 | 0.49709 | 95.4367
2023-01-12 09:00 | 0.31663 | 0.26656 | 0.44721 | 93.7225
2023-01-12 10:00 | 0.33736 | 0.25125 | 0.40726 | 72.2392
2023-01-12 11:00 | 0.31891 | 0.18468 | 0.3986 | 54.4592
2023-01-12 12:00 | 0.28049 | 0.12873 | 0.37998 | 65.7908
2023-01-12 13:00 | 0.24298 | 0.087348 | 0.39208 | 79.7958
2023-01-12 14:00 | 0.24554 | 0.075679 | 0.43177 | 120.0217
2023-01-12 15:00 | 0.15469 | 0.081743 | 0.47009 | 115.9525
2023-01-12 16:00 | 0.13471 | 0.095576 | 0.5343 | 162.78
2023-01-12 17:00 | 0.12355 | 0.15879 | 0.57654 | 125.4742
2023-01-12 18:00 | 0.035145 | 0.2827 | 0.62955 | 138.9175
2023-01-12 19:00 | 0.0003958 | 0.48217 | 0.64222 | 165.1942
2023-01-12 20:00 | 0 | 0.52808 | 0.64322 | 129.7633
2023-01-12 21:00 | 0 | 0.28434 | 0.67227 | 124.4933
2023-01-12 22:00 | 0 | 0.19523 | 0.68702 | 114.0217
2023-01-12 23:00 | 0 | 0.22966 | 0.69924 | 105.4542
2023-01-13 | 0 | 0.23483 | 0.70104 | 125.9867
2023-01-13 01:00 | 0 | 0.23427 | 0.70411 | 126.8817
2023-01-13 02:00 | 0 | 0.21164 | 0.70294 | 118.7733
2023-01-13 03:00 | 0 | 0.18215 | 0.70061 | 118.0658
2023-01-13 04:00 | 0 | 0.24958 | 0.6955 | 143.6133
2023-01-13 05:00 | 0 | 0.36314 | 0.69639 | 141.7442
2023-01-13 06:00 | 0.036869 | 0.53055 | 0.61277 | 92.735
2023-01-13 07:00 | 0.11098 | 0.63564 | 0.52914 | 72.3567
2023-01-13 08:00 | 0.11874 | 0.65714 | 0.47612 | 76.4883
2023-01-13 09:00 | 0.19693 | 0.49141 | 0.43336 | 91.3692
2023-01-13 10:00 | 0.29939 | 0.49204 | 0.40652 | 85.5525
2023-01-13 11:00 | 0.1753 | 0.43467 | 0.38236 | 74.41
2023-01-13 12:00 | 0.17739 | 0.3806 | 0.39705 | 98.5775
2023-01-13 13:00 | 0.22189 | 0.27547 | 0.41701 | 116.2792
2023-01-13 14:00 | 0.16006 | 0.27871 | 0.43743 | 169.09
2023-01-13 15:00 | 0.12672 | 0.37189 | 0.487 | 145.1808
2023-01-13 16:00 | 0.089215 | 0.50213 | 0.53828 | 333.9008
2023-01-13 17:00 | 0.060615 | 0.65018 | 0.57875 | 158.7108
2023-01-13 18:00 | 0.033929 | 0.75768 | 0.61165 | 156.2783
2023-01-13 19:00 | 0.00018274 | 0.80213 | 0.62679 | 180.7367
2023-01-13 20:00 | 0 | 0.77267 | 0.63296 | 149.2658
2023-01-13 21:00 | 0 | 0.67343 | 0.66078 | 157.2492
2023-01-13 22:00 | 0 | 0.5997 | 0.66843 | 118.2208
2023-01-13 23:00 | 0 | 0.70369 | 0.67443 | 109.3908
2023-01-14 | 0 | 0.80733 | 0.66461 | 125.3583
2023-01-14 01:00 | 0 | 0.79949 | 0.66326 | 114.1267
2023-01-14 02:00 | 0 | 0.72454 | 0.66847 | 104.1642
2023-01-14 03:00 | 0 | 0.66305 | 0.66242 | 83.7175
2023-01-14 04:00 | 0 | 0.57824 | 0.65877 | 103.135
2023-01-14 05:00 | 0 | 0.47937 | 0.65596 | 105.4192
2023-01-14 06:00 | 0.026762 | 0.57129 | 0.61697 | 74.4075
2023-01-14 07:00 | 0.081909 | 0.74691 | 0.56819 | 68.5258
2023-01-14 08:00 | 0.17192 | 0.85518 | 0.51815 | 85.1717
2023-01-14 09:00 | 0.24437 | 0.85642 | 0.47187 | 79.6992
2023-01-14 10:00 | 0.31202 | 0.79483 | 0.4409 | 70.5133
2023-01-14 11:00 | 0.24543 | 0.81633 | 0.45788 | 84.2167
2023-01-14 12:00 | 0.23146 | 0.74943 | 0.46449 | 75.6767
2023-01-14 13:00 | 0.16292 | 0.64975 | 0.48695 | 82.0092
2023-01-14 14:00 | 0.19507 | 0.70567 | 0.49622 | 78.9733
2023-01-14 15:00 | 0.16187 | 0.74985 | 0.52238 | 82.3858
2023-01-14 16:00 | 0.14153 | 0.77954 | 0.56955 | 80.0142
2023-01-14 17:00 | 0.088212 | 0.78865 | 0.59865 | 103.5067
2023-01-14 18:00 | 0.024878 | 0.8027 | 0.62579 | 190.9183
2023-01-14 19:00 | 9.5794e-05 | 0.7479 | 0.6328 | 170.3542
2023-01-14 20:00 | 0 | 0.60055 | 0.63331 | 139.4708
2023-01-14 21:00 | 0 | 0.6415 | 0.64841 | 95.1375
2023-01-14 22:00 | 0 | 0.6362 | 0.6511 | 93.315
2023-01-14 23:00 | 0 | 0.5789 | 0.64999 | 87.4092
2023-01-15 | 0 | 0.58837 | 0.64224 | 78.9033
2023-01-15 01:00 | 0 | 0.62342 | 0.65184 | 75.1975
2023-01-15 02:00 | 0 | 0.67135 | 0.6618 | 75.1633
2023-01-15 03:00 | 0 | 0.67547 | 0.65832 | 74.715
2023-01-15 04:00 | 0 | 0.69456 | 0.66369 | 74.7308
2023-01-15 05:00 | 0 | 0.73986 | 0.66018 | 74.9842
2023-01-15 06:00 | 0.053879 | 0.78846 | 0.61256 | 31.5
2023-01-15 07:00 | 0.24556 | 0.79362 | 0.51623 | 12.21
2023-01-15 08:00 | 0.24898 | 0.75006 | 0.44386 | -3.5458
2023-01-15 09:00 | 0.43309 | 0.8458 | 0.41903 | 15.5492
2023-01-15 10:00 | 0.37592 | 0.78819 | 0.40751 | -11.5033
2023-01-15 11:00 | 0.29291 | 0.80412 | 0.3862 | -39.6558
2023-01-15 12:00 | 0.21956 | 0.80155 | 0.37485 | 22.0767
2023-01-15 13:00 | 0.24357 | 0.78812 | 0.38008 | 23.925
2023-01-15 14:00 | 0.23795 | 0.791 | 0.39601 | 32.6475
2023-01-15 15:00 | 0.14205 | 0.81657 | 0.46204 | 81.1792
2023-01-15 16:00 | 0.105 | 0.81484 | 0.52805 | 91.1967
2023-01-15 17:00 | 0.056695 | 0.8078 | 0.57232 | 159.3125
2023-01-15 18:00 | 0.013284 | 0.84059 | 0.61292 | 265.2417
2023-01-15 19:00 | 0.00013243 | 0.81817 | 0.63678 | 152.3975
2023-01-15 20:00 | 0 | 0.74947 | 0.649 | 115.6642
2023-01-15 21:00 | 0 | 0.75158 | 0.65804 | 96.8725
2023-01-15 22:00 | 0 | 0.75298 | 0.66279 | 90.1058
2023-01-15 23:00 | 0 | 0.78681 | 0.66358 | 88.94
2023-01-16 | 0 | 0.74854 | 0.67563 | 84.2592
2023-01-16 01:00 | 0 | 0.65796 | 0.67023 | 76.4775
2023-01-16 02:00 | 0 | 0.607 | 0.67088 | 75.2675
2023-01-16 03:00 | 0 | 0.61953 | 0.66017 | 75.8192
2023-01-16 04:00 | 0 | 0.64876 | 0.66056 | 84.0658
2023-01-16 05:00 | 0 | 0.74204 | 0.65854 | 118.5767
2023-01-16 06:00 | 0.051611 | 0.82273 | 0.63488 | 115.845
2023-01-16 07:00 | 0.25392 | 0.89189 | 0.59818 | 107.35
2023-01-16 08:00 | 0.1959 | 0.91273 | 0.53504 | 84.0733
2023-01-16 09:00 | 0.26514 | 0.91229 | 0.50043 | 92.6542
2023-01-16 10:00 | 0.33919 | 0.92106 | 0.46609 | 98.2675
2023-01-16 11:00 | 0.2861 | 0.91458 | 0.45888 | 94.9667
2023-01-16 12:00 | 0.26016 | 0.90553 | 0.44808 | 97.2583
2023-01-16 13:00 | 0.31226 | 0.90564 | 0.47054 | 103.405
2023-01-16 14:00 | 0.22537 | 0.89452 | 0.48138 | 124.1025
2023-01-16 15:00 | 0.13309 | 0.89321 | 0.51071 | 125.9092
2023-01-16 16:00 | 0.085824 | 0.90636 | 0.54257 | 104.9408
2023-01-16 17:00 | 0.026819 | 0.91567 | 0.57429 | 141.9908
2023-01-16 18:00 | 0.0091527 | 0.92904 | 0.59203 | 152.995
2023-01-16 19:00 | 0.00014512 | 0.92888 | 0.60688 | 146.3892
2023-01-16 20:00 | 0 | 0.92838 | 0.62625 | 118.5983
2023-01-16 21:00 | 0 | 0.93 | 0.62806 | 110.6683
2023-01-16 22:00 | 0 | 0.92566 | 0.65085 | 106.9458
2023-01-16 23:00 | 0 | 0.92591 | 0.66348 | 90.7417
2023-01-17 | 0 | 0.9267 | 0.65405 | 94.9867
2023-01-17 01:00 | 0 | 0.91874 | 0.65068 | 82.295
2023-01-17 02:00 | 0 | 0.90895 | 0.64349 | 75.105
2023-01-17 03:00 | 0 | 0.90008 | 0.64461 | 63.39
2023-01-17 04:00 | 0 | 0.89012 | 0.64541 | 70.64
2023-01-17 05:00 | 0 | 0.88326 | 0.64146 | 81.2517
2023-01-17 06:00 | 0.038899 | 0.86738 | 0.58693 | 81.0608
2023-01-17 07:00 | 0.17725 | 0.79778 | 0.51355 | 82.665
2023-01-17 08:00 | 0.35995 | 0.69976 | 0.46765 | 95.9792
2023-01-17 09:00 | 0.47038 | 0.62958 | 0.42945 | 107.7542
2023-01-17 10:00 | 0.51571 | 0.72205 | 0.39272 | 60.2575
2023-01-17 11:00 | 0.41766 | 0.85849 | 0.38716 | 68.3267
2023-01-17 12:00 | 0.31701 | 0.83888 | 0.38547 | 68.6758
2023-01-17 13:00 | 0.2965 | 0.79858 | 0.40906 | 87.1958
2023-01-17 14:00 | 0.25257 | 0.59891 | 0.43023 | 93.2667
2023-01-17 15:00 | 0.19292 | 0.49676 | 0.44659 | 72.2967
2023-01-17 16:00 | 0.15546 | 0.57626 | 0.48659 | 86.92
2023-01-17 17:00 | 0.12837 | 0.60972 | 0.53307 | 104.2225
2023-01-17 18:00 | 0.043593 | 0.69798 | 0.5868 | 147.35
2023-01-17 19:00 | 9.4904e-05 | 0.79144 | 0.61411 | 141.9983
2023-01-17 20:00 | 0 | 0.84685 | 0.61928 | 156.0933
2023-01-17 21:00 | 0 | 0.87242 | 0.62219 | 131.8175
2023-01-17 22:00 | 0 | 0.86541 | 0.64107 | 123.5517
2023-01-17 23:00 | 0 | 0.84856 | 0.64659 | 109.1858
2023-01-18 | 0 | 0.83269 | 0.65109 | 102.4108
2023-01-18 01:00 | 0 | 0.80379 | 0.65174 | 107.6992
2023-01-18 02:00 | 0 | 0.7295 | 0.65205 | 107.5342
2023-01-18 03:00 | 0 | 0.66917 | 0.65508 | 102.6858
2023-01-18 04:00 | 0 | 0.64921 | 0.65851 | 114.7483
2023-01-18 05:00 | 0 | 0.68454 | 0.65464 | 120.5367
2023-01-18 06:00 | 0.13027 | 0.70126 | 0.58537 | 95.3542
2023-01-18 07:00 | 0.50669 | 0.67837 | 0.50637 | 78.4775
2023-01-18 08:00 | 0.71143 | 0.62285 | 0.46193 | 78.4033
2023-01-18 09:00 | 0.92166 | 0.53 | 0.39517 | 26.6808
2023-01-18 10:00 | 0.82097 | 0.41901 | 0.36437 | 25.3717
2023-01-18 11:00 | 0.86907 | 0.41838 | 0.34191 | 19.9983
2023-01-18 12:00 | 0.83359 | 0.40389 | 0.36056 | 33.9075
2023-01-18 13:00 | 0.83262 | 0.37161 | 0.35298 | 24.2533
2023-01-18 14:00 | 0.66592 | 0.39548 | 0.36561 | 27.9558
2023-01-18 15:00 | 0.58004 | 0.40856 | 0.38318 | -20.1858
2023-01-18 16:00 | 0.65445 | 0.44361 | 0.45799 | -48.45
2023-01-18 17:00 | 0.70009 | 0.47163 | 0.51156 | 33.9875
2023-01-18 18:00 | 0.20888 | 0.46097 | 0.61692 | 63.9883
2023-01-18 19:00 | 0.00056058 | 0.51038 | 0.63734 | 81.6825
2023-01-18 20:00 | 0 | 0.48009 | 0.63738 | 114.5033
2023-01-18 21:00 | 0 | 0.48421 | 0.63628 | 88.9717
2023-01-18 22:00 | 0 | 0.45078 | 0.64068 | 85.2192
2023-01-18 23:00 | 0 | 0.46394 | 0.66045 | 87.4008
2023-01-19 | 0 | 0.42424 | 0.66165 | 92.57
2023-01-19 01:00 | 0 | 0.33254 | 0.65698 | 80.8767
2023-01-19 02:00 | 0 | 0.31032 | 0.66432 | 77.265
2023-01-19 03:00 | 0 | 0.33073 | 0.66409 | 80.0508
2023-01-19 04:00 | 0 | 0.35016 | 0.66922 | 80.4742
2023-01-19 05:00 | 0 | 0.31583 | 0.6702 | 91.1608
2023-01-19 06:00 | 0.20243 | 0.3039 | 0.58291 | 60.18
2023-01-19 07:00 | 0.6781 | 0.18749 | 0.4514 | 14.51
2023-01-19 08:00 | 0.98705 | 0.1979 | 0.38379 | -31.07
2023-01-19 09:00 | 1 | 0.18261 | 0.33327 | 3.195
2023-01-19 10:00 | 0.99655 | 0.093934 | 0.3158 | 18.1142
2023-01-19 11:00 | 0.99566 | 0.051104 | 0.31794 | 26.5533
2023-01-19 12:00 | 0.99874 | 0.062999 | 0.33018 | 32.7575
2023-01-19 13:00 | 1 | 0.11632 | 0.34382 | 70.3008
2023-01-19 14:00 | 0.9833 | 0.13203 | 0.35126 | 35.55
2023-01-19 15:00 | 0.96571 | 0.08796 | 0.3848 | 67.3342
2023-01-19 16:00 | 0.93469 | 0.07361 | 0.45011 | 66.7042
2023-01-19 17:00 | 0.81228 | 0.14959 | 0.52766 | 71.635
2023-01-19 18:00 | 0.24478 | 0.45244 | 0.61183 | 135.9783
2023-01-19 19:00 | 0.00071146 | 0.63669 | 0.62919 | 117.9992
2023-01-19 20:00 | 0 | 0.46727 | 0.62867 | 99.4517
2023-01-19 21:00 | 0 | 0.3231 | 0.6274 | 88.0167
2023-01-19 22:00 | 0 | 0.26016 | 0.64197 | 85.5583
2023-01-19 23:00 | 0 | 0.2406 | 0.65887 | 74.8025
2023-01-20 | 0 | 0.19178 | 0.66224 | 75.8133
2023-01-20 01:00 | 0 | 0.11011 | 0.67957 | 64.9783
2023-01-20 02:00 | 0 | 0.058683 | 0.67303 | 48.8533
2023-01-20 03:00 | 0 | 0.055911 | 0.67557 | 55.1358
2023-01-20 04:00 | 0 | 0.085852 | 0.68573 | 72.1108
2023-01-20 05:00 | 0 | 0.098027 | 0.69191 | 84.4158
2023-01-20 06:00 | 0.16281 | 0.089764 | 0.63836 | 71.8042
2023-01-20 07:00 | 0.6404 | 0.066353 | 0.53778 | 53.3333
2023-01-20 08:00 | 0.93211 | 0.050665 | 0.46861 | 53.3083
2023-01-20 09:00 | 0.97518 | 0.081543 | 0.41958 | 45.6625
2023-01-20 10:00 | 0.98248 | 0.10125 | 0.39792 | 33.4017
2023-01-20 11:00 | 0.95521 | 0.094471 | 0.38391 | 47.7142
2023-01-20 12:00 | 0.91022 | 0.081585 | 0.35853 | 24.5175
2023-01-20 13:00 | 0.87865 | 0.070364 | 0.36555 | 30.3417
2023-01-20 14:00 | 0.8899 | 0.072803 | 0.37625 | 39.145
2023-01-20 15:00 | 0.91775 | 0.10988 | 0.40701 | 58.3508
2023-01-20 16:00 | 0.77749 | 0.18496 | 0.47882 | 38.4883
2023-01-20 17:00 | 0.56624 | 0.3725 | 0.54741 | 57.5742
2023-01-20 18:00 | 0.16879 | 0.42077 | 0.61982 | 90.8292
2023-01-20 19:00 | 0.00039543 | 0.46839 | 0.63933 | 97.985
2023-01-20 20:00 | 0 | 0.62191 | 0.63455 | 89.31
2023-01-20 21:00 | 0 | 0.69325 | 0.6334 | 84.635
2023-01-20 22:00 | 0 | 0.72067 | 0.6511 | 85.3908
2023-01-20 23:00 | 0 | 0.71206 | 0.65489 | 83.495
2023-01-21 | 0 | 0.63757 | 0.65249 | 81.7192
2023-01-21 01:00 | 0 | 0.52652 | 0.65979 | 80.9767
2023-01-21 02:00 | 0 | 0.44384 | 0.66273 | 76.4825
2023-01-21 03:00 | 0 | 0.46376 | 0.66235 | 72.2317
2023-01-21 04:00 | 0 | 0.53527 | 0.65825 | 76.1783
2023-01-21 05:00 | 0 | 0.54617 | 0.65399 | 81.6583
2023-01-21 06:00 | 0.18324 | 0.49759 | 0.55317 | 32.335
2023-01-21 07:00 | 0.65807 | 0.37557 | 0.42695 | -18.8108
2023-01-21 08:00 | 0.9686 | 0.3675 | 0.3675 | -38.795
2023-01-21 09:00 | 0.97935 | 0.25017 | 0.32523 | -35.1333
2023-01-21 10:00 | 0.96997 | 0.14759 | 0.31126 | -7.8092
2023-01-21 11:00 | 0.97457 | 0.087544 | 0.31286 | 18.4133
2023-01-21 12:00 | 0.98768 | 0.066697 | 0.32183 | -18.1383
2023-01-21 13:00 | 0.93178 | 0.060436 | 0.33078 | 22.6458
2023-01-21 14:00 | 0.80652 | 0.066761 | 0.35032 | 25.3458
2023-01-21 15:00 | 0.74161 | 0.10987 | 0.37591 | 35.3133
2023-01-21 16:00 | 0.83491 | 0.21646 | 0.43416 | 71.0383
2023-01-21 17:00 | 0.70269 | 0.41646 | 0.52438 | 90.1733
2023-01-21 18:00 | 0.20318 | 0.57247 | 0.61111 | 113.8892
2023-01-21 19:00 | 0.00050956 | 0.58022 | 0.63302 | 112.1633
2023-01-21 20:00 | 0 | 0.48459 | 0.64221 | 107.8483
2023-01-21 21:00 | 0 | 0.48543 | 0.6514 | 102.3683
2023-01-21 22:00 | 0 | 0.44851 | 0.65284 | 100.91
2023-01-21 23:00 | 0 | 0.38074 | 0.64614 | 96.5392
2023-01-22 | 0 | 0.31563 | 0.63872 | 83.7217
2023-01-22 01:00 | 0 | 0.30067 | 0.63865 | 77.2575
2023-01-22 02:00 | 0 | 0.32867 | 0.65313 | 68.5417
2023-01-22 03:00 | 0 | 0.34868 | 0.66971 | 63.5792
2023-01-22 04:00 | 0 | 0.29333 | 0.66871 | 68.7867
2023-01-22 05:00 | 0 | 0.21951 | 0.67615 | 70.26
2023-01-22 06:00 | 0.16125 | 0.15822 | 0.60407 | 44.1975
2023-01-22 07:00 | 0.64906 | 0.07168 | 0.45533 | 1.9392
2023-01-22 08:00 | 0.95453 | 0.054267 | 0.3819 | -7.1108
2023-01-22 09:00 | 0.99215 | 0.054861 | 0.34897 | 19.4017
2023-01-22 10:00 | 0.99013 | 0.031294 | 0.3394 | 18.5283
2023-01-22 11:00 | 0.98219 | 0.007736 | 0.35455 | 38.6392
2023-01-22 12:00 | 0.95271 | 0.002883 | 0.36733 | 43.0383
2023-01-22 13:00 | 0.92691 | 0.003892 | 0.38941 | 58.4383
2023-01-22 14:00 | 0.91468 | 0.016193 | 0.40934 | 73.0608
2023-01-22 15:00 | 0.77475 | 0.034027 | 0.44242 | 74.45
2023-01-22 16:00 | 0.64961 | 0.06783 | 0.46951 | 51.1242
2023-01-22 17:00 | 0.626 | 0.12706 | 0.54443 | 90.0825
2023-01-22 18:00 | 0.22396 | 0.36147 | 0.62436 | 138.6025
2023-01-22 19:00 | 0.0005983 | 0.55417 | 0.64168 | 161.2133
2023-01-22 20:00 | 0 | 0.45538 | 0.65162 | 135.5283
2023-01-22 21:00 | 0 | 0.40969 | 0.64948 | 121.0575
2023-01-22 22:00 | 0 | 0.37295 | 0.6505 | 101.5017
2023-01-22 23:00 | 0 | 0.33327 | 0.65222 | 88.81
2023-01-23 | 0 | 0.23152 | 0.66614 | 91.4117
2023-01-23 01:00 | 0 | 0.19228 | 0.66976 | 96.7642
2023-01-23 02:00 | 0 | 0.17815 | 0.68381 | 93.1233
2023-01-23 03:00 | 0 | 0.15576 | 0.67848 | 93.4608
2023-01-23 04:00 | 0 | 0.14417 | 0.67515 | 103.8425
2023-01-23 05:00 | 0 | 0.1371 | 0.67731 | 116.0267
2023-01-23 06:00 | 0.14132 | 0.12411 | 0.62736 | 85.5167
2023-01-23 07:00 | 0.64089 | 0.065627 | 0.48377 | 56.035
2023-01-23 08:00 | 0.95478 | 0.052387 | 0.41507 | 37.6442
2023-01-23 09:00 | 0.9944 | 0.032771 | 0.38118 | 56.4992
2023-01-23 10:00 | 0.99884 | 0.018806 | 0.36993 | 66.6492
2023-01-23 11:00 | 0.93074 | 0.017301 | 0.37329 | 70.3017
2023-01-23 12:00 | 0.84186 | 0.01982 | 0.36351 | 61.1325
2023-01-23 13:00 | 0.79985 | 0.037248 | 0.36256 | 49.02
2023-01-23 14:00 | 0.90218 | 0.062322 | 0.3776 | 69.9817
2023-01-23 15:00 | 0.98408 | 0.07348 | 0.40104 | 87.2317
2023-01-23 16:00 | 0.86011 | 0.12523 | 0.45008 | 128.6825
2023-01-23 17:00 | 0.62464 | 0.24802 | 0.52366 | 121.8317
2023-01-23 18:00 | 0.18458 | 0.46615 | 0.59976 | 223.5367
2023-01-23 19:00 | 0.00032893 | 0.56257 | 0.62421 | 200.7008
2023-01-23 20:00 | 0 | 0.31196 | 0.64956 | 168.1258
2023-01-23 21:00 | 0 | 0.22424 | 0.66576 | 153.7083
2023-01-23 22:00 | 0 | 0.15552 | 0.67881 | 152.07
2023-01-23 23:00 | 0 | 0.11362 | 0.6787 | 120.98
2023-01-24 | 0 | 0.11706 | 0.67674 | 125.0542
2023-01-24 01:00 | 0 | 0.1314 | 0.68433 | 106.1025
2023-01-24 02:00 | 0 | 0.11104 | 0.69078 | 93.1708
2023-01-24 03:00 | 0 | 0.096196 | 0.69333 | 87.0158
2023-01-24 04:00 | 0 | 0.10458 | 0.69033 | 105.3908
2023-01-24 05:00 | 0 | 0.10299 | 0.68229 | 112.925
2023-01-24 06:00 | 0.13151 | 0.067716 | 0.61961 | 107.5433
2023-01-24 07:00 | 0.62501 | 0.021961 | 0.52693 | 83.1942
2023-01-24 08:00 | 0.90204 | 0.026573 | 0.47828 | 84.2675
2023-01-24 09:00 | 0.97098 | 0.013222 | 0.45146 | 81.4225
2023-01-24 10:00 | 0.98237 | 0.004232 | 0.41629 | 76.4733
2023-01-24 11:00 | 0.98014 | 0.009219 | 0.39988 | 67.1467
2023-01-24 12:00 | 0.98948 | 0.032341 | 0.3795 | 73.3967
2023-01-24 13:00 | 0.98103 | 0.06697 | 0.39538 | 90.0375
2023-01-24 14:00 | 0.96001 | 0.10149 | 0.41833 | 101.7858
2023-01-24 15:00 | 0.89432 | 0.16089 | 0.44769 | 162.8408
2023-01-24 16:00 | 0.93273 | 0.28166 | 0.50836 | 144.0217
2023-01-24 17:00 | 0.81757 | 0.41407 | 0.56422 | 148.8558
2023-01-24 18:00 | 0.24663 | 0.51032 | 0.61247 | 156.6358
2023-01-24 19:00 | 0.0006382 | 0.53789 | 0.62998 | 167.5508
2023-01-24 20:00 | 0 | 0.37563 | 0.65046 | 155.5717
2023-01-24 21:00 | 0 | 0.28178 | 0.65668 | 125.3325
2023-01-24 22:00 | 0 | 0.18529 | 0.66399 | 122.7817
2023-01-24 23:00 | 0 | 0.15276 | 0.67803 | 120.0667
2023-01-25 | 0 | 0.11857 | 0.67496 | 129.0333
2023-01-25 01:00 | 0 | 0.077594 | 0.67944 | 111.1292
2023-01-25 02:00 | 0 | 0.05594 | 0.69205 | 102.9767
2023-01-25 03:00 | 0 | 0.037679 | 0.70025 | 113.03
2023-01-25 04:00 | 0 | 0.014648 | 0.69795 | 115.1617
2023-01-25 05:00 | 0 | 0.005323 | 0.70207 | 129.7133
2023-01-25 06:00 | 0.10845 | 0.0007585 | 0.62927 | 88.795
2023-01-25 07:00 | 0.62343 | 0.000858 | 0.49616 | 61.1442
2023-01-25 08:00 | 0.91518 | 0.001623 | 0.43513 | 67.1342
2023-01-25 09:00 | 0.95976 | 0.001516 | 0.40818 | 63.5175
2023-01-25 10:00 | 0.99613 | 0.001294 | 0.37636 | 57.66
2023-01-25 11:00 | 1 | 0.001626 | 0.37546 | 62.4867
2023-01-25 12:00 | 0.99745 | 0.001942 | 0.39449 | 88.2667
2023-01-25 13:00 | 0.99557 | 0.003413 | 0.39915 | 90.82
2023-01-25 14:00 | 0.98894 | 0.0094025 | 0.41288 | 94.71
2023-01-25 15:00 | 0.9511 | 0.030516 | 0.4196 | 107.4325
2023-01-25 16:00 | 0.92446 | 0.11648 | 0.47062 | 179.3158
2023-01-25 17:00 | 0.7385 | 0.35285 | 0.5307 | 151.5058
2023-01-25 18:00 | 0.23328 | 0.57417 | 0.59975 | 292.0633
2023-01-25 19:00 | 9.9588e-05 | 0.64985 | 0.62904 | 215.8075
2023-01-25 20:00 | 0 | 0.53172 | 0.63562 | 172.4725
2023-01-25 21:00 | 0 | 0.41407 | 0.64707 | 121.3575
2023-01-25 22:00 | 0 | 0.31075 | 0.6647 | 125.4675
2023-01-25 23:00 | 0 | 0.21935 | 0.68912 | 126.4542
2023-01-26 | 0 | 0.16579 | 0.68651 | 119.0842
2023-01-26 01:00 | 0 | 0.12625 | 0.68789 | 106.3342
2023-01-26 02:00 | 0 | 0.1041 | 0.68723 | 96.4492
2023-01-26 03:00 | 0 | 0.06441 | 0.6888 | 95.4367
2023-01-26 04:00 | 0 | 0.044496 | 0.68936 | 96.9625
2023-01-26 05:00 | 0 | 0.043159 | 0.68943 | 100.79
2023-01-26 06:00 | 0.09275 | 0.05219 | 0.61801 | 61.8217
2023-01-26 07:00 | 0.58734 | 0.046616 | 0.4865 | 46.5217
2023-01-26 08:00 | 0.88417 | 0.041875 | 0.4291 | 40.1133
2023-01-26 09:00 | 0.95398 | 0.027475 | 0.37859 | 49.4833
2023-01-26 10:00 | 0.99505 | 0.036335 | 0.35076 | 50.1167
2023-01-26 11:00 | 1 | 0.058871 | 0.3538 | 72.395
2023-01-26 12:00 | 1 | 0.10217 | 0.36969 | 68.6258
2023-01-26 13:00 | 1 | 0.15429 | 0.38556 | 112.3517
2023-01-26 14:00 | 1 | 0.1899 | 0.40143 | 113.6558
2023-01-26 15:00 | 0.99724 | 0.21796 | 0.41744 | 122.9542
2023-01-26 16:00 | 0.95379 | 0.28591 | 0.4809 | 174.1892
2023-01-26 17:00 | 0.79619 | 0.43028 | 0.5323 | 1455.9925
2023-01-26 18:00 | 0.24177 | 0.5204 | 0.57836 | 406.1775
2023-01-26 19:00 | 0.00013085 | 0.51091 | 0.61172 | 331.3758
2023-01-26 20:00 | 0 | 0.41433 | 0.6337 | 191.1475
2023-01-26 21:00 | 0 | 0.37105 | 0.65883 | 122.5792
2023-01-26 22:00 | 0 | 0.3159 | 0.67304 | 123.4183
2023-01-26 23:00 | 0 | 0.23137 | 0.69309 | 100.1033
2023-01-27 | 0 | 0.14713 | 0.69609 | 106.0592
2023-01-27 01:00 | 0 | 0.084865 | 0.69533 | 102.4733
2023-01-27 02:00 | 0 | 0.064533 | 0.69736 | 90.0883
2023-01-27 03:00 | 0 | 0.073537 | 0.69812 | 91.545
2023-01-27 04:00 | 0 | 0.063812 | 0.70223 | 99.7458
2023-01-27 05:00 | 0 | 0.036452 | 0.70279 | 112.9308
2023-01-27 06:00 | 0.074044 | 0.047363 | 0.67688 | 101.1
2023-01-27 07:00 | 0.32304 | 0.081892 | 0.61118 | 136.1208
2023-01-27 08:00 | 0.52656 | 0.14787 | 0.53967 | 111.535
2023-01-27 09:00 | 0.54838 | 0.094419 | 0.49334 | 116.2383
2023-01-27 10:00 | 0.65076 | 0.057426 | 0.47997 | 81.2933
2023-01-27 11:00 | 0.55529 | 0.066231 | 0.4381 | 68.2567
2023-01-27 12:00 | 0.4343 | 0.13333 | 0.42568 | 87.9067
2023-01-27 13:00 | 0.57667 | 0.22954 | 0.4361 | 104.1792
2023-01-27 14:00 | 0.35489 | 0.19539 | 0.47044 | 111.3108
2023-01-27 15:00 | 0.1553 | 0.16874 | 0.48909 | 111.1508
2023-01-27 16:00 | 0.1799 | 0.26626 | 0.53742 | 121.8992
2023-01-27 17:00 | 0.068474 | 0.44684 | 0.55782 | 150.2492
2023-01-27 18:00 | 0.023834 | 0.49646 | 0.61411 | 220.7133
2023-01-27 19:00 | 7.338e-05 | 0.5308 | 0.63733 | 215.9842
2023-01-27 20:00 | 0 | 0.5141 | 0.63794 | 151.7617
2023-01-27 21:00 | 0 | 0.54738 | 0.64305 | 128.1133
2023-01-27 22:00 | 0 | 0.44219 | 0.66102 | 116.9875
2023-01-27 23:00 | 0 | 0.36466 | 0.67225 | 106.9242
2023-01-28 | 0 | 0.28999 | 0.68397 | 115.5267
2023-01-28 01:00 | 0 | 0.26214 | 0.69556 | 112.9617
2023-01-28 02:00 | 0 | 0.27814 | 0.70241 | 111.5758
2023-01-28 03:00 | 0 | 0.27886 | 0.69924 | 110.0133
2023-01-28 04:00 | 0 | 0.30233 | 0.6806 | 105.9058
2023-01-28 05:00 | 0 | 0.28892 | 0.68849 | 99.515
2023-01-28 06:00 | 0.057659 | 0.26927 | 0.61995 | 69.725
2023-01-28 07:00 | 0.50224 | 0.24594 | 0.52344 | 68.44
2023-01-28 08:00 | 0.88389 | 0.28817 | 0.45718 | 44.3392
2023-01-28 09:00 | 0.98852 | 0.29725 | 0.40135 | 56.5117
2023-01-28 10:00 | 0.98503 | 0.31141 | 0.37622 | 55.2417
2023-01-28 11:00 | 0.85733 | 0.27801 | 0.37165 | 53.8925
2023-01-28 12:00 | 0.8795 | 0.22867 | 0.38873 | 97.7392
2023-01-28 13:00 | 0.87483 | 0.226 | 0.4102 | 116.4375
2023-01-28 14:00 | 0.99029 | 0.20861 | 0.44712 | 128.7208
2023-01-28 15:00 | 0.98705 | 0.25798 | 0.4556 | 120.0533
2023-01-28 16:00 | 0.95099 | 0.29129 | 0.4574 | 117.67
2023-01-28 17:00 | 0.71808 | 0.3239 | 0.5125 | 170.915
2023-01-28 18:00 | 0.21969 | 0.39867 | 0.59643 | 167.1592
2023-01-28 19:00 | 9.6311e-05 | 0.52128 | 0.62389 | 135.0375
2023-01-28 20:00 | 0 | 0.56512 | 0.62193 | 141.1775
2023-01-28 21:00 | 0 | 0.47265 | 0.62574 | 154.8367
2023-01-28 22:00 | 0 | 0.41423 | 0.64664 | 150.2892
2023-01-28 23:00 | 0 | 0.36909 | 0.66637 | 127.4483
2023-01-29 | 0 | 0.32193 | 0.67551 | 131.7308
2023-01-29 01:00 | 0 | 0.2197 | 0.68419 | 120.5267
2023-01-29 02:00 | 0 | 0.125 | 0.69303 | 137.795
2023-01-29 03:00 | 0 | 0.054476 | 0.69092 | 144.9608
2023-01-29 04:00 | 0 | 0.025813 | 0.68986 | 140.6775
2023-01-29 05:00 | 0 | 0.021487 | 0.69659 | 129.915
2023-01-29 06:00 | 0.062359 | 0.023804 | 0.62733 | 95.515
2023-01-29 07:00 | 0.607 | 0.027253 | 0.49551 | 34.2275
2023-01-29 08:00 | 0.90791 | 0.066352 | 0.44508 | 55.4742
2023-01-29 09:00 | 0.95652 | 0.09192 | 0.39271 | 51.6258
2023-01-29 10:00 | 0.9855 | 0.079601 | 0.35505 | 28.3667
2023-01-29 11:00 | 0.96078 | 0.083147 | 0.34671 | 30.43
2023-01-29 12:00 | 0.96766 | 0.099676 | 0.35017 | 45.59
2023-01-29 13:00 | 0.9762 | 0.1079 | 0.3622 | 64.0108
2023-01-29 14:00 | 0.99486 | 0.11303 | 0.38341 | 79.555
2023-01-29 15:00 | 0.97585 | 0.1415 | 0.40501 | 133.6842
2023-01-29 16:00 | 0.9453 | 0.22581 | 0.44804 | 31.1083
2023-01-29 17:00 | 0.64577 | 0.43413 | 0.52452 | 80.3892
2023-01-29 18:00 | 0.22262 | 0.68226 | 0.60042 | 406.4208
2023-01-29 19:00 | 0 | 0.79614 | 0.61708 | 172.3017
2023-01-29 20:00 | 0 | 0.70758 | 0.62715 | 156.1333
2023-01-29 21:00 | 0 | 0.46377 | 0.6493 | 144.1925
2023-01-29 22:00 | 0 | 0.36465 | 0.6575 | 125.145
2023-01-29 23:00 | 0 | 0.3164 | 0.6692 | 116.57
2023-01-30 | 0 | 0.25432 | 0.67424 | 111.9467
2023-01-30 01:00 | 0 | 0.16335 | 0.67935 | 97.7667
2023-01-30 02:00 | 0 | 0.08802 | 0.68514 | 93.6967
2023-01-30 03:00 | 0 | 0.043395 | 0.68992 | 93.0908
2023-01-30 04:00 | 0 | 0.034063 | 0.6869 | 112.0458
2023-01-30 05:00 | 0 | 0.044028 | 0.68448 | 152.1108
2023-01-30 06:00 | 0.06163 | 0.03177 | 0.6289 | 158.3667
2023-01-30 07:00 | 0.62225 | 0.011593 | 0.52438 | 115.2133
2023-01-30 08:00 | 0.92039 | 0.011151 | 0.45585 | 89.0492
2023-01-30 09:00 | 0.97283 | 0.016293 | 0.4116 | 92.1692
2023-01-30 10:00 | 0.99493 | 0.020459 | 0.3868 | 72.3483
2023-01-30 11:00 | 0.99523 | 0.022385 | 0.37849 | 85.1892
2023-01-30 12:00 | 0.97477 | 0.01292 | 0.39534 | 104.86
2023-01-30 13:00 | 0.96689 | 0.0031345 | 0.39076 | 99.3567
2023-01-30 14:00 | 0.95237 | 0.006213 | 0.39471 | 104.1642
2023-01-30 15:00 | 0.95901 | 0.032093 | 0.42578 | 101.45
2023-01-30 16:00 | 0.91174 | 0.12746 | 0.48919 | 100.06
2023-01-30 17:00 | 0.51996 | 0.34647 | 0.54835 | 154.48
2023-01-30 18:00 | 0.18712 | 0.61352 | 0.60124 | 383.9592
2023-01-30 19:00 | 0 | 0.73833 | 0.62283 | 193.9142
2023-01-30 20:00 | 0 | 0.63481 | 0.63389 | 181.4058
2023-01-30 21:00 | 0 | 0.47145 | 0.64279 | 154.2592
2023-01-30 22:00 | 0 | 0.44072 | 0.66007 | 147.4233
2023-01-30 23:00 | 0 | 0.41404 | 0.68107 | 131.4767
2023-01-31 | 0 | 0.42368 | 0.68806 | 126.3383
2023-01-31 01:00 | 0 | 0.45021 | 0.6868 | 120.9575
2023-01-31 02:00 | 0 | 0.42705 | 0.68769 | 121.6133
2023-01-31 03:00 | 0 | 0.37098 | 0.69014 | 120.7775
2023-01-31 04:00 | 0 | 0.35708 | 0.69399 | 124.6217
2023-01-31 05:00 | 0 | 0.3621 | 0.69597 | 151.49
2023-01-31 06:00 | 0.035196 | 0.34236 | 0.66694 | 145.9767
2023-01-31 07:00 | 0.352 | 0.23558 | 0.59326 | 112.1583
2023-01-31 08:00 | 0.56256 | 0.33618 | 0.50338 | 96.0775
2023-01-31 09:00 | 0.7397 | 0.29828 | 0.44048 | 94.9442
2023-01-31 10:00 | 0.62025 | 0.31264 | 0.41787 | 95.5225
2023-01-31 11:00 | 0.49285 | 0.26619 | 0.40789 | 90.065
2023-01-31 12:00 | 0.69877 | 0.27878 | 0.39597 | 96.8992
2023-01-31 13:00 | 0.88089 | 0.44776 | 0.41091 | 125.7133
2023-01-31 14:00 | 0.76404 | 0.56003 | 0.44156 | 200.23
2023-01-31 15:00 | 0.77982 | 0.60806 | 0.46622 | 194.605
2023-01-31 16:00 | 0.67057 | 0.55571 | 0.52475 | 223.4583
2023-01-31 17:00 | 0.3666 | 0.46787 | 0.56919 | 406.2775
2023-01-31 18:00 | 0.10577 | 0.43175 | 0.5991 | 3112.7392
2023-01-31 19:00 | 0 | 0.51275 | 0.61737 | 379.9033
2023-01-31 20:00 | 0 | 0.51622 | 0.63368 | 251.6842
2023-01-31 21:00 | 0 | 0.56242 | 0.65881 | 195.8358
2023-01-31 22:00 | 0 | 0.64635 | 0.67781 | 137.455
2023-01-31 23:00 | 0 | 0.67958 | 0.69289 | 130.685
2023-02-01 | 0 | 0.63281 | 0.70049 | 132.18
2023-02-01 01:00 | 0 | 0.53109 | 0.70057 | 114.87
2023-02-01 02:00 | 0 | 0.38591 | 0.6995 | 92.9958
2023-02-01 03:00 | 0 | 0.32647 | 0.70328 | 95.2575
2023-02-01 04:00 | 0 | 0.31238 | 0.70689 | 109.9433
2023-02-01 05:00 | 0 | 0.47108 | 0.70554 | 135.8867
2023-02-01 06:00 | 0.040606 | 0.60085 | 0.66508 | 123.9042
2023-02-01 07:00 | 0.30227 | 0.6491 | 0.57166 | 107.46
2023-02-01 08:00 | 0.54673 | 0.51381 | 0.51412 | 94.1925
2023-02-01 09:00 | 0.31623 | 0.30556 | 0.46191 | 135.0558
2023-02-01 10:00 | 0.31738 | 0.1183 | 0.42521 | 88.1467
2023-02-01 11:00 | 0.41718 | 0.1519 | 0.39769 | 70.0567
2023-02-01 12:00 | 0.70677 | 0.26087 | 0.40317 | 113.4075
2023-02-01 13:00 | 0.59603 | 0.30635 | 0.41522 | 127.0542
2023-02-01 14:00 | 0.51996 | 0.22684 | 0.43189 | 145.9958
2023-02-01 15:00 | 0.39662 | 0.072323 | 0.46193 | 135.4292
2023-02-01 16:00 | 0.25487 | 0.07569 | 0.49778 | 118.675
2023-02-01 17:00 | 0.093737 | 0.082549 | 0.54103 | 213.1283
2023-02-01 18:00 | 0.014175 | 0.044829 | 0.5905 | 482.535
2023-02-01 19:00 | 0 | 0.010279 | 0.61529 | 250.1142
2023-02-01 20:00 | 0 | 0.0011935 | 0.63142 | 201.7533
2023-02-01 21:00 | 0 | 0.0006245 | 0.65706 | 181.1733
2023-02-01 22:00 | 0 | 0.00569 | 0.66462 | 211.5917
2023-02-01 23:00 | 0 | 0.009737 | 0.67399 | 177.1667
2023-02-02 | 0 | 0.0010315 | 0.66514 | 173.5633
2023-02-02 01:00 | 0 | 0.0008445 | 0.67014 | 154.3708
2023-02-02 02:00 | 0 | 0.000865 | 0.67317 | 117.7258
2023-02-02 03:00 | 0 | 0.005388 | 0.67437 | 107.0542
2023-02-02 04:00 | 0 | 0.0083305 | 0.66731 | 128.3842
2023-02-02 05:00 | 0 | 0.013255 | 0.66223 | 175.7867
2023-02-02 06:00 | 0.048664 | 0.014408 | 0.62019 | 111.7083
2023-02-02 07:00 | 0.39754 | 0.0055255 | 0.53129 | 85.2167
2023-02-02 08:00 | 0.7633 | 0.011891 | 0.48681 | 95.0658
2023-02-02 09:00 | 0.9337 | 0.023714 | 0.41672 | 43.4592
2023-02-02 10:00 | 0.96336 | 0.0088 | 0.42201 | 70.5983
2023-02-02 11:00 | 0.89005 | 0.003089 | 0.42305 | 80.935
2023-02-02 12:00 | 0.89658 | 0.00242 | 0.40212 | 80.9692
2023-02-02 13:00 | 0.89511 | 0.006314 | 0.41301 | 75.7142
2023-02-02 14:00 | 0.66225 | 0.024058 | 0.42936 | 173.88
2023-02-02 15:00 | 0.33163 | 0.022079 | 0.46586 | 164.8792
2023-02-02 16:00 | 0.44306 | 0.012157 | 0.5232 | 123.6167
2023-02-02 17:00 | 0.45966 | 0.011665 | 0.55616 | 192.985
2023-02-02 18:00 | 0.18106 | 0.010906 | 0.59236 | 342.3358
2023-02-02 19:00 | 0 | 0.022828 | 0.61254 | 149.7758
2023-02-02 20:00 | 0 | 0.076052 | 0.63366 | 185.3342
2023-02-02 21:00 | 0 | 0.13747 | 0.65461 | 177.0617
2023-02-02 22:00 | 0 | 0.10203 | 0.66546 | 133.5425
2023-02-02 23:00 | 0 | 0.06036 | 0.68414 | 102.7008
2023-02-03 | 0 | 0.04687 | 0.68817 | 95.3658
2023-02-03 01:00 | 0 | 0.04244 | 0.68891 | 84.5142
2023-02-03 02:00 | 0 | 0.03609 | 0.68875 | 82.5842
2023-02-03 03:00 | 0 | 0.03754 | 0.68545 | 90.2183
2023-02-03 04:00 | 0 | 0.039154 | 0.68695 | 93.7808
2023-02-03 05:00 | 0 | 0.032498 | 0.68078 | 121.0108
2023-02-03 06:00 | 0.038811 | 0.02909 | 0.63427 | 111.4692
2023-02-03 07:00 | 0.29313 | 0.034881 | 0.50766 | 37.4792
2023-02-03 08:00 | 0.46394 | 0.07373 | 0.4393 | 37.4575
2023-02-03 09:00 | 0.41533 | 0.074112 | 0.38899 | 18.6542
2023-02-03 10:00 | 0.47259 | 0.083123 | 0.36881 | -8.0158
2023-02-03 11:00 | 0.59421 | 0.081075 | 0.35743 | 14.7275
2023-02-03 12:00 | 0.63746 | 0.044639 | 0.39085 | 60.2342
2023-02-03 13:00 | 0.66752 | 0.01816 | 0.42456 | 85.7917
2023-02-03 14:00 | 0.4024 | 0.0081215 | 0.45856 | 72.0375
2023-02-03 15:00 | 0.42233 | 0.024857 | 0.47567 | 276.5708
2023-02-03 16:00 | 0.36037 | 0.044388 | 0.52134 | 266.7108
2023-02-03 17:00 | 0.24651 | 0.056992 | 0.5454 | 223.385
2023-02-03 18:00 | 0.05268 | 0.069986 | 0.58466 | 246.07
2023-02-03 19:00 | 0 | 0.09492 | 0.60024 | 216.8908
2023-02-03 20:00 | 0 | 0.11227 | 0.6246 | 178.3692
2023-02-03 21:00 | 0 | 0.078231 | 0.63929 | 256.3408
2023-02-03 22:00 | 0 | 0.082147 | 0.65213 | 186.4325
2023-02-03 23:00 | 0 | 0.10317 | 0.67949 | 148.36
2023-02-04 | 0 | 0.15381 | 0.69863 | 265.0608
2023-02-04 01:00 | 0 | 0.17863 | 0.70142 | 173.5717
2023-02-04 02:00 | 0 | 0.16283 | 0.69831 | 147.3308
2023-02-04 03:00 | 0 | 0.1542 | 0.69672 | 130.5033
2023-02-04 04:00 | 0 | 0.19507 | 0.69986 | 126.9225
2023-02-04 05:00 | 0 | 0.20784 | 0.70895 | 129.915
2023-02-04 06:00 | 0.018057 | 0.18943 | 0.69193 | 114.8267
2023-02-04 07:00 | 0.13572 | 0.11563 | 0.63541 | 99.4875
2023-02-04 08:00 | 0.29112 | 0.16903 | 0.54957 | 57.6383
2023-02-04 09:00 | 0.45652 | 0.23609 | 0.48793 | 40.1508
2023-02-04 10:00 | 0.66474 | 0.18205 | 0.41867 | 18.3467
2023-02-04 11:00 | 0.70555 | 0.13477 | 0.41326 | 7.5
2023-02-04 12:00 | 0.67397 | 0.089871 | 0.41311 | 13.6892
2023-02-04 13:00 | 0.45057 | 0.032987 | 0.41925 | -29.7025
2023-02-04 14:00 | 0.45595 | 0.0092195 | 0.42062 | -35.4108
2023-02-04 15:00 | 0.44729 | 0.014396 | 0.43093 | 29.8342
2023-02-04 16:00 | 0.41007 | 0.025353 | 0.51909 | 67.7283
2023-02-04 17:00 | 0.24839 | 0.039415 | 0.55404 | 81.48
2023-02-04 18:00 | 0.071282 | 0.047711 | 0.62935 | 164.785
2023-02-04 19:00 | 0 | 0.047567 | 0.65108 | 153.14
2023-02-04 20:00 | 0 | 0.055288 | 0.66499 | 157.9617
2023-02-04 21:00 | 0 | 0.12929 | 0.67443 | 124.5708
2023-02-04 22:00 | 0 | 0.13331 | 0.67915 | 113.6567
2023-02-04 23:00 | 0 | 0.19878 | 0.68922 | 103.52
2023-02-05 | 0 | 0.24289 | 0.69186 | 108.4792
2023-02-05 01:00 | 0 | 0.23076 | 0.70582 | 110.1383
2023-02-05 02:00 | 0 | 0.18314 | 0.70309 | 99.3975
2023-02-05 03:00 | 0 | 0.15424 | 0.69997 | 97.8583
2023-02-05 04:00 | 0 | 0.12496 | 0.71112 | 107.77
2023-02-05 05:00 | 0 | 0.10341 | 0.69551 | 111.0717
2023-02-05 06:00 | 0.034897 | 0.097158 | 0.63193 | 65.6325
2023-02-05 07:00 | 0.36162 | 0.079195 | 0.49346 | 5.1533
2023-02-05 08:00 | 0.74884 | 0.030182 | 0.44315 | 13.9275
2023-02-05 09:00 | 0.93417 | 0.028898 | 0.39988 | 30.7942
2023-02-05 10:00 | 0.80997 | 0.014134 | 0.35599 | -11.9225
2023-02-05 11:00 | 0.73134 | 0.0098505 | 0.34535 | -2.665
2023-02-05 12:00 | 0.70926 | 0.02008 | 0.33933 | 20.8125
2023-02-05 13:00 | 0.72313 | 0.035846 | 0.36065 | 47.2583
2023-02-05 14:00 | 0.59793 | 0.053727 | 0.37924 | 67.6667
2023-02-05 15:00 | 0.58431 | 0.096099 | 0.41367 | 68.3333
2023-02-05 16:00 | 0.32304 | 0.19656 | 0.48231 | 82.35
2023-02-05 17:00 | 0.21779 | 0.31226 | 0.55299 | 231.2742
2023-02-05 18:00 | 0.041973 | 0.47651 | 0.61772 | 265.9775
2023-02-05 19:00 | 0 | 0.49852 | 0.63359 | 178.975
2023-02-05 20:00 | 0 | 0.52874 | 0.63789 | 131.7758
2023-02-05 21:00 | 0 | 0.6432 | 0.65299 | 116.6358
2023-02-05 22:00 | 0 | 0.72124 | 0.65293 | 107.0925
2023-02-05 23:00 | 0 | 0.6984 | 0.65615 | 99.7242
2023-02-06 | 0 | 0.63491 | 0.64885 | 98.555
2023-02-06 01:00 | 0 | 0.58694 | 0.64677 | 83.0125
2023-02-06 02:00 | 0 | 0.56027 | 0.67286 | 85.5475
2023-02-06 03:00 | 0 | 0.53156 | 0.6822 | 90.2575
2023-02-06 04:00 | 0 | 0.53003 | 0.67025 | 106.35
2023-02-06 05:00 | 0 | 0.5332 | 0.65695 | 125.5483
2023-02-06 06:00 | 0.030983 | 0.55252 | 0.59855 | 107.32
2023-02-06 07:00 | 0.27862 | 0.59729 | 0.51248 | 75.4467
2023-02-06 08:00 | 0.50259 | 0.59861 | 0.45272 | 61.3725
2023-02-06 09:00 | 0.46715 | 0.46514 | 0.41161 | 66.7725
2023-02-06 10:00 | 0.63911 | 0.35008 | 0.37752 | 61.8233
2023-02-06 11:00 | 0.56067 | 0.29029 | 0.38151 | 60.0683
2023-02-06 12:00 | 0.4736 | 0.25352 | 0.38551 | 54.4708
2023-02-06 13:00 | 0.49275 | 0.17977 | 0.38947 | 73.0133
2023-02-06 14:00 | 0.4087 | 0.14303 | 0.39147 | 101.36
2023-02-06 15:00 | 0.43526 | 0.26376 | 0.42983 | 162.4033
2023-02-06 16:00 | 0.33292 | 0.41241 | 0.47452 | 156.1233
2023-02-06 17:00 | 0.25592 | 0.48327 | 0.54069 | 193.7392
2023-02-06 18:00 | 0.075887 | 0.57906 | 0.60396 | 227.6292
2023-02-06 19:00 | 0 | 0.80035 | 0.61661 | 166.6242
2023-02-06 20:00 | 0 | 0.87112 | 0.63075 | 139.3092
2023-02-06 21:00 | 0 | 0.84022 | 0.64549 | 127.1692
2023-02-06 22:00 | 0 | 0.80398 | 0.66169 | 117.3167
2023-02-06 23:00 | 0 | 0.80784 | 0.66545 | 113.4917
2023-02-07 | 0 | 0.79857 | 0.66299 | 106.03
2023-02-07 01:00 | 0 | 0.78913 | 0.67429 | 101.07
2023-02-07 02:00 | 0 | 0.74691 | 0.68279 | 91.91
2023-02-07 03:00 | 0 | 0.71638 | 0.67456 | 85.5667
2023-02-07 04:00 | 0 | 0.69078 | 0.67446 | 86.4108
2023-02-07 05:00 | 0 | 0.65224 | 0.67145 | 114.8333
2023-02-07 06:00 | 0.05525 | 0.60637 | 0.6301 | 102.5058
2023-02-07 07:00 | 0.60769 | 0.51622 | 0.51118 | 55.8233
2023-02-07 08:00 | 0.92859 | 0.46932 | 0.45574 | 65.0492
2023-02-07 09:00 | 0.99192 | 0.36905 | 0.41115 | 62.0708
2023-02-07 10:00 | 0.99958 | 0.2872 | 0.40208 | 88.5158
2023-02-07 11:00 | 1 | 0.22433 | 0.38846 | 82.9592
2023-02-07 12:00 | 1 | 0.18545 | 0.38922 | 71.1208
2023-02-07 13:00 | 1 | 0.16713 | 0.3963 | 85.9825
2023-02-07 14:00 | 0.99904 | 0.17758 | 0.42563 | 120.46
2023-02-07 15:00 | 0.95135 | 0.21068 | 0.43715 | 96.34
2023-02-07 16:00 | 0.95469 | 0.28684 | 0.46664 | 88.8292
2023-02-07 17:00 | 0.68685 | 0.41388 | 0.53484 | 111.6967
2023-02-07 18:00 | 0.23882 | 0.59852 | 0.60505 | 237.1883
2023-02-07 19:00 | 0 | 0.7587 | 0.62865 | 171.8067
2023-02-07 20:00 | 0 | 0.77304 | 0.63021 | 124.0075
2023-02-07 21:00 | 0 | 0.84802 | 0.64287 | 108.1525
2023-02-07 22:00 | 0 | 0.87309 | 0.66181 | 101.4592
2023-02-07 23:00 | 0 | 0.82826 | 0.67042 | 88.0583
2023-02-08 | 0 | 0.77914 | 0.67553 | 87.9325
2023-02-08 01:00 | 0 | 0.74029 | 0.67413 | 75.6592
2023-02-08 02:00 | 0 | 0.66892 | 0.67012 | 61.1958
2023-02-08 03:00 | 0 | 0.64276 | 0.68027 | 59.7375
2023-02-08 04:00 | 0 | 0.64835 | 0.67552 | 82.3367
2023-02-08 05:00 | 0 | 0.64422 | 0.67405 | 113.2642
2023-02-08 06:00 | 0.055103 | 0.62105 | 0.62661 | 94.83
2023-02-08 07:00 | 0.55087 | 0.56463 | 0.50549 | 53.5283
2023-02-08 08:00 | 0.93921 | 0.70051 | 0.42024 | 37.2858
2023-02-08 09:00 | 0.89399 | 0.79732 | 0.37452 | 38.605
2023-02-08 10:00 | 0.79978 | 0.71211 | 0.37353 | 46.7792
2023-02-08 11:00 | 0.56824 | 0.51054 | 0.36505 | 60.8783
2023-02-08 12:00 | 0.60192 | 0.40363 | 0.35755 | 60.8633
2023-02-08 13:00 | 0.70578 | 0.39582 | 0.3794 | 73.0892
2023-02-08 14:00 | 0.68399 | 0.45494 | 0.39636 | 68.97
2023-02-08 15:00 | 0.691 | 0.5593 | 0.42428 | 74.1625
2023-02-08 16:00 | 0.67702 | 0.67813 | 0.48365 | 80.3592
2023-02-08 17:00 | 0.58025 | 0.79254 | 0.53626 | 106.9617
2023-02-08 18:00 | 0.2255 | 0.88219 | 0.60876 | 167.0292
2023-02-08 19:00 | 0 | 0.87754 | 0.62473 | 189.9483
2023-02-08 20:00 | 0 | 0.85428 | 0.63199 | 139.1542
2023-02-08 21:00 | 0 | 0.89509 | 0.65323 | 134.645
2023-02-08 22:00 | 0 | 0.89975 | 0.67363 | 127.8817
2023-02-08 23:00 | 0 | 0.90333 | 0.68635 | 101.1608
2023-02-09 | 0 | 0.86756 | 0.68634 | 97.94
2023-02-09 01:00 | 0 | 0.84877 | 0.68522 | 100.4917
2023-02-09 02:00 | 0 | 0.84703 | 0.67797 | 87.7883
2023-02-09 03:00 | 0 | 0.86062 | 0.68623 | 89.1208
2023-02-09 04:00 | 0 | 0.85208 | 0.68421 | 107.1392
2023-02-09 05:00 | 0 | 0.80611 | 0.67737 | 129.3367
2023-02-09 06:00 | 0.055283 | 0.71596 | 0.63775 | 132.7633
2023-02-09 07:00 | 0.49654 | 0.67241 | 0.54979 | 101.0992
2023-02-09 08:00 | 0.85062 | 0.85569 | 0.47217 | 77.7958
2023-02-09 09:00 | 0.86424 | 0.89964 | 0.44875 | 82.5617
2023-02-09 10:00 | 0.79339 | 0.89567 | 0.44394 | 86.0558
2023-02-09 11:00 | 0.7414 | 0.83255 | 0.42943 | 69.9917
2023-02-09 12:00 | 0.78005 | 0.79362 | 0.41822 | 65.9233
2023-02-09 13:00 | 0.77792 | 0.77028 | 0.41592 | 79.0192
2023-02-09 14:00 | 0.75177 | 0.79408 | 0.43422 | 84.8733
2023-02-09 15:00 | 0.78192 | 0.82951 | 0.46565 | 90.7058
2023-02-09 16:00 | 0.73475 | 0.81819 | 0.51393 | 93.6058
2023-02-09 17:00 | 0.51122 | 0.80785 | 0.58283 | 110.0117
2023-02-09 18:00 | 0.16525 | 0.77826 | 0.62592 | 126.0933
2023-02-09 19:00 | 0 | 0.82873 | 0.64223 | 133.4917
2023-02-09 20:00 | 0 | 0.85716 | 0.65285 | 134.7425
2023-02-09 21:00 | 0 | 0.84398 | 0.67528 | 131.0967
2023-02-09 22:00 | 0 | 0.83301 | 0.69267 | 122.6483
2023-02-09 23:00 | 0 | 0.84027 | 0.69821 | 97.0808
2023-02-10 | 0 | 0.80408 | 0.68984 | 109.5767
2023-02-10 01:00 | 0 | 0.77257 | 0.67986 | 96.1
2023-02-10 02:00 | 0 | 0.77618 | 0.67116 | 79.6092
2023-02-10 03:00 | 0 | 0.77968 | 0.68738 | 91.0992
2023-02-10 04:00 | 0 | 0.77383 | 0.69294 | 92.5992
2023-02-10 05:00 | 0 | 0.71571 | 0.68783 | 108.58
2023-02-10 06:00 | 0.052977 | 0.69793 | 0.62485 | 89.0958
2023-02-10 07:00 | 0.55928 | 0.57191 | 0.51275 | 55.88
2023-02-10 08:00 | 0.95384 | 0.49533 | 0.43199 | 26.775
2023-02-10 09:00 | 0.99794 | 0.38947 | 0.37008 | 22.4933
2023-02-10 10:00 | 1 | 0.31587 | 0.34764 | 18.2808
2023-02-10 11:00 | 1 | 0.33417 | 0.34129 | 17.3642
2023-02-10 12:00 | 0.99001 | 0.45821 | 0.34885 | 36.4175
2023-02-10 13:00 | 0.92753 | 0.52515 | 0.36776 | 64.4608
2023-02-10 14:00 | 0.82714 | 0.48838 | 0.37734 | 39.3183
2023-02-10 15:00 | 0.87751 | 0.40796 | 0.40226 | 55.8275
2023-02-10 16:00 | 0.93483 | 0.31991 | 0.45384 | 68.6825
2023-02-10 17:00 | 0.57911 | 0.16657 | 0.52671 | 92.5333
2023-02-10 18:00 | 0.18848 | 0.03558 | 0.63645 | 175.2517
2023-02-10 19:00 | 0 | 0.025563 | 0.651 | 175.5667
2023-02-10 20:00 | 0 | 0.24085 | 0.67079 | 141.765
2023-02-10 21:00 | 0 | 0.58702 | 0.66521 | 119.8508
2023-02-10 22:00 | 0 | 0.7105 | 0.67684 | 111.5908
2023-02-10 23:00 | 0 | 0.60059 | 0.70131 | 113.8925
2023-02-11 | 0 | 0.42605 | 0.70999 | 111.4517
2023-02-11 01:00 | 0 | 0.26469 | 0.71234 | 98.9492
2023-02-11 02:00 | 0 | 0.14554 | 0.71929 | 86.9817
2023-02-11 03:00 | 0 | 0.075863 | 0.71771 | 85.4075
2023-02-11 04:00 | 0 | 0.043258 | 0.71981 | 83.8017
2023-02-11 05:00 | 0 | 0.020726 | 0.71994 | 84.105
2023-02-11 06:00 | 0.053438 | 0.007187 | 0.64594 | 57.4125
2023-02-11 07:00 | 0.5089 | 0.002454 | 0.47124 | 3.3492
2023-02-11 08:00 | 0.92904 | 0.0011065 | 0.41784 | -14.9867
2023-02-11 09:00 | 0.97917 | 0.0013595 | 0.37325 | 7.3483
2023-02-11 10:00 | 0.98128 | 0.0041295 | 0.344 | -33.1667
2023-02-11 11:00 | 0.97334 | 0.015704 | 0.34417 | -14.4725
2023-02-11 12:00 | 0.96604 | 0.021974 | 0.33838 | 11.0175
2023-02-11 13:00 | 0.94398 | 0.014702 | 0.30519 | -2.4175
2023-02-11 14:00 | 0.98542 | 0.015005 | 0.31212 | -6.8625
2023-02-11 15:00 | 0.9897 | 0.048476 | 0.34853 | 5.3367
2023-02-11 16:00 | 0.96929 | 0.08648 | 0.39653 | 1.6233
2023-02-11 17:00 | 0.678 | 0.053211 | 0.50735 | 53.1025
2023-02-11 18:00 | 0.23025 | 0.083167 | 0.62118 | 253.3567
2023-02-11 19:00 | 0 | 0.21591 | 0.65388 | 160.3883
2023-02-11 20:00 | 0 | 0.27035 | 0.66196 | 135.0942
2023-02-11 21:00 | 0 | 0.37119 | 0.6737 | 127.8725
2023-02-11 22:00 | 0 | 0.44215 | 0.67773 | 106.3283
2023-02-11 23:00 | 0 | 0.47473 | 0.68351 | 87.6508
2023-02-12 | 0 | 0.44901 | 0.67975 | 86.2292
2023-02-12 01:00 | 0 | 0.35677 | 0.67622 | 82.3833
2023-02-12 02:00 | 0 | 0.25087 | 0.67161 | 63.1575
2023-02-12 03:00 | 0 | 0.16704 | 0.677 | 72.5067
2023-02-12 04:00 | 0 | 0.1314 | 0.68773 | 80.9892
2023-02-12 05:00 | 0 | 0.15383 | 0.69049 | 78.36
2023-02-12 06:00 | 0.050915 | 0.1458 | 0.6317 | 48.3208
2023-02-12 07:00 | 0.46506 | 0.068941 | 0.48343 | -9.0892
2023-02-12 08:00 | 0.92392 | 0.01827 | 0.39912 | -31.315
2023-02-12 09:00 | 0.98672 | 0.0096835 | 0.33631 | -26.2342
2023-02-12 10:00 | 0.9918 | 0.014119 | 0.3152 | -32.3325
2023-02-12 11:00 | 0.99908 | 0.027554 | 0.30186 | 5.4458
2023-02-12 12:00 | 0.99183 | 0.043162 | 0.29982 | 19.715
2023-02-12 13:00 | 0.98728 | 0.058944 | 0.31067 | 19.9275
2023-02-12 14:00 | 0.99696 | 0.066457 | 0.34523 | 48.7917
2023-02-12 15:00 | 0.98867 | 0.076873 | 0.36286 | 64.9242
2023-02-12 16:00 | 0.96271 | 0.10027 | 0.4252 | 77.7842
2023-02-12 17:00 | 0.66346 | 0.15722 | 0.50959 | 155.74
2023-02-12 18:00 | 0.22443 | 0.35681 | 0.59366 | 456.4483
2023-02-12 19:00 | 0 | 0.54546 | 0.62744 | 220.5658
2023-02-12 20:00 | 0 | 0.5434 | 0.63775 | 144.9483
2023-02-12 21:00 | 0 | 0.54087 | 0.66137 | 137.0308
2023-02-12 22:00 | 0 | 0.43667 | 0.66917 | 141.4167
2023-02-12 23:00 | 0 | 0.39921 | 0.67216 | 127.0225
2023-02-13 | 0 | 0.41569 | 0.66698 | 122.1517
2023-02-13 01:00 | 0 | 0.43724 | 0.67664 | 117.2167
2023-02-13 02:00 | 0 | 0.41587 | 0.69513 | 111.4008
2023-02-13 03:00 | 0 | 0.36468 | 0.7097 | 114.615
2023-02-13 04:00 | 0 | 0.30447 | 0.70316 | 116.93
2023-02-13 05:00 | 0 | 0.2347 | 0.70348 | 151.4558
2023-02-13 06:00 | 0.049919 | 0.18181 | 0.65043 | 139.0183
2023-02-13 07:00 | 0.4353 | 0.11796 | 0.51477 | 76.1317
2023-02-13 08:00 | 0.90289 | 0.059192 | 0.44287 | 54.7908
2023-02-13 09:00 | 0.97987 | 0.1159 | 0.40455 | 65.3017
2023-02-13 10:00 | 0.98677 | 0.13548 | 0.40844 | 68.5642
2023-02-13 11:00 | 0.9921 | 0.10952 | 0.39967 | 79.8925
2023-02-13 12:00 | 0.9875 | 0.10995 | 0.4014 | 73.0875
2023-02-13 13:00 | 0.98569 | 0.14937 | 0.40866 | 65.8742
2023-02-13 14:00 | 0.98512 | 0.19733 | 0.42362 | 82.6867
2023-02-13 15:00 | 0.98112 | 0.19922 | 0.42552 | 95.9158
2023-02-13 16:00 | 0.93759 | 0.15014 | 0.45278 | 78.0325
2023-02-13 17:00 | 0.5812 | 0.09246 | 0.52309 | 168.65
2023-02-13 18:00 | 0.17845 | 0.1219 | 0.60619 | 344.9158
2023-02-13 19:00 | 0 | 0.26891 | 0.62677 | 167.3092
2023-02-13 20:00 | 0 | 0.37265 | 0.62332 | 122.4492
2023-02-13 21:00 | 0 | 0.47325 | 0.64711 | 110.8042
2023-02-13 22:00 | 0 | 0.52453 | 0.66336 | 98.16
2023-02-13 23:00 | 0 | 0.55666 | 0.67366 | 87.9308
2023-02-14 | 0 | 0.59285 | 0.67556 | 87.3333
2023-02-14 01:00 | 0 | 0.60404 | 0.68195 | 80.6917
2023-02-14 02:00 | 0 | 0.51395 | 0.68063 | 66.6267
2023-02-14 03:00 | 0 | 0.3246 | 0.67297 | 66.5717
2023-02-14 04:00 | 0 | 0.21427 | 0.67471 | 75.76
2023-02-14 05:00 | 0 | 0.18837 | 0.67298 | 105.0233
2023-02-14 06:00 | 0.048727 | 0.22367 | 0.64503 | 97.4717
2023-02-14 07:00 | 0.3444 | 0.21835 | 0.55989 | 70.895
2023-02-14 08:00 | 0.74575 | 0.27385 | 0.4906 | 65.9533
2023-02-14 09:00 | 0.97376 | 0.38908 | 0.46227 | 92.4967
2023-02-14 10:00 | 0.99354 | 0.5145 | 0.43635 | 58.0292
2023-02-14 11:00 | 0.99532 | 0.61865 | 0.43655 | 68.535
2023-02-14 12:00 | 0.99573 | 0.73381 | 0.4262 | 74.4775
2023-02-14 13:00 | 0.99792 | 0.77497 | 0.45417 | 89.3767
2023-02-14 14:00 | 0.98349 | 0.76932 | 0.47504 | 330.0542
2023-02-14 15:00 | 0.97864 | 0.73334 | 0.52235 | 86.1458
2023-02-14 16:00 | 0.84853 | 0.59942 | 0.55012 | 53.805
2023-02-14 17:00 | 0.47773 | 0.58182 | 0.58567 | 87.0708
2023-02-14 18:00 | 0.15669 | 0.59623 | 0.62907 | 128.1642
2023-02-14 19:00 | 0 | 0.64983 | 0.64275 | 111.045
2023-02-14 20:00 | 0 | 0.6793 | 0.64672 | 93.7158
2023-02-14 21:00 | 0 | 0.7328 | 0.66774 | 93.3133
2023-02-14 22:00 | 0 | 0.66828 | 0.69108 | 102.85
2023-02-14 23:00 | 0 | 0.51191 | 0.70136 | 99.4633
2023-02-15 | 0 | 0.41167 | 0.68619 | 80.8142
2023-02-15 01:00 | 0 | 0.30592 | 0.67763 | 74.9625
2023-02-15 02:00 | 0 | 0.22543 | 0.68069 | 65.6092
2023-02-15 03:00 | 0 | 0.14479 | 0.68007 | 73.9792
2023-02-15 04:00 | 0 | 0.1872 | 0.68109 | 78.3208
2023-02-15 05:00 | 0 | 0.25909 | 0.68062 | 103.2742
2023-02-15 06:00 | 0.03372 | 0.24449 | 0.64033 | 97.425
2023-02-15 07:00 | 0.38345 | 0.33058 | 0.52031 | 26.2033
2023-02-15 08:00 | 0.88581 | 0.51174 | 0.4499 | 5.765
2023-02-15 09:00 | 0.9142 | 0.48534 | 0.39366 | -14.7167
2023-02-15 10:00 | 0.83275 | 0.31468 | 0.37629 | -2.005
2023-02-15 11:00 | 0.78327 | 0.25089 | 0.35618 | 4.6025
2023-02-15 12:00 | 0.82271 | 0.23407 | 0.38104 | 50.6283
2023-02-15 13:00 | 0.87762 | 0.22142 | 0.39518 | 40.1758
2023-02-15 14:00 | 0.88666 | 0.22727 | 0.41617 | 55.6067
2023-02-15 15:00 | 0.89449 | 0.31596 | 0.44093 | 43.7367
2023-02-15 16:00 | 0.66544 | 0.49994 | 0.5165 | 70.9883
2023-02-15 17:00 | 0.31462 | 0.58996 | 0.56572 | 145.4867
2023-02-15 18:00 | 0.028747 | 0.51938 | 0.62229 | 268.3933
2023-02-15 19:00 | 0 | 0.40563 | 0.63836 | 171.875
2023-02-15 20:00 | 0 | 0.48925 | 0.64866 | 109.7258
2023-02-15 21:00 | 0 | 0.57791 | 0.66054 | 105.7633
2023-02-15 22:00 | 0 | 0.62749 | 0.65821 | 110.1583
2023-02-15 23:00 | 0 | 0.61238 | 0.65521 | 89.2442
2023-02-16 | 0 | 0.6035 | 0.6472 | 89.6233
2023-02-16 01:00 | 0 | 0.59531 | 0.64426 | 78.2525
2023-02-16 02:00 | 0 | 0.59517 | 0.64498 | 72.2042
2023-02-16 03:00 | 0 | 0.57257 | 0.66344 | 77.5225
2023-02-16 04:00 | 0 | 0.51145 | 0.66571 | 78.3467
2023-02-16 05:00 | 0 | 0.43357 | 0.65424 | 91.525
2023-02-16 06:00 | 0.047427 | 0.3798 | 0.61541 | 90.0958
2023-02-16 07:00 | 0.3796 | 0.31114 | 0.52724 | 28.3008
2023-02-16 08:00 | 0.84134 | 0.31267 | 0.45757 | 32.8992
2023-02-16 09:00 | 0.92959 | 0.31572 | 0.39591 | 7.7733
2023-02-16 10:00 | 0.93305 | 0.24992 | 0.37484 | 13.93
2023-02-16 11:00 | 0.95999 | 0.13403 | 0.36311 | 15.995
2023-02-16 12:00 | 0.96762 | 0.080394 | 0.37529 | 17.7633
2023-02-16 13:00 | 0.88094 | 0.073522 | 0.37847 | 20.2517
2023-02-16 14:00 | 0.86424 | 0.081558 | 0.4026 | 42.6042
2023-02-16 15:00 | 0.87053 | 0.091774 | 0.43865 | 62.3658
2023-02-16 16:00 | 0.63215 | 0.14496 | 0.48201 | 74.1133
2023-02-16 17:00 | 0.39516 | 0.32308 | 0.54153 | 299.5683
2023-02-16 18:00 | 0.087135 | 0.65888 | 0.60653 | 403.16
2023-02-16 19:00 | 0 | 0.79917 | 0.63312 | 162.3783
2023-02-16 20:00 | 0 | 0.75128 | 0.63248 | 110.2675
2023-02-16 21:00 | 0 | 0.74073 | 0.64547 | 101.1092
2023-02-16 22:00 | 0 | 0.74342 | 0.66001 | 105.6592
2023-02-16 23:00 | 0 | 0.70577 | 0.66609 | 98.1867
2023-02-17 | 0 | 0.62487 | 0.66262 | 92.3525
2023-02-17 01:00 | 0 | 0.50612 | 0.66266 | 75.3325
2023-02-17 02:00 | 0 | 0.34687 | 0.65537 | 69.955
2023-02-17 03:00 | 0 | 0.23563 | 0.6574 | 70.9258
2023-02-17 04:00 | 0 | 0.15112 | 0.66323 | 77.2967
2023-02-17 05:00 | 0 | 0.12215 | 0.66994 | 99.0075
2023-02-17 06:00 | 0.050458 | 0.13862 | 0.6251 | 85.195
2023-02-17 07:00 | 0.44008 | 0.11968 | 0.52008 | 52.9242
2023-02-17 08:00 | 0.95024 | 0.098343 | 0.43672 | 23.8633
2023-02-17 09:00 | 0.99381 | 0.16849 | 0.386 | 36.5317
2023-02-17 10:00 | 0.94568 | 0.17682 | 0.35692 | 24.5925
2023-02-17 11:00 | 0.88813 | 0.17799 | 0.35642 | 33.92
2023-02-17 12:00 | 0.86198 | 0.1797 | 0.35575 | 24.5775
2023-02-17 13:00 | 0.90718 | 0.16248 | 0.3554 | 29.5408
2023-02-17 14:00 | 0.76226 | 0.14271 | 0.39947 | 61.1592
2023-02-17 15:00 | 0.54112 | 0.13647 | 0.46345 | 111.6842
2023-02-17 16:00 | 0.49371 | 0.18088 | 0.51633 | 107.4383
2023-02-17 17:00 | 0.20383 | 0.26293 | 0.58641 | 123.5817
2023-02-17 18:00 | 0.022606 | 0.42044 | 0.64122 | 144.1492
2023-02-17 19:00 | 0 | 0.57377 | 0.65041 | 134.8867
2023-02-17 20:00 | 0 | 0.61394 | 0.64929 | 128.4183
2023-02-17 21:00 | 0 | 0.52982 | 0.64799 | 113.2275
2023-02-17 22:00 | 0 | 0.40819 | 0.65493 | 106.0592
2023-02-17 23:00 | 0 | 0.3547 | 0.66601 | 103.0225
2023-02-18 | 0 | 0.23823 | 0.66207 | 94.875
2023-02-18 01:00 | 0 | 0.16535 | 0.68472 | 91.0325
2023-02-18 02:00 | 0 | 0.12558 | 0.68639 | 95.2733
2023-02-18 03:00 | 0 | 0.092873 | 0.68068 | 88.4883
2023-02-18 04:00 | 0 | 0.06799 | 0.69125 | 93.7592
2023-02-18 05:00 | 0 | 0.072337 | 0.7032 | 116.4533
2023-02-18 06:00 | 0.046689 | 0.074589 | 0.65932 | 97.1667
2023-02-18 07:00 | 0.41225 | 0.061918 | 0.53296 | 33.89
2023-02-18 08:00 | 0.7923 | 0.020141 | 0.44219 | 10.6833
2023-02-18 09:00 | 0.95171 | 0.025571 | 0.3769 | 11.3417
2023-02-18 10:00 | 0.94945 | 0.027322 | 0.36663 | 16.9433
2023-02-18 11:00 | 0.90115 | 0.044443 | 0.36554 | 21.1925
2023-02-18 12:00 | 0.89074 | 0.11439 | 0.35949 | 22.8642
2023-02-18 13:00 | 0.92309 | 0.22012 | 0.37507 | 42.8775
2023-02-18 14:00 | 0.85245 | 0.22234 | 0.39813 | 54.3667
2023-02-18 15:00 | 0.79917 | 0.21695 | 0.41888 | 29.7517
2023-02-18 16:00 | 0.55445 | 0.34183 | 0.47126 | 118.95
2023-02-18 17:00 | 0.4045 | 0.61801 | 0.56038 | 168.1867
2023-02-18 18:00 | 0.11964 | 0.76085 | 0.63786 | 138.21
2023-02-18 19:00 | 0 | 0.73497 | 0.64676 | 135.185
2023-02-18 20:00 | 0 | 0.625 | 0.64131 | 121.9833
2023-02-18 21:00 | 0 | 0.53777 | 0.64461 | 111.0317
2023-02-18 22:00 | 0 | 0.37695 | 0.65538 | 120.8608
2023-02-18 23:00 | 0 | 0.22235 | 0.6597 | 110.6092
2023-02-19 | 0 | 0.10385 | 0.65889 | 105.9492
2023-02-19 01:00 | 0 | 0.03019 | 0.6633 | 87.4658
2023-02-19 02:00 | 0 | 0.0087035 | 0.67945 | 82.0608
2023-02-19 03:00 | 0 | 0.016685 | 0.69348 | 86.0433
2023-02-19 04:00 | 0 | 0.042786 | 0.69016 | 90.4458
2023-02-19 05:00 | 0 | 0.065411 | 0.69978 | 112.9792
2023-02-19 06:00 | 0.046313 | 0.077696 | 0.66237 | 93.5383
2023-02-19 07:00 | 0.38022 | 0.061593 | 0.51396 | 15.37
2023-02-19 08:00 | 0.83692 | 0.030765 | 0.42059 | 10.845
2023-02-19 09:00 | 0.97219 | 0.058438 | 0.37645 | 34.335
2023-02-19 10:00 | 0.99905 | 0.12353 | 0.35612 | 20.9217
2023-02-19 11:00 | 0.96825 | 0.2374 | 0.34601 | 19.8483
2023-02-19 12:00 | 0.89094 | 0.34433 | 0.34198 | 14.105
2023-02-19 13:00 | 0.80843 | 0.43644 | 0.36628 | 49.3
2023-02-19 14:00 | 0.75492 | 0.44564 | 0.40702 | 69.6058
2023-02-19 15:00 | 0.66703 | 0.53825 | 0.46806 | 98.8283
2023-02-19 16:00 | 0.49597 | 0.66829 | 0.51763 | 115.0892
2023-02-19 17:00 | 0.31873 | 0.78287 | 0.57534 | 150.9775
2023-02-19 18:00 | 0.083101 | 0.82453 | 0.61876 | 219.5575
2023-02-19 19:00 | 0 | 0.8249 | 0.63596 | 151.4425
2023-02-19 20:00 | 0 | 0.78112 | 0.65184 | 144.1683
2023-02-19 21:00 | 0 | 0.80249 | 0.65578 | 117.8258
2023-02-19 22:00 | 0 | 0.74383 | 0.68344 | 112.7517
2023-02-19 23:00 | 0 | 0.67529 | 0.69516 | 102.7142
2023-02-20 | 0 | 0.66725 | 0.68773 | 92.53
2023-02-20 01:00 | 0 | 0.69004 | 0.69189 | 87.69
2023-02-20 02:00 | 0 | 0.66487 | 0.69872 | 87.32
2023-02-20 03:00 | 0 | 0.59383 | 0.69743 | 87.1167
2023-02-20 04:00 | 0 | 0.52877 | 0.69392 | 92.8242
2023-02-20 05:00 | 0 | 0.52951 | 0.681 | 135.3942
2023-02-20 06:00 | 0.027095 | 0.5108 | 0.66309 | 130.3608
2023-02-20 07:00 | 0.18461 | 0.48989 | 0.59002 | 95.5083
2023-02-20 08:00 | 0.40314 | 0.45979 | 0.51105 | 93.4508
2023-02-20 09:00 | 0.48738 | 0.47455 | 0.45756 | 91.7467
2023-02-20 10:00 | 0.63632 | 0.46824 | 0.43167 | 89.2992
2023-02-20 11:00 | 0.57961 | 0.53844 | 0.42962 | 91.2317
2023-02-20 12:00 | 0.45463 | 0.65681 | 0.43864 | 97.45
2023-02-20 13:00 | 0.37083 | 0.73404 | 0.4247 | 86.7258
2023-02-20 14:00 | 0.34623 | 0.6963 | 0.44218 | 100.4942
2023-02-20 15:00 | 0.31228 | 0.59733 | 0.4744 | 145.1083
2023-02-20 16:00 | 0.37783 | 0.61077 | 0.52216 | 198.4942
2023-02-20 17:00 | 0.16529 | 0.61511 | 0.57635 | 137.205
2023-02-20 18:00 | 0.073601 | 0.61601 | 0.61259 | 248.2467
2023-02-20 19:00 | 0 | 0.68458 | 0.62284 | 144.2725
2023-02-20 20:00 | 0 | 0.78886 | 0.63188 | 127.1458
2023-02-20 21:00 | 0 | 0.78716 | 0.65469 | 104.1225
2023-02-20 22:00 | 0 | 0.78739 | 0.66605 | 105.5608
2023-02-20 23:00 | 0 | 0.75763 | 0.67044 | 89.5508
2023-02-21 | 0 | 0.73178 | 0.66979 | 89.7025
2023-02-21 01:00 | 0 | 0.72037 | 0.66883 | 86.2233
2023-02-21 02:00 | 0 | 0.68381 | 0.68058 | 86.4242
2023-02-21 03:00 | 0 | 0.64021 | 0.68208 | 75.1092
2023-02-21 04:00 | 0 | 0.57705 | 0.67416 | 78.2817
2023-02-21 05:00 | 0 | 0.48649 | 0.68294 | 112.025
2023-02-21 06:00 | 0.026527 | 0.40357 | 0.6734 | 125.1875
2023-02-21 07:00 | 0.24996 | 0.4134 | 0.60546 | 98.2883
2023-02-21 08:00 | 0.49921 | 0.68135 | 0.52743 | 82.8517
2023-02-21 09:00 | 0.65714 | 0.71105 | 0.47478 | 84.3908
2023-02-21 10:00 | 0.62585 | 0.59915 | 0.45787 | 80.7175
2023-02-21 11:00 | 0.62321 | 0.49621 | 0.43701 | 79.9933
2023-02-21 12:00 | 0.6956 | 0.4066 | 0.42434 | 80.3308
2023-02-21 13:00 | 0.60111 | 0.32407 | 0.43146 | 80.1058
2023-02-21 14:00 | 0.56886 | 0.36002 | 0.44242 | 95.7308
2023-02-21 15:00 | 0.39047 | 0.32122 | 0.47874 | 106.4558
2023-02-21 16:00 | 0.32616 | 0.33591 | 0.5164 | 84.4617
2023-02-21 17:00 | 0.21047 | 0.37443 | 0.57985 | 90.7533
2023-02-21 18:00 | 0.018432 | 0.40835 | 0.63717 | 103.6658
2023-02-21 19:00 | 0 | 0.39313 | 0.65518 | 94.5658
2023-02-21 20:00 | 0 | 0.48569 | 0.65313 | 90.1008
2023-02-21 21:00 | 0 | 0.54952 | 0.66093 | 80.635
2023-02-21 22:00 | 0 | 0.59558 | 0.67359 | 83.2525
2023-02-21 23:00 | 0 | 0.53683 | 0.68041 | 70.0775
2023-02-22 | 0 | 0.44124 | 0.70105 | 79.56
2023-02-22 01:00 | 0 | 0.45306 | 0.70949 | 66.3567
2023-02-22 02:00 | 0 | 0.47375 | 0.71274 | 55.0725
2023-02-22 03:00 | 0 | 0.50689 | 0.71904 | 54.2467
2023-02-22 04:00 | 0 | 0.55213 | 0.69179 | 44.0275
2023-02-22 05:00 | 0 | 0.57952 | 0.67914 | 82.0725
2023-02-22 06:00 | 0.048104 | 0.61528 | 0.64038 | 88.5383
2023-02-22 07:00 | 0.39522 | 0.6124 | 0.56929 | 65.0475
2023-02-22 08:00 | 0.8975 | 0.77162 | 0.49952 | 48.2217
2023-02-22 09:00 | 0.93239 | 0.71643 | 0.45105 | 66.3058
2023-02-22 10:00 | 0.83728 | 0.54578 | 0.40777 | 43.3192
2023-02-22 11:00 | 0.76154 | 0.46777 | 0.38902 | 41.5008
2023-02-22 12:00 | 0.73081 | 0.4147 | 0.38429 | 38.1225
2023-02-22 13:00 | 0.64439 | 0.38042 | 0.38008 | 40.7117
2023-02-22 14:00 | 0.74195 | 0.30812 | 0.3868 | 42.4108
2023-02-22 15:00 | 0.64777 | 0.29347 | 0.43666 | 58.2592
2023-02-22 16:00 | 0.79733 | 0.25547 | 0.47751 | 33.7017
2023-02-22 17:00 | 0.53666 | 0.18542 | 0.55725 | 66.8392
2023-02-22 18:00 | 0.16998 | 0.11823 | 0.6424 | 121.0625
2023-02-22 19:00 | 0 | 0.16007 | 0.65086 | 117.5167
2023-02-22 20:00 | 0 | 0.21613 | 0.65245 | 103.6975
2023-02-22 21:00 | 0 | 0.28633 | 0.66618 | 85.8008
2023-02-22 22:00 | 0 | 0.43387 | 0.68111 | 82.5217
2023-02-22 23:00 | 0 | 0.5056 | 0.69002 | 75.6242
2023-02-23 | 0 | 0.62132 | 0.68665 | 74.2392
2023-02-23 01:00 | 0 | 0.67438 | 0.67615 | 55.285
2023-02-23 02:00 | 0 | 0.69086 | 0.6794 | 38.2558
2023-02-23 03:00 | 0 | 0.67102 | 0.68204 | 28.7083
2023-02-23 04:00 | 0 | 0.66509 | 0.67517 | 44.9517
2023-02-23 05:00 | 0 | 0.65305 | 0.67317 | 79.6692
2023-02-23 06:00 | 0.045708 | 0.65853 | 0.63846 | 73.245
2023-02-23 07:00 | 0.4269 | 0.67851 | 0.53217 | 34.5783
2023-02-23 08:00 | 0.93394 | 0.75299 | 0.49711 | 38.0308
2023-02-23 09:00 | 0.98124 | 0.80824 | 0.43254 | 37.685
2023-02-23 10:00 | 0.90232 | 0.83414 | 0.43145 | 40.5875
2023-02-23 11:00 | 0.70873 | 0.7253 | 0.42566 | 38.1458
2023-02-23 12:00 | 0.61392 | 0.60344 | 0.39906 | 35.85
2023-02-23 13:00 | 0.61042 | 0.48128 | 0.38945 | 33.58
2023-02-23 14:00 | 0.43613 | 0.47663 | 0.39572 | 20.8775
2023-02-23 15:00 | 0.48464 | 0.7127 | 0.43381 | 41.9158
2023-02-23 16:00 | 0.29036 | 0.7399 | 0.48182 | 63.505
2023-02-23 17:00 | 0.24806 | 0.48966 | 0.55734 | 87.1233
2023-02-23 18:00 | 0.02645 | 0.47973 | 0.63123 | 193.9175
2023-02-23 19:00 | 0 | 0.51275 | 0.64212 | 118.7542
2023-02-23 20:00 | 0 | 0.52856 | 0.64267 | 88.1492
2023-02-23 21:00 | 0 | 0.58986 | 0.65895 | 83.9658
2023-02-23 22:00 | 0 | 0.65135 | 0.66998 | 82.3767
2023-02-23 23:00 | 0 | 0.69956 | 0.68181 | 70.7425
2023-02-24 | 0 | 0.69781 | 0.68425 | 78.0975
2023-02-24 01:00 | 0 | 0.71473 | 0.6953 | 67.155
2023-02-24 02:00 | 0 | 0.68808 | 0.69384 | 38.7442
2023-02-24 03:00 | 0 | 0.64607 | 0.69073 | 28.9042
2023-02-24 04:00 | 0 | 0.64273 | 0.67696 | 39.9675
2023-02-24 05:00 | 0 | 0.6455 | 0.68234 | 80.2808
2023-02-24 06:00 | 0.045375 | 0.6562 | 0.62924 | 76.8142
2023-02-24 07:00 | 0.42838 | 0.5888 | 0.51726 | 26.175
2023-02-24 08:00 | 0.93798 | 0.68073 | 0.43397 | 23.8517
2023-02-24 09:00 | 0.99677 | 0.74241 | 0.4095 | 30.885
2023-02-24 10:00 | 0.99185 | 0.73465 | 0.37787 | 26.6125
2023-02-24 11:00 | 0.90631 | 0.60486 | 0.38232 | 27.14
2023-02-24 12:00 | 0.80125 | 0.50136 | 0.40428 | 33.0142
2023-02-24 13:00 | 0.79513 | 0.47264 | 0.40104 | 34.7825
2023-02-24 14:00 | 0.8207 | 0.443 | 0.42021 | 34.6075
2023-02-24 15:00 | 0.95022 | 0.44864 | 0.42942 | 27.92
2023-02-24 16:00 | 0.9349 | 0.43455 | 0.4732 | 40.8117
2023-02-24 17:00 | 0.63223 | 0.46036 | 0.54311 | 74.955
2023-02-24 18:00 | 0.15278 | 0.521 | 0.62676 | 85.2767
2023-02-24 19:00 | 0 | 0.6558 | 0.64192 | 83.4483
2023-02-24 20:00 | 0 | 0.67601 | 0.63959 | 76.6642
2023-02-24 21:00 | 0 | 0.65736 | 0.64992 | 71.4233
2023-02-24 22:00 | 0 | 0.64612 | 0.6515 | 73.0983
2023-02-24 23:00 | 0 | 0.6486 | 0.66067 | 65.1158
2023-02-25 | 0 | 0.6423 | 0.65629 | 66.35
2023-02-25 01:00 | 0 | 0.61577 | 0.64954 | 51.1092
2023-02-25 02:00 | 0 | 0.5883 | 0.64715 | 37.0558
2023-02-25 03:00 | 0 | 0.56057 | 0.65039 | 39.025
2023-02-25 04:00 | 0 | 0.52914 | 0.66333 | 60.1975
2023-02-25 05:00 | 0 | 0.5462 | 0.64633 | 61.3858
2023-02-25 06:00 | 0.043421 | 0.50596 | 0.61185 | 38.2825
2023-02-25 07:00 | 0.43195 | 0.488 | 0.4797 | -31.585
2023-02-25 08:00 | 0.94797 | 0.55372 | 0.40895 | -36.9767
2023-02-25 09:00 | 0.99018 | 0.57759 | 0.35643 | -42.9292
2023-02-25 10:00 | 0.93546 | 0.54648 | 0.34356 | -42.9575
2023-02-25 11:00 | 0.82046 | 0.3911 | 0.3375 | -29.0708
2023-02-25 12:00 | 0.804 | 0.31475 | 0.34047 | -38.4083
2023-02-25 13:00 | 0.79029 | 0.27993 | 0.35521 | -26.1967
2023-02-25 14:00 | 0.72413 | 0.2669 | 0.35254 | -40.5667
2023-02-25 15:00 | 0.6719 | 0.27744 | 0.37445 | 13.0608
2023-02-25 16:00 | 0.74041 | 0.31154 | 0.45515 | 38.8467
2023-02-25 17:00 | 0.58301 | 0.43625 | 0.55839 | 82.2133
2023-02-25 18:00 | 0.14955 | 0.57086 | 0.63946 | 112.2583
2023-02-25 19:00 | 0 | 0.70206 | 0.64281 | 108.075
2023-02-25 20:00 | 0 | 0.78889 | 0.63986 | 96.5733
2023-02-25 21:00 | 0 | 0.81562 | 0.66342 | 84.5625
2023-02-25 22:00 | 0 | 0.80463 | 0.65732 | 87.8342
2023-02-25 23:00 | 0 | 0.75446 | 0.66716 | 72.4475
2023-02-26 | 0 | 0.6685 | 0.66838 | 73.4733
2023-02-26 01:00 | 0 | 0.58717 | 0.67352 | 65.2442
2023-02-26 02:00 | 0 | 0.49909 | 0.67472 | 54.4825
2023-02-26 03:00 | 0 | 0.42875 | 0.67371 | 51.215
2023-02-26 04:00 | 0 | 0.34637 | 0.68015 | 52.9675
2023-02-26 05:00 | 0 | 0.29224 | 0.66509 | 48.1533
2023-02-26 06:00 | 0.041658 | 0.2815 | 0.62638 | 28.9308
2023-02-26 07:00 | 0.40515 | 0.22331 | 0.48723 | -9.6242
2023-02-26 08:00 | 0.90851 | 0.1823 | 0.40545 | -17.9567
2023-02-26 09:00 | 0.98965 | 0.2259 | 0.36635 | -44.49
2023-02-26 10:00 | 0.98006 | 0.20713 | 0.36416 | -49.3208
2023-02-26 11:00 | 0.89455 | 0.19872 | 0.35243 | -51.1867
2023-02-26 12:00 | 0.92334 | 0.20706 | 0.34058 | -46.8642
2023-02-26 13:00 | 0.8213 | 0.22704 | 0.34055 | -25.1592
2023-02-26 14:00 | 0.80292 | 0.23958 | 0.36213 | 28.7958
2023-02-26 15:00 | 0.73728 | 0.29034 | 0.42211 | 50.415
2023-02-26 16:00 | 0.62242 | 0.43664 | 0.49961 | 83.465
2023-02-26 17:00 | 0.42008 | 0.63362 | 0.5781 | 124.5733
2023-02-26 18:00 | 0.081369 | 0.72902 | 0.64252 | 189.3642
2023-02-26 19:00 | 0 | 0.72045 | 0.6585 | 142.7925
2023-02-26 20:00 | 0 | 0.7012 | 0.65359 | 118.5317
2023-02-26 21:00 | 0 | 0.65405 | 0.66502 | 111.6508
2023-02-26 22:00 | 0 | 0.61196 | 0.66394 | 101.5342
2023-02-26 23:00 | 0 | 0.583 | 0.66483 | 90.8083
2023-02-27 | 0 | 0.52578 | 0.65893 | 91.1633
2023-02-27 01:00 | 0 | 0.4451 | 0.66461 | 80.2692
2023-02-27 02:00 | 0 | 0.33162 | 0.66868 | 76.505
2023-02-27 03:00 | 0 | 0.22206 | 0.67591 | 78.0875
2023-02-27 04:00 | 0 | 0.18968 | 0.67822 | 81.3
2023-02-27 05:00 | 0 | 0.18252 | 0.6742 | 89.525
2023-02-27 06:00 | 0.036324 | 0.14701 | 0.64626 | 91.0367
2023-02-27 07:00 | 0.28653 | 0.14941 | 0.53055 | 63.1825
2023-02-27 08:00 | 0.71195 | 0.1635 | 0.4573 | 38.44
2023-02-27 09:00 | 0.9541 | 0.13425 | 0.4038 | 45.76
2023-02-27 10:00 | 0.97674 | 0.11357 | 0.37433 | 44.5
2023-02-27 11:00 | 0.77325 | 0.12013 | 0.36634 | 48.1842
2023-02-27 12:00 | 0.71206 | 0.14665 | 0.36785 | 56.145
2023-02-27 13:00 | 0.56531 | 0.18835 | 0.38786 | 70.4242
2023-02-27 14:00 | 0.48518 | 0.24526 | 0.39884 | 79.4617
2023-02-27 15:00 | 0.3613 | 0.26533 | 0.44241 | 109.5567
2023-02-27 16:00 | 0.32607 | 0.30118 | 0.49399 | 113.3308
2023-02-27 17:00 | 0.24258 | 0.37816 | 0.56756 | 123.7642
2023-02-27 18:00 | 0.032703 | 0.51682 | 0.62798 | 146.1908
2023-02-27 19:00 | 0 | 0.55301 | 0.63251 | 125.8508
2023-02-27 20:00 | 0 | 0.44037 | 0.63301 | 106.3492
2023-02-27 21:00 | 0 | 0.3837 | 0.66704 | 109.0333
2023-02-27 22:00 | 0 | 0.3431 | 0.66815 | 99.1925
2023-02-27 23:00 | 0 | 0.3149 | 0.66607 | 91.6208
2023-02-28 | 0 | 0.27422 | 0.66779 | 95.3933
2023-02-28 01:00 | 0 | 0.2274 | 0.67587 | 86.2492
2023-02-28 02:00 | 0 | 0.16025 | 0.68388 | 80.9275
2023-02-28 03:00 | 0 | 0.089806 | 0.69949 | 83.3717
2023-02-28 04:00 | 0 | 0.05163 | 0.69634 | 85.1392
2023-02-28 05:00 | 0 | 0.047735 | 0.69414 | 108.2842
2023-02-28 06:00 | 0.038459 | 0.039674 | 0.67188 | 105.2125
2023-02-28 07:00 | 0.42177 | 0.024527 | 0.5409 | 66.6192
2023-02-28 08:00 | 0.93598 | 0.0083445 | 0.45839 | 42.4792
2023-02-28 09:00 | 0.98721 | 0.0042915 | 0.4112 | 38.8208
2023-02-28 10:00 | 0.99659 | 0.0057785 | 0.39276 | 36.6183
2023-02-28 11:00 | 0.99658 | 0.013326 | 0.3619 | 25.3325
2023-02-28 12:00 | 0.99715 | 0.024604 | 0.36936 | 47.8625
2023-02-28 13:00 | 1 | 0.033098 | 0.36204 | 35.6758
2023-02-28 14:00 | 0.99851 | 0.042538 | 0.36741 | 14.5933
2023-02-28 15:00 | 0.99842 | 0.047213 | 0.39904 | 66.9108
2023-02-28 16:00 | 0.96847 | 0.059589 | 0.47173 | 77.535
2023-02-28 17:00 | 0.67224 | 0.1344 | 0.549 | 127.6575
2023-02-28 18:00 | 0.069173 | 0.41767 | 0.61932 | 160.1783
2023-02-28 19:00 | 0 | 0.63542 | 0.62727 | 123.2167
2023-02-28 20:00 | 0 | 0.57151 | 0.63197 | 104.4617
2023-02-28 21:00 | 0 | 0.48268 | 0.64521 | 105.7517
2023-02-28 22:00 | 0 | 0.41287 | 0.65521 | 108.785
2023-02-28 23:00 | 0 | 0.36512 | 0.66062 | 92.0392
2023-03-01 | 0 | 0.27189 | 0.65271 | 80.19
2023-03-01 01:00 | 0 | 0.17165 | 0.66526 | 69.0808
2023-03-01 02:00 | 0 | 0.084422 | 0.66815 | 63.6317
2023-03-01 03:00 | 0 | 0.017678 | 0.67099 | 64.5208
2023-03-01 04:00 | 0 | 0.002451 | 0.6818 | 85.4
2023-03-01 05:00 | 0 | 0.003591 | 0.69192 | 119.015
2023-03-01 06:00 | 0.036968 | 0.001549 | 0.64501 | 107.1592
2023-03-01 07:00 | 0.41605 | 0.0005195 | 0.5181 | 58.1375
2023-03-01 08:00 | 0.89553 | 0.00062 | 0.44405 | 100.9383
2023-03-01 09:00 | 0.95439 | 0.0009485 | 0.39269 | -6.4667
2023-03-01 10:00 | 0.9795 | 0.001366 | 0.37826 | 95.0083
2023-03-01 11:00 | 0.97911 | 0.002041 | 0.35452 | 19.0017
2023-03-01 12:00 | 0.97706 | 0.00178 | 0.36841 | 56.6325
2023-03-01 13:00 | 0.98291 | 0.001983 | 0.36773 | 66.615
2023-03-01 14:00 | 0.98273 | 0.001282 | 0.38686 | 62.8392
2023-03-01 15:00 | 0.97914 | 0.0018855 | 0.41707 | 111.6725
2023-03-01 16:00 | 0.95399 | 0.013261 | 0.47503 | 169.8175
2023-03-01 17:00 | 0.65994 | 0.10773 | 0.55518 | 283.8808
2023-03-01 18:00 | 0.055529 | 0.27314 | 0.62086 | 2766.335
2023-03-01 19:00 | 0 | 0.43067 | 0.63841 | 134.3975
2023-03-01 20:00 | 0 | 0.45996 | 0.63679 | 121.1617
2023-03-01 21:00 | 0 | 0.37025 | 0.66249 | 99.3158
2023-03-01 22:00 | 0 | 0.15837 | 0.67797 | 107.6658
2023-03-01 23:00 | 0 | 0.049399 | 0.67145 | 93.765
2023-03-02 | 0 | 0.034735 | 0.66395 | 92.3175
2023-03-02 01:00 | 0 | 0.018941 | 0.67085 | 88.0567
2023-03-02 02:00 | 0 | 0.0017425 | 0.67284 | 88.3825
2023-03-02 03:00 | 0 | 0.0002755 | 0.67457 | 91.1692
2023-03-02 04:00 | 0 | 0.0024205 | 0.68271 | 99.66
2023-03-02 05:00 | 0 | 0.008249 | 0.69353 | 122.5967
2023-03-02 06:00 | 0.024853 | 0.010355 | 0.68409 | 164.0908
2023-03-02 07:00 | 0.229 | 0.0086895 | 0.60078 | 92.535
2023-03-02 08:00 | 0.4342 | 0.0075865 | 0.53528 | 100.7392
2023-03-02 09:00 | 0.69864 | 0.018954 | 0.47847 | 138.9492
2023-03-02 10:00 | 0.80205 | 0.013678 | 0.46103 | 140.4425
2023-03-02 11:00 | 0.80624 | 0.002151 | 0.4462 | 73.525
2023-03-02 12:00 | 0.87482 | 0.0022675 | 0.41626 | 53.4367
2023-03-02 13:00 | 0.88529 | 0.015054 | 0.42176 | 59.2092
2023-03-02 14:00 | 0.82238 | 0.052796 | 0.44524 | 80.7408
2023-03-02 15:00 | 0.80173 | 0.16393 | 0.47322 | 97.4192
2023-03-02 16:00 | 0.61624 | 0.43822 | 0.52165 | 89.96
2023-03-02 17:00 | 0.44057 | 0.6333 | 0.5661 | 129.6025
2023-03-02 18:00 | 0.057857 | 0.65358 | 0.61088 | 178.1533
2023-03-02 19:00 | 0 | 0.53989 | 0.6195 | 132.4375
2023-03-02 20:00 | 0 | 0.32171 | 0.63938 | 105.22
2023-03-02 21:00 | 0 | 0.32384 | 0.64808 | 88.0192
2023-03-02 22:00 | 0 | 0.28453 | 0.6668 | 87.7567
2023-03-02 23:00 | 0 | 0.20802 | 0.68516 | 84.2183
2023-03-03 | 0 | 0.10889 | 0.68242 | 82.7025
2023-03-03 01:00 | 0 | 0.064736 | 0.69586 | 79.78
2023-03-03 02:00 | 0 | 0.039573 | 0.68701 | 87.5133
2023-03-03 03:00 | 0 | 0.028408 | 0.69265 | 87.5108
2023-03-03 04:00 | 0 | 0.01466 | 0.70373 | 75.6883
2023-03-03 05:00 | 0 | 0.006976 | 0.69706 | 87.1067
2023-03-03 06:00 | 0.01367 | 0.016817 | 0.65949 | 97.6233
2023-03-03 07:00 | 0.16514 | 0.025309 | 0.55082 | 63.7208
2023-03-03 08:00 | 0.27104 | 0.01699 | 0.47843 | 60.8208
2023-03-03 09:00 | 0.41694 | 0.028879 | 0.44057 | 64.8217
2023-03-03 10:00 | 0.4494 | 0.034174 | 0.41526 | 61.83
2023-03-03 11:00 | 0.44119 | 0.022 | 0.40478 | 65.7625
2023-03-03 12:00 | 0.5871 | 0.014504 | 0.4017 | 75.8525
2023-03-03 13:00 | 0.53706 | 0.028068 | 0.41423 | 64.1458
2023-03-03 14:00 | 0.36061 | 0.046083 | 0.43652 | 66.5958
2023-03-03 15:00 | 0.20715 | 0.057974 | 0.46901 | 83.3558
2023-03-03 16:00 | 0.23389 | 0.07208 | 0.52251 | 75.9108
2023-03-03 17:00 | 0.13395 | 0.10466 | 0.57223 | 120.055
2023-03-03 18:00 | 0.021725 | 0.19499 | 0.61817 | 130.29
2023-03-03 19:00 | 0 | 0.33223 | 0.62301 | 111.2142
2023-03-03 20:00 | 0 | 0.43051 | 0.63043 | 87.9492
2023-03-03 21:00 | 0 | 0.40126 | 0.63786 | 81.4683
2023-03-03 22:00 | 0 | 0.33642 | 0.64294 | 77.0917
2023-03-03 23:00 | 0 | 0.2525 | 0.65945 | 71.6292
2023-03-04 | 0 | 0.23387 | 0.68022 | 85.8117
2023-03-04 01:00 | 0 | 0.26615 | 0.69157 | 91.8925
2023-03-04 02:00 | 0 | 0.26879 | 0.6798 | 82.2283
2023-03-04 03:00 | 0 | 0.22782 | 0.67255 | 81.3075
2023-03-04 04:00 | 0 | 0.25059 | 0.68185 | 91.8433
2023-03-04 05:00 | 0 | 0.24927 | 0.69287 | 91.6475
2023-03-04 06:00 | 0.0096673 | 0.28075 | 0.66832 | 75.3683
2023-03-04 07:00 | 0.22711 | 0.26853 | 0.55395 | 33.3267
2023-03-04 08:00 | 0.69772 | 0.19076 | 0.47354 | 34.635
2023-03-04 09:00 | 0.92975 | 0.17675 | 0.42624 | 66.9133
2023-03-04 10:00 | 0.97707 | 0.11465 | 0.39305 | 30.3025
2023-03-04 11:00 | 0.96159 | 0.085877 | 0.38905 | 53.6267
2023-03-04 12:00 | 0.97262 | 0.12588 | 0.38116 | 31.7725
2023-03-04 13:00 | 0.95725 | 0.27819 | 0.36488 | 27.8317
2023-03-04 14:00 | 0.89441 | 0.28543 | 0.39379 | 37.3075
2023-03-04 15:00 | 0.75049 | 0.24153 | 0.42975 | 58.2092
2023-03-04 16:00 | 0.75897 | 0.22851 | 0.48598 | 60.5475
2023-03-04 17:00 | 0.59726 | 0.36112 | 0.57112 | 106.9192
2023-03-04 18:00 | 0.061872 | 0.68145 | 0.64723 | 180.5475
2023-03-04 19:00 | 0 | 0.82007 | 0.6474 | 123.62
2023-03-04 20:00 | 0 | 0.70458 | 0.63855 | 86.8175
2023-03-04 21:00 | 0 | 0.55878 | 0.65053 | 97.8408
2023-03-04 22:00 | 0 | 0.40735 | 0.64552 | 100.4808
2023-03-04 23:00 | 0 | 0.34505 | 0.65017 | 87.41
2023-03-05 | 0 | 0.32076 | 0.65206 | 77.0283
2023-03-05 01:00 | 0 | 0.27302 | 0.65715 | 87.185
2023-03-05 02:00 | 0 | 0.20762 | 0.67367 | 79.4833
2023-03-05 03:00 | 0 | 0.16853 | 0.67687 | 77.4308
2023-03-05 04:00 | 0 | 0.15114 | 0.68805 | 77.3675
2023-03-05 05:00 | 0 | 0.16587 | 0.70417 | 80.17
2023-03-05 06:00 | 0.02952 | 0.1995 | 0.67114 | 63.3075
2023-03-05 07:00 | 0.4287 | 0.1746 | 0.49872 | 0.95917
2023-03-05 08:00 | 0.94833 | 0.13243 | 0.40364 | -0.61
2023-03-05 09:00 | 0.99688 | 0.16892 | 0.34772 | -15.5175
2023-03-05 10:00 | 1 | 0.19994 | 0.33949 | -33.9742
2023-03-05 11:00 | 0.98086 | 0.25011 | 0.33347 | -32.1833
2023-03-05 12:00 | 0.92955 | 0.26944 | 0.32071 | -3.74
2023-03-05 13:00 | 0.89341 | 0.24849 | 0.33212 | 15.6933
2023-03-05 14:00 | 0.92854 | 0.22339 | 0.34387 | 12.795
2023-03-05 15:00 | 0.91345 | 0.26909 | 0.39921 | 34.03
2023-03-05 16:00 | 0.75066 | 0.40088 | 0.46815 | 71.8008
2023-03-05 17:00 | 0.51713 | 0.57288 | 0.55831 | 172.5725
2023-03-05 18:00 | 0.057428 | 0.68973 | 0.63095 | 240.6267
2023-03-05 19:00 | 0 | 0.70885 | 0.64186 | 102.8875
2023-03-05 20:00 | 0 | 0.62517 | 0.64396 | 89.8258
2023-03-05 21:00 | 0 | 0.54531 | 0.65874 | 79.5333
2023-03-05 22:00 | 0 | 0.47338 | 0.67821 | 78.19
2023-03-05 23:00 | 0 | 0.37868 | 0.68556 | 65.6392
2023-03-06 | 0 | 0.26031 | 0.68403 | 70.1317
2023-03-06 01:00 | 0 | 0.16691 | 0.68558 | 56.4517
2023-03-06 02:00 | 0 | 0.12286 | 0.69281 | 54.4725
2023-03-06 03:00 | 0 | 0.11437 | 0.69445 | 56.255
2023-03-06 04:00 | 0 | 0.10909 | 0.6951 | 62.22
2023-03-06 05:00 | 0 | 0.10633 | 0.70113 | 82.9717
2023-03-06 06:00 | 0.028151 | 0.093062 | 0.65938 | 100.6192
2023-03-06 07:00 | 0.40864 | 0.07025 | 0.51735 | 45.2692
2023-03-06 08:00 | 0.92701 | 0.056328 | 0.43662 | 33.4283
2023-03-06 09:00 | 0.98446 | 0.056231 | 0.39686 | 47.5692
2023-03-06 10:00 | 0.99047 | 0.034736 | 0.37926 | 27.7092
2023-03-06 11:00 | 0.9832 | 0.03719 | 0.35744 | 11.3317
2023-03-06 12:00 | 0.98747 | 0.053498 | 0.34798 | 14.9717
2023-03-06 13:00 | 0.97653 | 0.072735 | 0.34619 | 15.1708
2023-03-06 14:00 | 0.99036 | 0.10072 | 0.37994 | 42.4758
2023-03-06 15:00 | 0.99684 | 0.13757 | 0.43829 | 64.7058
2023-03-06 16:00 | 0.9675 | 0.23449 | 0.49924 | 109.3892
2023-03-06 17:00 | 0.65934 | 0.47467 | 0.56322 | 138.6717
2023-03-06 18:00 | 0.058866 | 0.74811 | 0.61115 | 433.0708
2023-03-06 19:00 | 0 | 0.80121 | 0.62326 | 201.1317
2023-03-06 20:00 | 0 | 0.66211 | 0.64036 | 97.4933
2023-03-06 21:00 | 0 | 0.5091 | 0.65683 | 87.2308
2023-03-06 22:00 | 0 | 0.38475 | 0.66256 | 77.0958
2023-03-06 23:00 | 0 | 0.29214 | 0.68291 | 73.8092
2023-03-07 | 0 | 0.20603 | 0.68666 | 71.2642
2023-03-07 01:00 | 0 | 0.16438 | 0.68731 | 71.8667
2023-03-07 02:00 | 0 | 0.13178 | 0.68833 | 70.7958
2023-03-07 03:00 | 0 | 0.094479 | 0.68756 | 69.155
2023-03-07 04:00 | 0 | 0.088429 | 0.69298 | 68.8258
2023-03-07 05:00 | 0 | 0.068932 | 0.69603 | 84.7275
2023-03-07 06:00 | 0.027381 | 0.05592 | 0.6648 | 91.5275
2023-03-07 07:00 | 0.40051 | 0.036025 | 0.56178 | 65.655
2023-03-07 08:00 | 0.9073 | 0.026889 | 0.47813 | 56.3633
2023-03-07 09:00 | 0.95515 | 0.024879 | 0.39666 | 36.8283
2023-03-07 10:00 | 0.96527 | 0.03004 | 0.37607 | 27.3958
2023-03-07 11:00 | 0.9367 | 0.037504 | 0.35724 | 49.8233
2023-03-07 12:00 | 0.94213 | 0.040452 | 0.37253 | 48.7042
2023-03-07 13:00 | 0.92683 | 0.040066 | 0.39741 | 51.6708
2023-03-07 14:00 | 0.92192 | 0.052158 | 0.43668 | 76.0108
2023-03-07 15:00 | 0.95711 | 0.064235 | 0.49007 | 127.0458
2023-03-07 16:00 | 0.89768 | 0.088914 | 0.55141 | 97.22
2023-03-07 17:00 | 0.60946 | 0.20708 | 0.59955 | 129.9892
2023-03-07 18:00 | 0.060688 | 0.50677 | 0.63084 | 236.0175
2023-03-07 19:00 | 0 | 0.6296 | 0.64476 | 126.8917
2023-03-07 20:00 | 0 | 0.49187 | 0.66229 | 103.9617
2023-03-07 21:00 | 0 | 0.44831 | 0.6723 | 83.6975
2023-03-07 22:00 | 0 | 0.42912 | 0.68474 | 78.6992
2023-03-07 23:00 | 0 | 0.39202 | 0.69713 | 83.5833
2023-03-08 | 0 | 0.31983 | 0.69293 | 81.7133
2023-03-08 01:00 | 0 | 0.20982 | 0.69097 | 70.0442
2023-03-08 02:00 | 0 | 0.15956 | 0.68861 | 62.6492
2023-03-08 03:00 | 0 | 0.12429 | 0.68746 | 73.7517
2023-03-08 04:00 | 0 | 0.084968 | 0.69283 | 68.6542
2023-03-08 05:00 | 0 | 0.042056 | 0.69367 | 84.0408
2023-03-08 06:00 | 0.01283 | 0.020965 | 0.68837 | 103.9242
2023-03-08 07:00 | 0.25269 | 0.011298 | 0.63227 | 81.7492
2023-03-08 08:00 | 0.77484 | 0.021722 | 0.57748 | 60.2117
2023-03-08 09:00 | 0.86379 | 0.04337 | 0.51293 | 56.8792
2023-03-08 10:00 | 0.88783 | 0.021288 | 0.47796 | 56.9825
2023-03-08 11:00 | 0.85649 | 0.0094675 | 0.48635 | 63.0125
2023-03-08 12:00 | 0.82934 | 0.006056 | 0.48498 | 67.7358
2023-03-08 13:00 | 0.75713 | 0.006664 | 0.49486 | 73.1058
2023-03-08 14:00 | 0.77675 | 0.011841 | 0.50528 | 88.9117
2023-03-08 15:00 | 0.72707 | 0.029844 | 0.54408 | 101.4675
2023-03-08 16:00 | 0.36867 | 0.088609 | 0.57984 | 92.3575
2023-03-08 17:00 | 0.1937 | 0.23332 | 0.62533 | 103.8908
2023-03-08 18:00 | 0.019902 | 0.40416 | 0.64783 | 137.7542
2023-03-08 19:00 | 0 | 0.43731 | 0.65241 | 114.6633
2023-03-08 20:00 | 0 | 0.34716 | 0.66468 | 97.5775
2023-03-08 21:00 | 0 | 0.25653 | 0.67724 | 88.7208
2023-03-08 22:00 | 0 | 0.13017 | 0.69097 | 92.7383
2023-03-08 23:00 | 0 | 0.065837 | 0.7092 | 85.4067
2023-03-09 | 0 | 0.035672 | 0.70467 | 85.9875
2023-03-09 01:00 | 0 | 0.021277 | 0.69748 | 87.5908
2023-03-09 02:00 | 0 | 0.009784 | 0.70085 | 88.5792
2023-03-09 03:00 | 0 | 0.002829 | 0.70098 | 88.2367
2023-03-09 04:00 | 0 | 0.00342 | 0.70306 | 85.6375
2023-03-09 05:00 | 0 | 0.0076405 | 0.70333 | 102.7133
2023-03-09 06:00 | 0.012964 | 0.011319 | 0.69834 | 119.1575
2023-03-09 07:00 | 0.2141 | 0.013262 | 0.64529 | 87.4883
2023-03-09 08:00 | 0.47898 | 0.011383 | 0.5911 | 79.1933
2023-03-09 09:00 | 0.71719 | 0.010709 | 0.54644 | 84.885
2023-03-09 10:00 | 0.61793 | 0.017847 | 0.52726 | 88.5725
2023-03-09 11:00 | 0.63437 | 0.027157 | 0.51415 | 82.4233
2023-03-09 12:00 | 0.47353 | 0.045955 | 0.50757 | 78.2183
2023-03-09 13:00 | 0.30785 | 0.080496 | 0.52697 | 90.005
2023-03-09 14:00 | 0.31159 | 0.10691 | 0.53888 | 96.0008
2023-03-09 15:00 | 0.16359 | 0.10948 | 0.56018 | 93.895
2023-03-09 16:00 | 0.15145 | 0.10385 | 0.59372 | 100.3975
2023-03-09 17:00 | 0.13012 | 0.095971 | 0.63723 | 122.6433
2023-03-09 18:00 | 0.011859 | 0.056428 | 0.64616 | 191.5725
2023-03-09 19:00 | 0 | 0.061807 | 0.64395 | 137.9667
2023-03-09 20:00 | 0 | 0.097156 | 0.66581 | 107.7475
2023-03-09 21:00 | 0 | 0.14671 | 0.68309 | 117.45
2023-03-09 22:00 | 0 | 0.22488 | 0.70467 | 116.3175
2023-03-09 23:00 | 0 | 0.28361 | 0.71949 | 105.4125
2023-03-10 | 0 | 0.25686 | 0.72178 | 82.1267
2023-03-10 01:00 | 0 | 0.22328 | 0.71777 | 77.0867
2023-03-10 02:00 | 0 | 0.24591 | 0.7167 | 83.635
2023-03-10 03:00 | 0 | 0.30395 | 0.71785 | 87.2075
2023-03-10 04:00 | 0 | 0.33422 | 0.71738 | 93.9175
2023-03-10 05:00 | 0 | 0.45257 | 0.71088 | 121.0475
2023-03-10 06:00 | 0.011729 | 0.55232 | 0.6819 | 142.1667
2023-03-10 07:00 | 0.14756 | 0.62537 | 0.63327 | 84.0008
2023-03-10 08:00 | 0.49194 | 0.76193 | 0.53634 | 61.6092
2023-03-10 09:00 | 0.41701 | 0.76166 | 0.47922 | 72.0867
2023-03-10 10:00 | 0.48238 | 0.77253 | 0.46855 | 80.505
2023-03-10 11:00 | 0.45472 | 0.81967 | 0.4857 | 97.5492
2023-03-10 12:00 | 0.41465 | 0.84953 | 0.48628 | 86.25
2023-03-10 13:00 | 0.38305 | 0.8042 | 0.5055 | 92.245
2023-03-10 14:00 | 0.37777 | 0.80303 | 0.52596 | 94.9508
2023-03-10 15:00 | 0.24898 | 0.73935 | 0.55385 | 112.9433
2023-03-10 16:00 | 0.20886 | 0.73606 | 0.57675 | 93.8925
2023-03-10 17:00 | 0.082097 | 0.63481 | 0.61696 | 121.3708
2023-03-10 18:00 | 0.019321 | 0.63884 | 0.6176 | 168.0417
2023-03-10 19:00 | 0 | 0.73047 | 0.63603 | 109.7542
2023-03-10 20:00 | 0 | 0.84118 | 0.64572 | 89.9558
2023-03-10 21:00 | 0 | 0.79514 | 0.66907 | 87.0517
2023-03-10 22:00 | 0 | 0.71374 | 0.66709 | 84.9675
2023-03-10 23:00 | 0 | 0.69054 | 0.66697 | 81.0667
2023-03-11 | 0 | 0.66189 | 0.67376 | 82.875
2023-03-11 01:00 | 0 | 0.67436 | 0.67482 | 84.6675
2023-03-11 02:00 | 0 | 0.62848 | 0.67514 | 83.7375
2023-03-11 03:00 | 0 | 0.47982 | 0.67583 | 81.6533
2023-03-11 04:00 | 0 | 0.3508 | 0.67764 | 77.925
2023-03-11 05:00 | 0 | 0.29697 | 0.681 | 82.7075
2023-03-11 06:00 | 0.0084693 | 0.23043 | 0.67528 | 83.3842
2023-03-11 07:00 | 0.2258 | 0.23007 | 0.60361 | 59.8517
2023-03-11 08:00 | 0.68349 | 0.31593 | 0.53215 | 54.4392
2023-03-11 09:00 | 0.69432 | 0.3184 | 0.4653 | 55.1217
2023-03-11 10:00 | 0.89905 | 0.23953 | 0.47615 | 46.4875
2023-03-11 11:00 | 0.78106 | 0.19432 | 0.4718 | 55.1417
2023-03-11 12:00 | 0.5579 | 0.1757 | 0.47635 | 79.3242
2023-03-11 13:00 | 0.37686 | 0.17961 | 0.47647 | 120.9233
2023-03-11 14:00 | 0.3584 | 0.21306 | 0.51611 | 105.7033
2023-03-11 15:00 | 0.33624 | 0.2898 | 0.54478 | 111.9883
2023-03-11 16:00 | 0.26171 | 0.26069 | 0.57212 | 104.8708
2023-03-11 17:00 | 0.18815 | 0.26559 | 0.60595 | 157.6383
2023-03-11 18:00 | 0.021412 | 0.21903 | 0.64435 | 199.4758
2023-03-11 19:00 | 0 | 0.20971 | 0.64912 | 153.8067
2023-03-11 20:00 | 0 | 0.12638 | 0.65687 | 118.5208
2023-03-11 21:00 | 0 | 0.12985 | 0.67304 | 111.0758
2023-03-11 22:00 | 0 | 0.1714 | 0.6848 | 100.0242
2023-03-11 23:00 | 0 | 0.19192 | 0.71038 | 109.3175
2023-03-12 | 0 | 0.17069 | 0.69745 | 101.9083
2023-03-12 01:00 | 0 | 0.13603 | 0.68093 | 117.5525
2023-03-12 02:00 | 0 | 0.11015 | 0.68681 | 104.3333
2023-03-12 03:00 | 0 | 0.10708 | 0.70094 | 96.9867
2023-03-12 04:00 | 0 | 0.10443 | 0.70693 | 109.495
2023-03-12 05:00 | 0 | 0.085022 | 0.70773 | 92.3117
2023-03-12 06:00 | 0.020191 | 0.10119 | 0.69027 | 94.4625
2023-03-12 07:00 | 0.31364 | 0.1895 | 0.59304 | 74.7417
2023-03-12 08:00 | 0.76298 | 0.33992 | 0.50977 | 67.5625
2023-03-12 09:00 | 0.81064 | 0.42108 | 0.4458 | 61.4725
2023-03-12 10:00 | 0.81644 | 0.4267 | 0.42906 | 71.68
2023-03-12 11:00 | 0.85335 | 0.38455 | 0.43559 | 75.9667
2023-03-12 12:00 | 0.89835 | 0.4057 | 0.42658 | 69.445
2023-03-12 13:00 | 0.81849 | 0.37129 | 0.44009 | 117.8375
2023-03-12 14:00 | 0.78829 | 0.29683 | 0.46731 | 97.29
2023-03-12 15:00 | 0.76322 | 0.26205 | 0.51342 | 87.505
2023-03-12 16:00 | 0.7081 | 0.2041 | 0.56655 | 88.9775
2023-03-12 17:00 | 0.50563 | 0.12435 | 0.60789 | 125.2967
2023-03-12 18:00 | 0.04641 | 0.070953 | 0.64978 | 143.66
2023-03-12 19:00 | 0 | 0.018207 | 0.67211 | 115.0592
2023-03-12 20:00 | 0 | 0.0051405 | 0.68465 | 100.405
2023-03-12 21:00 | 0 | 0.01062 | 0.69587 | 93.1008
2023-03-12 22:00 | 0 | 0.001005 | 0.71417 | 78.4525
2023-03-12 23:00 | 0 | 0.000609 | 0.71468 | 77.0133
2023-03-13 | 0 | 0.000657 | 0.71212 | 74.6283
2023-03-13 01:00 | 0 | 0.000448 | 0.71001 | 71.4233
2023-03-13 02:00 | 0 | 0.0035 | 0.71056 | 71.3717
2023-03-13 03:00 | 0 | 0.013275 | 0.71139 | 69.815
2023-03-13 04:00 | 0 | 0.014658 | 0.71731 | 65.4342
2023-03-13 05:00 | 0 | 0.0021375 | 0.71514 | 83.545
2023-03-13 06:00 | 0.01446 | 0.0007255 | 0.68624 | 112.4575
2023-03-13 07:00 | 0.24009 | 0.0019365 | 0.58638 | 103.9042
2023-03-13 08:00 | 0.59006 | 0.0019255 | 0.52053 | 194.4492
2023-03-13 09:00 | 0.64463 | 0.0022305 | 0.45285 | 76.8858
2023-03-13 10:00 | 0.78139 | 0.0028925 | 0.44098 | 94.125
2023-03-13 11:00 | 0.74335 | 0.013525 | 0.41039 | 40.7542
2023-03-13 12:00 | 0.66662 | 0.024071 | 0.41218 | 20.5417
2023-03-13 13:00 | 0.7531 | 0.052789 | 0.41068 | 142.6583
2023-03-13 14:00 | 0.60059 | 0.088721 | 0.41518 | 179.9925
2023-03-13 15:00 | 0.18585 | 0.11502 | 0.45983 | 125.4417
2023-03-13 16:00 | 0.27687 | 0.077174 | 0.51552 | 150.5108
2023-03-13 17:00 | 0.057071 | 0.014437 | 0.58428 | 222.8033
2023-03-13 18:00 | 0.003959 | 0.002649 | 0.61723 | 144.215
2023-03-13 19:00 | 0 | 0.015847 | 0.62577 | 112.1617
2023-03-13 20:00 | 0 | 0.052595 | 0.6428 | 117.5367
2023-03-13 21:00 | 0 | 0.060777 | 0.66766 | 103.165
2023-03-13 22:00 | 0 | 0.047087 | 0.67851 | 88.3533
2023-03-13 23:00 | 0 | 0.047866 | 0.68537 | 87.7217
2023-03-14 | 0 | 0.062311 | 0.68357 | 86.7767
2023-03-14 01:00 | 0 | 0.065571 | 0.682 | 83.7325
2023-03-14 02:00 | 0 | 0.058216 | 0.67629 | 83.2825
2023-03-14 03:00 | 0 | 0.063011 | 0.67897 | 80.98
2023-03-14 04:00 | 0 | 0.0827 | 0.69015 | 78.9458
2023-03-14 05:00 | 0 | 0.11443 | 0.6811 | 94.8108
2023-03-14 06:00 | 0.013686 | 0.15681 | 0.6627 | 107.6933
2023-03-14 07:00 | 0.30345 | 0.1195 | 0.54136 | 71.4725
2023-03-14 08:00 | 0.64884 | 0.046544 | 0.46729 | 81.7175
2023-03-14 09:00 | 0.74144 | 0.027794 | 0.40022 | 71.86
2023-03-14 10:00 | 0.85174 | 0.0042815 | 0.37676 | 78.5375
2023-03-14 11:00 | 0.77153 | 0.001215 | 0.38144 | 125.3967
2023-03-14 12:00 | 0.81865 | 0.0017575 | 0.39251 | 43.1375
2023-03-14 13:00 | 0.81492 | 0.0019645 | 0.39755 | 180.3633
2023-03-14 14:00 | 0.88722 | 0.0023445 | 0.39679 | 101.5258
2023-03-14 15:00 | 0.8433 | 0.051805 | 0.43397 | 110.9308
2023-03-14 16:00 | 0.70211 | 0.20159 | 0.47333 | 153.3267
2023-03-14 17:00 | 0.19811 | 0.2025 | 0.56528 | 200.8267
2023-03-14 18:00 | 0.010445 | 0.22308 | 0.61986 | 331.0008
2023-03-14 19:00 | 0 | 0.26485 | 0.62004 | 191.05
2023-03-14 20:00 | 0 | 0.33635 | 0.63279 | 105.5025
2023-03-14 21:00 | 0 | 0.4221 | 0.65497 | 109.9733
2023-03-14 22:00 | 0 | 0.36292 | 0.6608 | 103.01
2023-03-14 23:00 | 0 | 0.28923 | 0.6757 | 98.7275
2023-03-15 | 0 | 0.20473 | 0.66959 | 93.5967
2023-03-15 01:00 | 0 | 0.16955 | 0.67414 | 86.3075
2023-03-15 02:00 | 0 | 0.13932 | 0.67609 | 74.33
2023-03-15 03:00 | 0 | 0.10582 | 0.68089 | 78.4892
2023-03-15 04:00 | 0 | 0.088812 | 0.68001 | 85.0517
2023-03-15 05:00 | 0 | 0.086373 | 0.68892 | 94.535
2023-03-15 06:00 | 0.014966 | 0.098392 | 0.67648 | 109.6383
2023-03-15 07:00 | 0.28565 | 0.061951 | 0.55918 | 72.595
2023-03-15 08:00 | 0.80693 | 0.027409 | 0.48463 | 62.5425
2023-03-15 09:00 | 0.89407 | 0.011883 | 0.43121 | 21.8642
2023-03-15 10:00 | 0.89149 | 0.013812 | 0.39765 | 81.1075
2023-03-15 11:00 | 0.85806 | 0.017973 | 0.39342 | -79.1108
2023-03-15 12:00 | 0.85599 | 0.0163 | 0.39436 | 172.3217
2023-03-15 13:00 | 0.87547 | 0.014297 | 0.43379 | 224.0175
2023-03-15 14:00 | 0.92751 | 0.012072 | 0.41539 | 98.4058
2023-03-15 15:00 | 0.91576 | 0.018959 | 0.45783 | 133.1267
2023-03-15 16:00 | 0.84585 | 0.042759 | 0.52224 | 129.7258
2023-03-15 17:00 | 0.39891 | 0.147 | 0.58432 | 185.0117
2023-03-15 18:00 | 0.048254 | 0.17452 | 0.6303 | 242.9775
2023-03-15 19:00 | 0 | 0.15525 | 0.63543 | 240.905
2023-03-15 20:00 | 0 | 0.11099 | 0.65302 | 148.2583
2023-03-15 21:00 | 0 | 0.081088 | 0.66772 | 139.515
2023-03-15 22:00 | 0 | 0.099306 | 0.67964 | 127.1725
2023-03-15 23:00 | 0 | 0.14283 | 0.69216 | 104.0983
2023-03-16 | 0 | 0.10507 | 0.70061 | 90.5283
2023-03-16 01:00 | 0 | 0.06904 | 0.70335 | 88.3075
2023-03-16 02:00 | 0 | 0.03986 | 0.70852 | 75.1283
2023-03-16 03:00 | 0 | 0.032484 | 0.70915 | 71.3608
2023-03-16 04:00 | 0 | 0.026322 | 0.70975 | 67.6792
2023-03-16 05:00 | 0 | 0.014925 | 0.70614 | 96.7267
2023-03-16 06:00 | 0.0092981 | 0.0046395 | 0.67731 | 146.4075
2023-03-16 07:00 | 0.25317 | 0.0016805 | 0.54576 | 56.0633
2023-03-16 08:00 | 0.76629 | 0.00322 | 0.45689 | 42.1733
2023-03-16 09:00 | 0.87342 | 0.004974 | 0.41752 | 115.4467
2023-03-16 10:00 | 0.8955 | 0.006543 | 0.39905 | -19.345
2023-03-16 11:00 | 0.85314 | 0.0040175 | 0.39426 | 82.3192
2023-03-16 12:00 | 0.86663 | 0.002698 | 0.39417 | 95.0158
2023-03-16 13:00 | 0.83942 | 0.002083 | 0.39407 | 62.3133
2023-03-16 14:00 | 0.77026 | 0.0014365 | 0.39294 | 65.7658
2023-03-16 15:00 | 0.79316 | 0.00127 | 0.42921 | 115.56
2023-03-16 16:00 | 0.67449 | 0.0016095 | 0.48619 | 162.3308
2023-03-16 17:00 | 0.27248 | 0.025739 | 0.55625 | 1802.0267
2023-03-16 18:00 | 0.039628 | 0.15929 | 0.60415 | 8600.4317
2023-03-16 19:00 | 0 | 0.31081 | 0.61989 | 291.8192
2023-03-16 20:00 | 0 | 0.35953 | 0.63516 | 152.8
2023-03-16 21:00 | 0 | 0.30492 | 0.66123 | 107.0875
2023-03-16 22:00 | 0 | 0.19883 | 0.68726 | 110.1517
2023-03-16 23:00 | 0 | 0.12115 | 0.6977 | 95.14
2023-03-17 | 0 | 0.068714 | 0.69408 | 95.7817
2023-03-17 01:00 | 0 | 0.036033 | 0.69921 | 90.5633
2023-03-17 02:00 | 0 | 0.0082375 | 0.69757 | 94.9133
2023-03-17 03:00 | 0 | 0.0007675 | 0.6968 | 97.0767
2023-03-17 04:00 | 0 | 0.000655 | 0.70045 | 99.1183
2023-03-17 05:00 | 0 | 0.000649 | 0.70088 | 144.1408
2023-03-17 06:00 | 0.016076 | 0.0006615 | 0.68045 | 200.0558
2023-03-17 07:00 | 0.33067 | 0.0006835 | 0.55466 | 79.0225
2023-03-17 08:00 | 0.84669 | 0.00102 | 0.47583 | 92.1542
2023-03-17 09:00 | 0.90058 | 0.001559 | 0.42802 | 154.9467
2023-03-17 10:00 | 0.90668 | 0.00853 | 0.39803 | 11.725
2023-03-17 11:00 | 0.89246 | 0.052193 | 0.41503 | 93.23
2023-03-17 12:00 | 0.90762 | 0.094907 | 0.41703 | 104.1917
2023-03-17 13:00 | 0.913 | 0.13382 | 0.42721 | 112.1875
2023-03-17 14:00 | 0.92282 | 0.19062 | 0.44507 | 126.8142
2023-03-17 15:00 | 0.92182 | 0.26503 | 0.48024 | 272.9092
2023-03-17 16:00 | 0.86147 | 0.3787 | 0.48832 | 334.7542
2023-03-17 17:00 | 0.38529 | 0.49826 | 0.5418 | 2696.5142
2023-03-17 18:00 | 0.045618 | 0.51658 | 0.59769 | 1268.5708
2023-03-17 19:00 | 0 | 0.43815 | 0.60562 | 245.0083
2023-03-17 20:00 | 0 | 0.35304 | 0.6146 | 167.9708
2023-03-17 21:00 | 0 | 0.28763 | 0.6294 | 128.94
2023-03-17 22:00 | 0 | 0.22747 | 0.6672 | 123.6475
2023-03-17 23:00 | 0 | 0.18778 | 0.687 | 90.9683
2023-03-18 | 0 | 0.16436 | 0.68466 | 88.44
2023-03-18 01:00 | 0 | 0.13216 | 0.67777 | 89.5675
2023-03-18 02:00 | 0 | 0.11549 | 0.67929 | 86.6725
2023-03-18 03:00 | 0 | 0.099276 | 0.6781 | 81.6275
2023-03-18 04:00 | 0 | 0.080889 | 0.67768 | 77.19
2023-03-18 05:00 | 0 | 0.084443 | 0.67818 | 84.3275
2023-03-18 06:00 | 0.019823 | 0.096071 | 0.64859 | 76.0292
2023-03-18 07:00 | 0.32497 | 0.10974 | 0.5274 | 38.2325
2023-03-18 08:00 | 0.90952 | 0.14922 | 0.42974 | 33.1625
2023-03-18 09:00 | 0.87173 | 0.31014 | 0.38224 | 38.6025
2023-03-18 10:00 | 0.92863 | 0.40892 | 0.33428 | 8.01
2023-03-18 11:00 | 0.92327 | 0.48388 | 0.31717 | 15.8275
2023-03-18 12:00 | 0.92696 | 0.53799 | 0.33025 | 16.0075
2023-03-18 13:00 | 0.93394 | 0.60714 | 0.35314 | 91.3
2023-03-18 14:00 | 0.97022 | 0.65476 | 0.37521 | 73.0058
2023-03-18 15:00 | 0.97985 | 0.6933 | 0.40707 | 147.8242
2023-03-18 16:00 | 0.94177 | 0.72668 | 0.47574 | 218.4575
2023-03-18 17:00 | 0.44367 | 0.72452 | 0.55731 | 223.0792
2023-03-18 18:00 | 0.04759 | 0.71547 | 0.61295 | 240.9925
2023-03-18 19:00 | 0 | 0.69595 | 0.61992 | 119.9942
2023-03-18 20:00 | 0 | 0.63183 | 0.63552 | 119.2492
2023-03-18 21:00 | 0 | 0.58218 | 0.63698 | 102.2133
2023-03-18 22:00 | 0 | 0.54107 | 0.67222 | 108.4133
2023-03-18 23:00 | 0 | 0.49011 | 0.68681 | 101.6475
2023-03-19 | 0 | 0.43865 | 0.67974 | 90.7042
2023-03-19 01:00 | 0 | 0.38496 | 0.67165 | 88.0717
2023-03-19 02:00 | 0 | 0.34661 | 0.67533 | 86.8033
2023-03-19 03:00 | 0 | 0.33843 | 0.69282 | 88.9733
2023-03-19 04:00 | 0 | 0.35793 | 0.69593 | 84.9458
2023-03-19 05:00 | 0 | 0.41854 | 0.69601 | 84.1325
2023-03-19 06:00 | 0.01674 | 0.45821 | 0.66463 | 78.7408
2023-03-19 07:00 | 0.27739 | 0.45704 | 0.50718 | 20.4308
2023-03-19 08:00 | 0.75688 | 0.62672 | 0.43234 | 16.415
2023-03-19 09:00 | 0.88382 | 0.84434 | 0.38238 | 15.7125
2023-03-19 10:00 | 0.88452 | 0.80716 | 0.35017 | 7.0475
2023-03-19 11:00 | 0.88898 | 0.8136 | 0.34187 | 10.5383
2023-03-19 12:00 | 0.90618 | 0.77937 | 0.33931 | 25.11
2023-03-19 13:00 | 0.88496 | 0.73972 | 0.34826 | 30.1458
2023-03-19 14:00 | 0.93781 | 0.69074 | 0.36981 | 49.0625
2023-03-19 15:00 | 0.94246 | 0.67046 | 0.40106 | 60.6525
2023-03-19 16:00 | 0.87319 | 0.68874 | 0.44784 | 116.2917
2023-03-19 17:00 | 0.41833 | 0.70601 | 0.55863 | 1493.5917
2023-03-19 18:00 | 0.044743 | 0.73279 | 0.62393 | 151.82
2023-03-19 19:00 | 0 | 0.77376 | 0.62802 | 125.2767
2023-03-19 20:00 | 0 | 0.8215 | 0.62951 | 101.095
2023-03-19 21:00 | 0 | 0.82485 | 0.6609 | 90.115
2023-03-19 22:00 | 0 | 0.79282 | 0.67233 | 86.175
2023-03-19 23:00 | 0 | 0.74224 | 0.67551 | 66.295
2023-03-20 | 0 | 0.70024 | 0.675 | 79.9242
2023-03-20 01:00 | 0 | 0.65946 | 0.66904 | 77.0892
2023-03-20 02:00 | 0 | 0.61383 | 0.6712 | 77.0558
2023-03-20 03:00 | 0 | 0.5676 | 0.66484 | 67.9308
2023-03-20 04:00 | 0 | 0.53915 | 0.6712 | 61.2042
2023-03-20 05:00 | 0 | 0.50204 | 0.67445 | 77.495
2023-03-20 06:00 | 0.015926 | 0.50064 | 0.65029 | 82.2983
2023-03-20 07:00 | 0.29451 | 0.47239 | 0.53851 | 51.1617
2023-03-20 08:00 | 0.8708 | 0.46052 | 0.45674 | 30.605
2023-03-20 09:00 | 0.94234 | 0.62515 | 0.41384 | 51.4833
2023-03-20 10:00 | 0.91041 | 0.64934 | 0.39225 | 56.4233
2023-03-20 11:00 | 0.77219 | 0.62723 | 0.38511 | 54.865
2023-03-20 12:00 | 0.81034 | 0.60509 | 0.37482 | 45.12
2023-03-20 13:00 | 0.82191 | 0.58123 | 0.38427 | 56.2117
2023-03-20 14:00 | 0.8623 | 0.59277 | 0.40042 | 74.8875
2023-03-20 15:00 | 0.8617 | 0.62593 | 0.43 | 68.0433
2023-03-20 16:00 | 0.74774 | 0.67379 | 0.49583 | 81.0583
2023-03-20 17:00 | 0.27904 | 0.72236 | 0.57678 | 106.995
2023-03-20 18:00 | 0.026183 | 0.75014 | 0.63069 | 158.5758
2023-03-20 19:00 | 0 | 0.77335 | 0.63873 | 98.8675
2023-03-20 20:00 | 0 | 0.77358 | 0.63879 | 81.0633
2023-03-20 21:00 | 0 | 0.76456 | 0.65258 | 86.4292
2023-03-20 22:00 | 0 | 0.75252 | 0.67906 | 98.5367
2023-03-20 23:00 | 0 | 0.74258 | 0.691 | 88.8725
2023-03-21 | 0 | 0.71274 | 0.68711 | 67.5208
2023-03-21 01:00 | 0 | 0.65196 | 0.68596 | 56.8783
2023-03-21 02:00 | 0 | 0.58462 | 0.68565 | 49.6983
2023-03-21 03:00 | 0 | 0.54249 | 0.68732 | 60.9667
2023-03-21 04:00 | 0 | 0.54896 | 0.6981 | 84.8683
2023-03-21 05:00 | 0 | 0.58893 | 0.69703 | 108.0583
2023-03-21 06:00 | 0.0071321 | 0.62855 | 0.67148 | 152.8525
2023-03-21 07:00 | 0.27338 | 0.72254 | 0.5578 | 50.7875
2023-03-21 08:00 | 0.75874 | 0.87 | 0.44825 | 19.9167
2023-03-21 09:00 | 0.79414 | 0.89806 | 0.38568 | 19.1933
2023-03-21 10:00 | 0.84686 | 0.90193 | 0.35074 | -27.63
2023-03-21 11:00 | 0.80396 | 0.90689 | 0.35477 | -36.02
2023-03-21 12:00 | 0.79247 | 0.88663 | 0.34032 | -9.8567
2023-03-21 13:00 | 0.81331 | 0.86516 | 0.34107 | -17.7308
2023-03-21 14:00 | 0.93407 | 0.83025 | 0.3511 | 8.6117
2023-03-21 15:00 | 0.8299 | 0.86126 | 0.38944 | 26.2517
2023-03-21 16:00 | 0.65389 | 0.8466 | 0.46927 | 60.6567
2023-03-21 17:00 | 0.20091 | 0.81545 | 0.56457 | 143.6658
2023-03-21 18:00 | 0.020684 | 0.74573 | 0.62857 | 257.5158
2023-03-21 19:00 | 0 | 0.74562 | 0.6358 | 126.4042
2023-03-21 20:00 | 0 | 0.8052 | 0.64827 | 111.4742
2023-03-21 21:00 | 0 | 0.784 | 0.66215 | 94.4908
2023-03-21 22:00 | 0 | 0.7606 | 0.67302 | 107.3342
2023-03-21 23:00 | 0 | 0.71306 | 0.6821 | 88.0125
2023-03-22 | 0 | 0.65473 | 0.68374 | 95.0858
2023-03-22 01:00 | 0 | 0.55002 | 0.68947 | 89.5333
2023-03-22 02:00 | 0 | 0.47091 | 0.69274 | 97.0042
2023-03-22 03:00 | 0 | 0.37849 | 0.69299 | 101.6442
2023-03-22 04:00 | 0 | 0.30801 | 0.69386 | 94.5717
2023-03-22 05:00 | 0 | 0.29837 | 0.69275 | 100.985
2023-03-22 06:00 | 0.0057684 | 0.26614 | 0.65856 | 131.175
2023-03-22 07:00 | 0.29455 | 0.20897 | 0.59422 | 89.0708
2023-03-22 08:00 | 0.84987 | 0.2476 | 0.51738 | 57.2433
2023-03-22 09:00 | 0.9087 | 0.65573 | 0.47534 | 33.3675
2023-03-22 10:00 | 0.83032 | 0.80816 | 0.45466 | 83.0992
2023-03-22 11:00 | 0.73746 | 0.68233 | 0.44721 | 99.9342
2023-03-22 12:00 | 0.79405 | 0.61406 | 0.437 | -26.1858
2023-03-22 13:00 | 0.85989 | 0.55184 | 0.44107 | 53.9575
2023-03-22 14:00 | 0.92892 | 0.61176 | 0.45737 | 48.2308
2023-03-22 15:00 | 0.91481 | 0.71669 | 0.4795 | 35.275
2023-03-22 16:00 | 0.87327 | 0.78767 | 0.52349 | 80.3267
2023-03-22 17:00 | 0.38269 | 0.73561 | 0.59091 | 133.765
2023-03-22 18:00 | 0.037447 | 0.62975 | 0.6266 | 144.3442
2023-03-22 19:00 | 0 | 0.5841 | 0.62661 | 95.2958
2023-03-22 20:00 | 0 | 0.6195 | 0.62104 | 90.2117
2023-03-22 21:00 | 0 | 0.65688 | 0.63289 | 102.1617
2023-03-22 22:00 | 0 | 0.62455 | 0.64976 | 110.6675
2023-03-22 23:00 | 0 | 0.57894 | 0.66565 | 111.6733
2023-03-23 | 0 | 0.5304 | 0.66119 | 92.9717
2023-03-23 01:00 | 0 | 0.50548 | 0.66436 | 80
2023-03-23 02:00 | 0 | 0.46975 | 0.6713 | 79.6517
2023-03-23 03:00 | 0 | 0.41661 | 0.67439 | 82.1875
2023-03-23 04:00 | 0 | 0.44367 | 0.67784 | 86.1608
2023-03-23 05:00 | 0 | 0.53563 | 0.6795 | 72.3808
2023-03-23 06:00 | 0.0043094 | 0.46674 | 0.66264 | 93.3308
2023-03-23 07:00 | 0.22317 | 0.55615 | 0.52198 | 6.8742
2023-03-23 08:00 | 0.74556 | 0.71754 | 0.43692 | -37.4383
2023-03-23 09:00 | 0.65999 | 0.72919 | 0.39206 | 22.1892
2023-03-23 10:00 | 0.62792 | 0.62342 | 0.39388 | -31.48
2023-03-23 11:00 | 0.69383 | 0.56975 | 0.37378 | -46.4917
2023-03-23 12:00 | 0.70854 | 0.55137 | 0.38462 | -14.1392
2023-03-23 13:00 | 0.70122 | 0.52906 | 0.37218 | -11.0408
2023-03-23 14:00 | 0.80722 | 0.53113 | 0.40068 | 23.25
2023-03-23 15:00 | 0.82322 | 0.50791 | 0.4211 | 73.0675
2023-03-23 16:00 | 0.81435 | 0.52823 | 0.48735 | 76.6167
2023-03-23 17:00 | 0.39099 | 0.4874 | 0.58066 | 262.47
2023-03-23 18:00 | 0.034519 | 0.48008 | 0.63396 | 197.11
2023-03-23 19:00 | 0 | 0.50229 | 0.62837 | 129.8483
2023-03-23 20:00 | 0 | 0.47857 | 0.64075 | 119.0633
2023-03-23 21:00 | 0 | 0.41964 | 0.64432 | 107.1783
2023-03-23 22:00 | 0 | 0.34989 | 0.65001 | 108.8767
2023-03-23 23:00 | 0 | 0.33414 | 0.66771 | 99.0625
2023-03-24 | 0 | 0.32284 | 0.6819 | 98.215
2023-03-24 01:00 | 0 | 0.28969 | 0.68739 | 85.865
2023-03-24 02:00 | 0 | 0.25841 | 0.69183 | 80.4558
2023-03-24 03:00 | 0 | 0.22623 | 0.69394 | 83.14
2023-03-24 04:00 | 0 | 0.21761 | 0.68956 | 98.1608
2023-03-24 05:00 | 0 | 0.20321 | 0.69453 | 104.985
2023-03-24 06:00 | 0.0064849 | 0.18671 | 0.66727 | 132.3567
2023-03-24 07:00 | 0.29969 | 0.1565 | 0.56328 | 89.78
2023-03-24 08:00 | 0.88516 | 0.15054 | 0.49136 | 59.6625
2023-03-24 09:00 | 0.95394 | 0.091383 | 0.38618 | 55.9592
2023-03-24 10:00 | 0.95298 | 0.056735 | 0.39525 | 28.5192
2023-03-24 11:00 | 0.93678 | 0.057878 | 0.38322 | -53.7858
2023-03-24 12:00 | 0.90806 | 0.088433 | 0.36318 | -34.8292
2023-03-24 13:00 | 0.91858 | 0.12924 | 0.36752 | 87.7958
2023-03-24 14:00 | 0.95109 | 0.16781 | 0.38344 | 56.8292
2023-03-24 15:00 | 0.89417 | 0.17084 | 0.42518 | 92.7775
2023-03-24 16:00 | 0.79451 | 0.17807 | 0.48341 | 116.8108
2023-03-24 17:00 | 0.35515 | 0.26445 | 0.58099 | 163.805
2023-03-24 18:00 | 0.028698 | 0.48833 | 0.63405 | 173.65
2023-03-24 19:00 | 0 | 0.54043 | 0.64296 | 117.6792
2023-03-24 20:00 | 0 | 0.45624 | 0.66119 | 115.2358
2023-03-24 21:00 | 0 | 0.33084 | 0.65854 | 105.2242
2023-03-24 22:00 | 0 | 0.22781 | 0.67431 | 105.8908
2023-03-24 23:00 | 0 | 0.15147 | 0.68416 | 93.1117
2023-03-25 | 0 | 0.11858 | 0.68686 | 90.5992
2023-03-25 01:00 | 0 | 0.10724 | 0.69515 | 83.8783
2023-03-25 02:00 | 0 | 0.077553 | 0.68779 | 84.3383
2023-03-25 03:00 | 0 | 0.053506 | 0.68609 | 84.9167
2023-03-25 04:00 | 0 | 0.041673 | 0.68908 | 74.5025
2023-03-25 05:00 | 0 | 0.032213 | 0.69789 | 86.2275
2023-03-25 06:00 | 0.0062562 | 0.027131 | 0.68551 | 82.5633
2023-03-25 07:00 | 0.28996 | 0.029317 | 0.56139 | 42.3783
2023-03-25 08:00 | 0.85274 | 0.016919 | 0.44567 | 29.5183
2023-03-25 09:00 | 0.88098 | 0.029822 | 0.39555 | 44.8575
2023-03-25 10:00 | 0.90581 | 0.024681 | 0.38655 | 43.1808
2023-03-25 11:00 | 0.86145 | 0.019822 | 0.3647 | 37.76
2023-03-25 12:00 | 0.7778 | 0.033868 | 0.3744 | 55.4658
2023-03-25 13:00 | 0.72086 | 0.052786 | 0.38495 | 52.2225
2023-03-25 14:00 | 0.72696 | 0.058382 | 0.40015 | 53.39
2023-03-25 15:00 | 0.76303 | 0.059896 | 0.43787 | 58.71
2023-03-25 16:00 | 0.80554 | 0.1063 | 0.49293 | 58.89
2023-03-25 17:00 | 0.31176 | 0.26183 | 0.5973 | 156.49
2023-03-25 18:00 | 0.017834 | 0.51178 | 0.64155 | 163.2483
2023-03-25 19:00 | 0 | 0.65716 | 0.65627 | 107.5033
2023-03-25 20:00 | 0 | 0.6066 | 0.66292 | 98.8592
2023-03-25 21:00 | 0 | 0.44749 | 0.66164 | 89.5833
2023-03-25 22:00 | 0 | 0.31197 | 0.69192 | 94.9117
2023-03-25 23:00 | 0 | 0.28595 | 0.69998 | 91.905
2023-03-26 | 0 | 0.30928 | 0.6949 | 88.955
2023-03-26 01:00 | 0 | 0.25942 | 0.69112 | 66.8458
2023-03-26 02:00 | 0 | 0.17921 | 0.70187 | 56.805
2023-03-26 03:00 | 0 | 0.1043 | 0.70645 | 62.9217
2023-03-26 04:00 | 0 | 0.070702 | 0.7068 | 78.1717
2023-03-26 05:00 | 0 | 0.058159 | 0.6951 | 85.5717
2023-03-26 06:00 | 0.0048477 | 0.039829 | 0.68196 | 82.8733
2023-03-26 07:00 | 0.25745 | 0.023505 | 0.53185 | 32.255
2023-03-26 08:00 | 0.8207 | 0.017988 | 0.42173 | 12.7042
2023-03-26 09:00 | 0.86666 | 0.040489 | 0.36841 | 19.2192
2023-03-26 10:00 | 0.87742 | 0.025299 | 0.35596 | 19.4067
2023-03-26 11:00 | 0.8818 | 0.024467 | 0.3574 | 26.1958
2023-03-26 12:00 | 0.82807 | 0.025913 | 0.37402 | 40.2925
2023-03-26 13:00 | 0.80876 | 0.027608 | 0.39664 | 33.2925
2023-03-26 14:00 | 0.86223 | 0.03804 | 0.41508 | 61.9283
2023-03-26 15:00 | 0.77676 | 0.054611 | 0.44647 | 79.8992
2023-03-26 16:00 | 0.59932 | 0.093985 | 0.51144 | 109.9983
2023-03-26 17:00 | 0.31506 | 0.23489 | 0.58953 | 221.4558
2023-03-26 18:00 | 0.022634 | 0.49171 | 0.63874 | 341.1333
2023-03-26 19:00 | 0 | 0.5886 | 0.64191 | 182.9975
2023-03-26 20:00 | 0 | 0.49884 | 0.66115 | 135.3633
2023-03-26 21:00 | 0 | 0.38616 | 0.66817 | 125.5383
2023-03-26 22:00 | 0 | 0.33777 | 0.67762 | 119.6242
2023-03-26 23:00 | 0 | 0.35834 | 0.68483 | 111.1708
2023-03-27 | 0 | 0.39943 | 0.68519 | 115.6425
2023-03-27 01:00 | 0 | 0.36586 | 0.67923 | 98.0233
2023-03-27 02:00 | 0 | 0.2803 | 0.67937 | 86.5383
2023-03-27 03:00 | 0 | 0.24796 | 0.67887 | 86.8025
2023-03-27 04:00 | 0 | 0.23637 | 0.68213 | 105.5125
2023-03-27 05:00 | 0 | 0.18118 | 0.68245 | 131.115
2023-03-27 06:00 | 0.0056598 | 0.13273 | 0.64897 | 129.7825
2023-03-27 07:00 | 0.26611 | 0.097706 | 0.53627 | 80.5667
2023-03-27 08:00 | 0.83991 | 0.088117 | 0.4419 | 68.8608
2023-03-27 09:00 | 0.88661 | 0.12981 | 0.41294 | 27.17
2023-03-27 10:00 | 0.88381 | 0.091732 | 0.37451 | 70.05
2023-03-27 11:00 | 0.87227 | 0.061349 | 0.40314 | 115.9833
2023-03-27 12:00 | 0.83931 | 0.04539 | 0.39661 | 105.8233
2023-03-27 13:00 | 0.84483 | 0.044993 | 0.41281 | 170.0708
2023-03-27 14:00 | 0.90669 | 0.052633 | 0.42257 | 115.9225
2023-03-27 15:00 | 0.90982 | 0.076928 | 0.43458 | 170.5742
2023-03-27 16:00 | 0.81334 | 0.12896 | 0.48804 | 225.6733
2023-03-27 17:00 | 0.32862 | 0.27879 | 0.57736 | 392.6875
2023-03-27 18:00 | 0.021489 | 0.4819 | 0.63022 | 478.4742
2023-03-27 19:00 | 0 | 0.50132 | 0.63678 | 263.12
2023-03-27 20:00 | 0 | 0.3079 | 0.66205 | 194.8408
2023-03-27 21:00 | 0 | 0.19035 | 0.66816 | 154.5575
2023-03-27 22:00 | 0 | 0.16518 | 0.68236 | 150.7492
2023-03-27 23:00 | 0 | 0.14819 | 0.68403 | 129.4542
2023-03-28 | 0 | 0.10099 | 0.67908 | 136.2475
2023-03-28 01:00 | 0 | 0.063952 | 0.67901 | 117.6275
2023-03-28 02:00 | 0 | 0.057903 | 0.68041 | 103.79
2023-03-28 03:00 | 0 | 0.046647 | 0.68601 | 115.6483
2023-03-28 04:00 | 0 | 0.052529 | 0.68705 | 137.8617
2023-03-28 05:00 | 0 | 0.064705 | 0.68931 | 160.2242
2023-03-28 06:00 | 0.002924 | 0.069153 | 0.67712 | 255.9942
2023-03-28 07:00 | 0.23163 | 0.055761 | 0.57274 | 112.9183
2023-03-28 08:00 | 0.79698 | 0.049978 | 0.5151 | 205.8333
2023-03-28 09:00 | 0.87307 | 0.046245 | 0.45665 | 96.6125
2023-03-28 10:00 | 0.89783 | 0.032427 | 0.4169 | 207.5983
2023-03-28 11:00 | 0.88683 | 0.061712 | 0.41372 | 171.8658
2023-03-28 12:00 | 0.84875 | 0.085833 | 0.40881 | 145.705
2023-03-28 13:00 | 0.8476 | 0.09245 | 0.43401 | 305.1092
2023-03-28 14:00 | 0.85759 | 0.10278 | 0.46301 | 357.1208
2023-03-28 15:00 | 0.81453 | 0.11065 | 0.4674 | 186.8425
2023-03-28 16:00 | 0.69067 | 0.16246 | 0.52053 | 156.6358
2023-03-28 17:00 | 0.3427 | 0.28119 | 0.58805 | 359.0267
2023-03-28 18:00 | 0.01434 | 0.46691 | 0.63332 | 1323.9217
2023-03-28 19:00 | 0 | 0.49091 | 0.63856 | 260.2233
2023-03-28 20:00 | 0 | 0.35779 | 0.66345 | 217.4725
2023-03-28 21:00 | 0 | 0.36771 | 0.67491 | 142.5925
2023-03-28 22:00 | 0 | 0.35501 | 0.69071 | 150.8825
2023-03-28 23:00 | 0 | 0.27313 | 0.69388 | 135.3117
2023-03-29 | 0 | 0.19862 | 0.69204 | 124.0333
2023-03-29 01:00 | 0 | 0.1475 | 0.68733 | 104.1525
2023-03-29 02:00 | 0 | 0.11779 | 0.68751 | 101.6275
2023-03-29 03:00 | 0 | 0.085269 | 0.68645 | 97.0908
2023-03-29 04:00 | 0 | 0.052256 | 0.69065 | 96.8817
2023-03-29 05:00 | 0 | 0.032139 | 0.69003 | 107.635
2023-03-29 06:00 | 0.0026782 | 0.023718 | 0.68209 | 146.705
2023-03-29 07:00 | 0.23152 | 0.039423 | 0.62652 | 203.315
2023-03-29 08:00 | 0.74365 | 0.10371 | 0.58672 | 273.9383
2023-03-29 09:00 | 0.76449 | 0.096402 | 0.55109 | 214.2883
2023-03-29 10:00 | 0.67863 | 0.022936 | 0.51707 | 195.5433
2023-03-29 11:00 | 0.66497 | 0.001273 | 0.49595 | 101.7842
2023-03-29 12:00 | 0.59392 | 0.001494 | 0.49041 | 142.5333
2023-03-29 13:00 | 0.57342 | 0.001634 | 0.50059 | 161.05
2023-03-29 14:00 | 0.58456 | 0.001753 | 0.50659 | 113.5292
2023-03-29 15:00 | 0.5882 | 0.002699 | 0.51806 | 88.0925
2023-03-29 16:00 | 0.40542 | 0.004084 | 0.5759 | 84.3967
2023-03-29 17:00 | 0.16588 | 0.003171 | 0.62939 | 236.3025
2023-03-29 18:00 | 0.0070331 | 0.038287 | 0.65321 | 266.4917
2023-03-29 19:00 | 0 | 0.10681 | 0.66176 | 157.9525
2023-03-29 20:00 | 0 | 0.075412 | 0.674 | 186.8175
2023-03-29 21:00 | 0 | 0.15933 | 0.68742 | 134.9417
2023-03-29 22:00 | 0 | 0.18564 | 0.69677 | 131.4825
2023-03-29 23:00 | 0 | 0.21147 | 0.70274 | 117.1692
2023-03-30 | 0 | 0.18632 | 0.70653 | 118.9175
2023-03-30 01:00 | 0 | 0.14723 | 0.701 | 113.2475
2023-03-30 02:00 | 0 | 0.14362 | 0.69567 | 114.3692
2023-03-30 03:00 | 0 | 0.15317 | 0.70129 | 123.5092
2023-03-30 04:00 | 0 | 0.16722 | 0.70583 | 123.28
2023-03-30 05:00 | 0 | 0.16311 | 0.70097 | 136.9642
2023-03-30 06:00 | 0.0018651 | 0.16856 | 0.69115 | 208.89
2023-03-30 07:00 | 0.15424 | 0.12512 | 0.63391 | 110.6167
2023-03-30 08:00 | 0.52179 | 0.088281 | 0.55422 | 187.1892
2023-03-30 09:00 | 0.6035 | 0.13928 | 0.49962 | 165.4383
2023-03-30 10:00 | 0.7047 | 0.13682 | 0.42971 | 51.2142
2023-03-30 11:00 | 0.74131 | 0.14125 | 0.40296 | 8.8517
2023-03-30 12:00 | 0.54299 | 0.17751 | 0.40354 | -8.2508
2023-03-30 13:00 | 0.66007 | 0.21263 | 0.36545 | 3.8117
2023-03-30 14:00 | 0.50485 | 0.14521 | 0.39016 | 56.5708
2023-03-30 15:00 | 0.60465 | 0.080988 | 0.4324 | 78.2558
2023-03-30 16:00 | 0.46865 | 0.052503 | 0.49039 | 82.0108
2023-03-30 17:00 | 0.11637 | 0.041383 | 0.58928 | 239.295
2023-03-30 18:00 | 0.0023874 | 0.060543 | 0.63985 | 240.185
2023-03-30 19:00 | 0 | 0.10397 | 0.6569 | 143.2992
2023-03-30 20:00 | 0 | 0.040433 | 0.67993 | 147.13
2023-03-30 21:00 | 0 | 0.040522 | 0.68891 | 134.4325
2023-03-30 22:00 | 0 | 0.045444 | 0.69492 | 110.175
2023-03-30 23:00 | 0 | 0.034412 | 0.69419 | 100.8342
2023-03-31 | 0 | 0.020144 | 0.68914 | 90.905
2023-03-31 01:00 | 0 | 0.017989 | 0.68667 | 78.0767
2023-03-31 02:00 | 0 | 0.045097 | 0.68173 | 68.5775
2023-03-31 03:00 | 0 | 0.076943 | 0.67838 | 78.3
2023-03-31 04:00 | 0 | 0.13002 | 0.68055 | 96.7167
2023-03-31 05:00 | 0 | 0.19095 | 0.69689 | 128.805
2023-03-31 06:00 | 0.0025341 | 0.20549 | 0.67668 | 133.8875
2023-03-31 07:00 | 0.26559 | 0.21804 | 0.54968 | 50.4442
2023-03-31 08:00 | 0.8509 | 0.12664 | 0.43061 | 4.1758
2023-03-31 09:00 | 0.89305 | 0.093647 | 0.35961 | -35.4533
2023-03-31 10:00 | 0.91676 | 0.048353 | 0.33454 | -42.2975
2023-03-31 11:00 | 0.90781 | 0.023276 | 0.32452 | -40.8608
2023-03-31 12:00 | 0.89506 | 0.01387 | 0.32005 | -37.5342
2023-03-31 13:00 | 0.89856 | 0.009423 | 0.31311 | 4.2458
2023-03-31 14:00 | 0.90176 | 0.022728 | 0.35252 | 31.0717
2023-03-31 15:00 | 0.84269 | 0.020056 | 0.41718 | 74.54
2023-03-31 16:00 | 0.80768 | 0.0088295 | 0.51313 | 114.8175
2023-03-31 17:00 | 0.27895 | 0.021912 | 0.61787 | 162.6233
2023-03-31 18:00 | 0.011001 | 0.090122 | 0.66011 | 160.9658
2023-03-31 19:00 | 0 | 0.18229 | 0.66407 | 140.92
2023-03-31 20:00 | 0 | 0.15931 | 0.68143 | 132.9825
2023-03-31 21:00 | 0 | 0.14312 | 0.68443 | 140.7333
2023-03-31 22:00 | 0 | 0.1367 | 0.6842 | 151.0442
2023-03-31 23:00 | 0 | 0.16451 | 0.70089 | 156.0008
2023-04-01 | 0 | 0.18585 | 0.71199 | 128.11
2023-04-01 01:00 | 0 | 0.20976 | 0.72102 | 145.7125
2023-04-01 02:00 | 0 | 0.23198 | 0.71969 | 176.0583
2023-04-01 03:00 | 0 | 0.2191 | 0.71824 | 163.6817
2023-04-01 04:00 | 0 | 0.22531 | 0.71754 | 161.9283
2023-04-01 05:00 | 0 | 0.23799 | 0.71656 | 184.7883
2023-04-01 06:00 | 0.0022119 | 0.19776 | 0.69993 | 203.9233
2023-04-01 07:00 | 0.24955 | 0.12646 | 0.63005 | 121.5558
2023-04-01 08:00 | 0.8637 | 0.051816 | 0.56572 | 68.7758
2023-04-01 09:00 | 0.933 | 0.052948 | 0.49237 | 84.5167
2023-04-01 10:00 | 0.89049 | 0.043313 | 0.47254 | 117.5433
2023-04-01 11:00 | 0.85071 | 0.033987 | 0.4555 | 86.2133
2023-04-01 12:00 | 0.74811 | 0.023742 | 0.44488 | 100.5967
2023-04-01 13:00 | 0.68166 | 0.013194 | 0.46828 | 135.7008
2023-04-01 14:00 | 0.73975 | 0.014915 | 0.49915 | 224.2983
2023-04-01 15:00 | 0.57219 | 0.023912 | 0.53266 | 133.3258
2023-04-01 16:00 | 0.64031 | 0.10555 | 0.5763 | 182.9075
2023-04-01 17:00 | 0.21202 | 0.39088 | 0.62184 | 252.0883
2023-04-01 18:00 | 0.0018469 | 0.71154 | 0.64038 | 237.1742
2023-04-01 19:00 | 0 | 0.74883 | 0.64741 | 139.94
2023-04-01 20:00 | 0 | 0.60818 | 0.68089 | 222.3758
2023-04-01 21:00 | 0 | 0.49328 | 0.68071 | 133.36
2023-04-01 22:00 | 0 | 0.48381 | 0.68372 | 157.3983
2023-04-01 23:00 | 0 | 0.46502 | 0.691 | 143.6992
2023-04-02 | 0 | 0.4336 | 0.6944 | 128.345
2023-04-02 01:00 | 0 | 0.41872 | 0.71049 | 136.6542
2023-04-02 02:00 | 0 | 0.44362 | 0.72165 | 142.4688
2023-04-02 03:00 | 0 | 0.41033 | 0.72185 | 146.8617
2023-04-02 04:00 | 0 | 0.38756 | 0.72042 | 162.7017
2023-04-02 05:00 | 0 | 0.35901 | 0.72222 | 148.7008
2023-04-02 06:00 | 0.0022771 | 0.39814 | 0.70949 | 149.5167
2023-04-02 07:00 | 0.26061 | 0.38138 | 0.57065 | 79.8108
2023-04-02 08:00 | 0.83862 | 0.38213 | 0.46903 | 23.6908
2023-04-02 09:00 | 0.9031 | 0.53006 | 0.39124 | 3.7775
2023-04-02 10:00 | 0.88178 | 0.44342 | 0.35961 | 1.0392
2023-04-02 11:00 | 0.8041 | 0.3674 | 0.35616 | -1.3292
2023-04-02 12:00 | 0.72569 | 0.31267 | 0.37545 | 36.2425
2023-04-02 13:00 | 0.64604 | 0.3139 | 0.38729 | 54.51
2023-04-02 14:00 | 0.68619 | 0.35766 | 0.41144 | 72.3658
2023-04-02 15:00 | 0.60997 | 0.44992 | 0.44764 | 62.7517
2023-04-02 16:00 | 0.67838 | 0.56408 | 0.52226 | 117.1167
2023-04-02 17:00 | 0.25197 | 0.63857 | 0.61118 | 278.4008
2023-04-02 18:00 | 0.0025248 | 0.69075 | 0.63891 | 316.0558
2023-04-02 19:00 | 0 | 0.59424 | 0.64381 | 141.1467
2023-04-02 20:00 | 0 | 0.40103 | 0.6633 | 168.3867
2023-04-02 21:00 | 0 | 0.46911 | 0.67178 | 136.6467
2023-04-02 22:00 | 0 | 0.53144 | 0.69206 | 143.2817
2023-04-02 23:00 | 0 | 0.45293 | 0.69274 | 144.6833
2023-04-03 | 0 | 0.36181 | 0.68515 | 114.9333
2023-04-03 01:00 | 0 | 0.2797 | 0.68901 | 110.4033
2023-04-03 02:00 | 0 | 0.21414 | 0.69041 | 92.0925
2023-04-03 03:00 | 0 | 0.16746 | 0.70293 | 112.1717
2023-04-03 04:00 | 0 | 0.16853 | 0.69711 | 122.9675
2023-04-03 05:00 | 0 | 0.21422 | 0.68875 | 130.8933
2023-04-03 06:00 | 0.0021889 | 0.21612 | 0.65697 | 209.4833
2023-04-03 07:00 | 0.26267 | 0.17681 | 0.56625 | 118.7858
2023-04-03 08:00 | 0.82933 | 0.14355 | 0.46542 | 61.4992
2023-04-03 09:00 | 0.86306 | 0.087073 | 0.39618 | 37.79
2023-04-03 10:00 | 0.78173 | 0.017578 | 0.36253 | 28.4442
2023-04-03 11:00 | 0.81502 | 0.002501 | 0.36343 | 62.36
2023-04-03 12:00 | 0.83864 | 0.004346 | 0.38101 | 86.5375
2023-04-03 13:00 | 0.84839 | 0.0050245 | 0.39619 | 96.2083
2023-04-03 14:00 | 0.85894 | 0.002729 | 0.40054 | 108.3667
2023-04-03 15:00 | 0.84142 | 0.002528 | 0.44139 | 133.0692
2023-04-03 16:00 | 0.85651 | 0.0029335 | 0.51509 | 194.95
2023-04-03 17:00 | 0.26735 | 0.014367 | 0.59646 | 314.4117
2023-04-03 18:00 | 0.002637 | 0.056403 | 0.6094 | 280.3492
2023-04-03 19:00 | 0 | 0.11051 | 0.63076 | 187.6667
2023-04-03 20:00 | 0 | 0.18713 | 0.63536 | 161.9167
2023-04-03 21:00 | 0 | 0.26007 | 0.65509 | 164.3067
2023-04-03 22:00 | 0 | 0.27862 | 0.67336 | 177.6
2023-04-03 23:00 | 0 | 0.26245 | 0.6838 | 183.6158
2023-04-04 | 0 | 0.24898 | 0.69045 | 134.9142
2023-04-04 01:00 | 0 | 0.19664 | 0.69957 | 146.2508
2023-04-04 02:00 | 0 | 0.16731 | 0.71198 | 136.9675
2023-04-04 03:00 | 0 | 0.14842 | 0.71189 | 136.1783
2023-04-04 04:00 | 0 | 0.1519 | 0.70425 | 168.0208
2023-04-04 05:00 | 0 | 0.11513 | 0.69733 | 163.6767
2023-04-04 06:00 | 0.0019455 | 0.084391 | 0.66559 | 255.6725
2023-04-04 07:00 | 0.2428 | 0.047601 | 0.56705 | 122.0258
2023-04-04 08:00 | 0.71223 | 0.012516 | 0.46977 | 58.4667
2023-04-04 09:00 | 0.82227 | 0.011272 | 0.41495 | 64.9883
2023-04-04 10:00 | 0.80203 | 0.015137 | 0.37227 | 45.7958
2023-04-04 11:00 | 0.83285 | 0.0195 | 0.38561 | 85.2142
2023-04-04 12:00 | 0.7543 | 0.019614 | 0.38802 | 84.6025
2023-04-04 13:00 | 0.65842 | 0.01826 | 0.3874 | 81.6492
2023-04-04 14:00 | 0.72662 | 0.019126 | 0.41126 | 94.2975
2023-04-04 15:00 | 0.67762 | 0.020212 | 0.44724 | 125.085
2023-04-04 16:00 | 0.64991 | 0.039808 | 0.50532 | 169.4483
2023-04-04 17:00 | 0.25716 | 0.13641 | 0.58761 | 381.1208
2023-04-04 18:00 | 0.001771 | 0.43627 | 0.62875 | 309.6208
2023-04-04 19:00 | 0 | 0.63748 | 0.63492 | 187.9858
2023-04-04 20:00 | 0 | 0.56349 | 0.64956 | 165.0592
2023-04-04 21:00 | 0 | 0.53124 | 0.66789 | 173.8583
2023-04-04 22:00 | 0 | 0.53641 | 0.68424 | 193.5225
2023-04-04 23:00 | 0 | 0.52616 | 0.69993 | 182.4942
2023-04-05 | 0 | 0.50145 | 0.70974 | 172.7792
2023-04-05 01:00 | 0 | 0.48141 | 0.71719 | 156.92
2023-04-05 02:00 | 0 | 0.47829 | 0.71811 | 152.4283
2023-04-05 03:00 | 0 | 0.46333 | 0.72041 | 159.9175
2023-04-05 04:00 | 0 | 0.41241 | 0.71826 | 142.7542
2023-04-05 05:00 | 0 | 0.35752 | 0.70069 | 172.9808
2023-04-05 06:00 | 0.0021703 | 0.36377 | 0.66137 | 213.0983
2023-04-05 07:00 | 0.26602 | 0.2897 | 0.5473 | 115.5608
2023-04-05 08:00 | 0.85261 | 0.18466 | 0.43738 | 32.0517
2023-04-05 09:00 | 0.91584 | 0.13223 | 0.36551 | 16.4933
2023-04-05 10:00 | 0.91212 | 0.082612 | 0.32025 | -4.0183
2023-04-05 11:00 | 0.89861 | 0.069352 | 0.31656 | -16.1533
2023-04-05 12:00 | 0.89514 | 0.072564 | 0.31531 | 2.91
2023-04-05 13:00 | 0.87645 | 0.096572 | 0.32567 | 48.96
2023-04-05 14:00 | 0.88885 | 0.13918 | 0.36873 | 84.7317
2023-04-05 15:00 | 0.8468 | 0.19422 | 0.41356 | 96.0583
2023-04-05 16:00 | 0.74677 | 0.28215 | 0.47645 | 238.2483
2023-04-05 17:00 | 0.2484 | 0.48758 | 0.58046 | 996.995
2023-04-05 18:00 | 0.0015335 | 0.72621 | 0.61811 | 895.5742
2023-04-05 19:00 | 0 | 0.76298 | 0.6322 | 214.9917
2023-04-05 20:00 | 0 | 0.67965 | 0.64959 | 151.1342
2023-04-05 21:00 | 0 | 0.68022 | 0.676 | 153.4683
2023-04-05 22:00 | 0 | 0.67963 | 0.68841 | 153.615
2023-04-05 23:00 | 0 | 0.67835 | 0.70554 | 151.6342
2023-04-06 | 0 | 0.68682 | 0.69621 | 116.2308
2023-04-06 01:00 | 0 | 0.66151 | 0.69426 | 102.2483
2023-04-06 02:00 | 0 | 0.60198 | 0.69445 | 97.5983
2023-04-06 03:00 | 0 | 0.59598 | 0.69343 | 92.2908
2023-04-06 04:00 | 0 | 0.59544 | 0.69423 | 96.3692
2023-04-06 05:00 | 0 | 0.60653 | 0.69125 | 103.4217
2023-04-06 06:00 | 0.0018995 | 0.56917 | 0.66947 | 110.0708
2023-04-06 07:00 | 0.2458 | 0.45437 | 0.55286 | 64.9983
2023-04-06 08:00 | 0.79138 | 0.3168 | 0.45008 | 17.8583
2023-04-06 09:00 | 0.90204 | 0.27235 | 0.37829 | 13.6025
2023-04-06 10:00 | 0.90116 | 0.18374 | 0.34684 | 17.6508
2023-04-06 11:00 | 0.86756 | 0.11734 | 0.35683 | 53.6558
2023-04-06 12:00 | 0.8291 | 0.096022 | 0.37828 | 71.095
2023-04-06 13:00 | 0.81886 | 0.085889 | 0.39886 | 87.9467
2023-04-06 14:00 | 0.77911 | 0.08336 | 0.44678 | 131.8042
2023-04-06 15:00 | 0.74512 | 0.10556 | 0.50023 | 157.985
2023-04-06 16:00 | 0.59148 | 0.15032 | 0.56119 | 130.2492
2023-04-06 17:00 | 0.16194 | 0.25882 | 0.61463 | 248.2625
2023-04-06 18:00 | 0.00083807 | 0.45116 | 0.63689 | 246.6667
2023-04-06 19:00 | 0 | 0.60791 | 0.64167 | 187.5208
2023-04-06 20:00 | 0 | 0.65307 | 0.65414 | 115.2558
2023-04-06 21:00 | 0 | 0.70213 | 0.66376 | 109.0475
2023-04-06 22:00 | 0 | 0.75642 | 0.65571 | 114.2175
2023-04-06 23:00 | 0 | 0.76256 | 0.65941 | 99.0742
2023-04-07 | 0 | 0.58948 | 0.6657 | 89.7317
2023-04-07 01:00 | 0 | 0.47259 | 0.67804 | 87.5533
2023-04-07 02:00 | 0 | 0.47955 | 0.67946 | 84.9892
2023-04-07 03:00 | 0 | 0.5001 | 0.6809 | 77.33
2023-04-07 04:00 | 0 | 0.57098 | 0.6833 | 79.8792
2023-04-07 05:00 | 0 | 0.56287 | 0.69399 | 81.8625
2023-04-07 06:00 | 0.0018262 | 0.55048 | 0.69692 | 91.2108
2023-04-07 07:00 | 0.26288 | 0.5116 | 0.63467 | 80.0833
2023-04-07 08:00 | 0.84214 | 0.41675 | 0.56928 | 102.6192
2023-04-07 09:00 | 0.91298 | 0.38791 | 0.50254 | 120.0142
2023-04-07 10:00 | 0.91413 | 0.32993 | 0.47579 | 114.1008
2023-04-07 11:00 | 0.86078 | 0.32181 | 0.45698 | 65.8575
2023-04-07 12:00 | 0.80646 | 0.31148 | 0.4283 | 5.6467
2023-04-07 13:00 | 0.73051 | 0.29983 | 0.39804 | 18.7575
2023-04-07 14:00 | 0.7715 | 0.29722 | 0.4342 | 60.645
2023-04-07 15:00 | 0.74424 | 0.31033 | 0.47526 | 66.5383
2023-04-07 16:00 | 0.70052 | 0.30905 | 0.52826 | 69.695
2023-04-07 17:00 | 0.25096 | 0.31302 | 0.61316 | 128.5125
2023-04-07 18:00 | 0.00098094 | 0.38431 | 0.63374 | 118.34
2023-04-07 19:00 | 0 | 0.42107 | 0.64562 | 108.4533
2023-04-07 20:00 | 0 | 0.32537 | 0.65281 | 105.215
2023-04-07 21:00 | 0 | 0.304 | 0.6548 | 91.9367
2023-04-07 22:00 | 0 | 0.34199 | 0.66693 | 94.6208
2023-04-07 23:00 | 0 | 0.35178 | 0.67704 | 90.8517
2023-04-08 | 0 | 0.37592 | 0.68208 | 82.0983
2023-04-08 01:00 | 0 | 0.37773 | 0.68902 | 75.2258
2023-04-08 02:00 | 0 | 0.41947 | 0.68779 | 56.9767
2023-04-08 03:00 | 0 | 0.46035 | 0.69271 | 55.8183
2023-04-08 04:00 | 0 | 0.53051 | 0.6862 | 41.3625
2023-04-08 05:00 | 0 | 0.6011 | 0.67896 | 40.5467
2023-04-08 06:00 | 0.0012322 | 0.61717 | 0.67215 | 46.9508
2023-04-08 07:00 | 0.21796 | 0.53048 | 0.51827 | -23.3867
2023-04-08 08:00 | 0.71897 | 0.31473 | 0.41789 | -42.3067
2023-04-08 09:00 | 0.8597 | 0.26171 | 0.3764 | -45.9183
2023-04-08 10:00 | 0.72712 | 0.11538 | 0.35184 | -54.7658
2023-04-08 11:00 | 0.59666 | 0.061892 | 0.35994 | -59.8775
2023-04-08 12:00 | 0.55602 | 0.046709 | 0.36038 | -66.1208
2023-04-08 13:00 | 0.51926 | 0.037451 | 0.36815 | -63.3808
2023-04-08 14:00 | 0.47503 | 0.030911 | 0.38077 | -50.8242
2023-04-08 15:00 | 0.42348 | 0.042396 | 0.3832 | -32.2792
2023-04-08 16:00 | 0.42103 | 0.073875 | 0.45546 | 44.9017
2023-04-08 17:00 | 0.10504 | 0.12604 | 0.59487 | 130.1308
2023-04-08 18:00 | 0.00037246 | 0.20929 | 0.63987 | 148.8475
2023-04-08 19:00 | 0 | 0.3313 | 0.64922 | 105.2092
2023-04-08 20:00 | 0 | 0.38663 | 0.64752 | 126.0158
2023-04-08 21:00 | 0 | 0.33606 | 0.65634 | 93.075
2023-04-08 22:00 | 0 | 0.29008 | 0.66463 | 72.0483
2023-04-08 23:00 | 0 | 0.24436 | 0.6691 | 69.4033
2023-04-09 | 0 | 0.21265 | 0.65611 | 72.725
2023-04-09 01:00 | 0 | 0.17707 | 0.6543 | 43.6567
2023-04-09 02:00 | 0 | 0.22215 | 0.64202 | 19.7642
2023-04-09 03:00 | 0 | 0.25397 | 0.66552 | 23.7067
2023-04-09 04:00 | 0 | 0.27204 | 0.65309 | 43.0508
2023-04-09 05:00 | 0 | 0.27061 | 0.64774 | 42.0992
2023-04-09 06:00 | 4.2048e-05 | 0.32972 | 0.64801 | 49.6542
2023-04-09 07:00 | 0.045205 | 0.31779 | 0.48502 | -10.9142
2023-04-09 08:00 | 0.063638 | 0.17274 | 0.40456 | -41.5117
2023-04-09 09:00 | 0.18404 | 0.1918 | 0.36563 | -42.5617
2023-04-09 10:00 | 0.20603 | 0.15956 | 0.36423 | -50.0875
2023-04-09 11:00 | 0.18498 | 0.11259 | 0.36664 | -62.5442
2023-04-09 12:00 | 0.19612 | 0.10255 | 0.36388 | -65.205
2023-04-09 13:00 | 0.32215 | 0.11905 | 0.36032 | -56.8125
2023-04-09 14:00 | 0.23494 | 0.15232 | 0.35171 | -43.7992
2023-04-09 15:00 | 0.15164 | 0.22708 | 0.35405 | -39.9433
2023-04-09 16:00 | 0.14373 | 0.41285 | 0.43668 | 34.4833
2023-04-09 17:00 | 0.037929 | 0.6324 | 0.60556 | 104.2875
2023-04-09 18:00 | 0 | 0.74661 | 0.64735 | 118.2317
2023-04-09 19:00 | 0 | 0.70889 | 0.65266 | 98.435
2023-04-09 20:00 | 0 | 0.62853 | 0.65297 | 92.0317
2023-04-09 21:00 | 0 | 0.58766 | 0.65592 | 83.7325
2023-04-09 22:00 | 0 | 0.56213 | 0.66421 | 86.5567
2023-04-09 23:00 | 0 | 0.51942 | 0.67538 | 89.9217
2023-04-10 | 0 | 0.49386 | 0.68012 | 88.8725
2023-04-10 01:00 | 0 | 0.45873 | 0.68321 | 80.305
2023-04-10 02:00 | 0 | 0.40862 | 0.68393 | 73.9858
2023-04-10 03:00 | 0 | 0.37957 | 0.70904 | 86.645
2023-04-10 04:00 | 0 | 0.3236 | 0.69884 | 81.6958
2023-04-10 05:00 | 0 | 0.32412 | 0.70328 | 86.7358
2023-04-10 06:00 | 0.00059374 | 0.32638 | 0.68174 | 86.3092
2023-04-10 07:00 | 0.19979 | 0.28136 | 0.51443 | -2.5725
2023-04-10 08:00 | 0.58587 | 0.1733 | 0.43026 | -42.6975
2023-04-10 09:00 | 0.71193 | 0.24787 | 0.36794 | -43.4825
2023-04-10 10:00 | 0.76851 | 0.15287 | 0.35122 | -47.2008
2023-04-10 11:00 | 0.65884 | 0.091285 | 0.35772 | -59.17
2023-04-10 12:00 | 0.48545 | 0.087187 | 0.34621 | -51.2558
2023-04-10 13:00 | 0.35956 | 0.093105 | 0.34089 | -42.0967
2023-04-10 14:00 | 0.35558 | 0.12992 | 0.33653 | -27.665
2023-04-10 15:00 | 0.35955 | 0.18353 | 0.36474 | 13.2333
2023-04-10 16:00 | 0.37088 | 0.2783 | 0.47241 | 77.545
2023-04-10 17:00 | 0.13453 | 0.46801 | 0.60155 | 264.7925
2023-04-10 18:00 | 0.00013577 | 0.6752 | 0.63482 | 214.9492
2023-04-10 19:00 | 0 | 0.69541 | 0.65267 | 148.6075
2023-04-10 20:00 | 0 | 0.64137 | 0.66603 | 140.1292
2023-04-10 21:00 | 0 | 0.55634 | 0.66785 | 133.2575
2023-04-10 22:00 | 0 | 0.48234 | 0.66842 | 122.7825
2023-04-10 23:00 | 0 | 0.42412 | 0.66662 | 108.3975
2023-04-11 | 0 | 0.28161 | 0.65541 | 111.9083
2023-04-11 01:00 | 0 | 0.1151 | 0.64652 | 101.7375
2023-04-11 02:00 | 0 | 0.081156 | 0.64745 | 92.59
2023-04-11 03:00 | 0 | 0.047871 | 0.67424 | 102.41
2023-04-11 04:00 | 0 | 0.026279 | 0.68046 | 114.7258
2023-04-11 05:00 | 0 | 0.030516 | 0.67867 | 123.8033
2023-04-11 06:00 | 0.0014666 | 0.040906 | 0.64992 | 137.3092
2023-04-11 07:00 | 0.25703 | 0.03816 | 0.52455 | 57.2083
2023-04-11 08:00 | 0.84571 | 0.031418 | 0.39108 | 13.4442
2023-04-11 09:00 | 0.90892 | 0.05948 | 0.32486 | -31.7867
2023-04-11 10:00 | 0.90467 | 0.088937 | 0.30492 | -38.8625
2023-04-11 11:00 | 0.88334 | 0.1272 | 0.30044 | -40.0233
2023-04-11 12:00 | 0.87328 | 0.16712 | 0.2972 | -40
2023-04-11 13:00 | 0.86479 | 0.16575 | 0.29493 | -38.8025
2023-04-11 14:00 | 0.87475 | 0.15184 | 0.31329 | 20.9525
2023-04-11 15:00 | 0.80539 | 0.14281 | 0.36768 | 57.4808
2023-04-11 16:00 | 0.79856 | 0.13164 | 0.47408 | 171.8108
2023-04-11 17:00 | 0.25025 | 0.17661 | 0.60126 | 295.4333
2023-04-11 18:00 | 0.00013965 | 0.34993 | 0.62446 | 315.1283
2023-04-11 19:00 | 0 | 0.45483 | 0.63341 | 178.5833
2023-04-11 20:00 | 0 | 0.46089 | 0.64549 | 210.7375
2023-04-11 21:00 | 0 | 0.42678 | 0.66169 | 196.7717
2023-04-11 22:00 | 0 | 0.40806 | 0.67105 | 166.1125
2023-04-11 23:00 | 0 | 0.39232 | 0.6768 | 177.4325
2023-04-12 | 0 | 0.41117 | 0.67751 | 161.64
2023-04-12 01:00 | 0 | 0.40858 | 0.67826 | 134.3283
2023-04-12 02:00 | 0 | 0.40718 | 0.68826 | 123.3992
2023-04-12 03:00 | 0 | 0.33963 | 0.69327 | 119.1
2023-04-12 04:00 | 0 | 0.26165 | 0.69397 | 133.9692
2023-04-12 05:00 | 0 | 0.17827 | 0.69187 | 220.3933
2023-04-12 06:00 | 0.0015079 | 0.16445 | 0.67762 | 188.79
2023-04-12 07:00 | 0.26079 | 0.14593 | 0.55227 | 68.0317
2023-04-12 08:00 | 0.83322 | 0.12901 | 0.44305 | 52.5583
2023-04-12 09:00 | 0.89237 | 0.13156 | 0.37034 | 30.5817
2023-04-12 10:00 | 0.89642 | 0.10013 | 0.31745 | -19.155
2023-04-12 11:00 | 0.86822 | 0.10092 | 0.30201 | -22.775
2023-04-12 12:00 | 0.7808 | 0.096775 | 0.30411 | -36.5925
2023-04-12 13:00 | 0.73937 | 0.11203 | 0.31898 | 25.0117
2023-04-12 14:00 | 0.81235 | 0.13101 | 0.334 | 42.1158
2023-04-12 15:00 | 0.83088 | 0.144 | 0.38573 | 64.8517
2023-04-12 16:00 | 0.74178 | 0.21424 | 0.47451 | 96.9875
2023-04-12 17:00 | 0.2563 | 0.41316 | 0.60421 | 557.915
2023-04-12 18:00 | 0 | 0.59565 | 0.62881 | 1591.8558
2023-04-12 19:00 | 0 | 0.61927 | 0.64115 | 167.9675
2023-04-12 20:00 | 0 | 0.53424 | 0.66084 | 226.4158
2023-04-12 21:00 | 0 | 0.47697 | 0.67483 | 187.865
2023-04-12 22:00 | 0 | 0.44223 | 0.67867 | 145.265
2023-04-12 23:00 | 0 | 0.38181 | 0.6754 | 126.9408
2023-04-13 | 0 | 0.34259 | 0.67046 | 114.1342
2023-04-13 01:00 | 0 | 0.31349 | 0.66204 | 111.9483
2023-04-13 02:00 | 0 | 0.32689 | 0.66172 | 104.6933
2023-04-13 03:00 | 0 | 0.35647 | 0.66954 | 108.1408
2023-04-13 04:00 | 0 | 0.34564 | 0.66855 | 125.88
2023-04-13 05:00 | 0 | 0.35149 | 0.67522 | 120.64
2023-04-13 06:00 | 0.00063711 | 0.36065 | 0.66207 | 166.2083
2023-04-13 07:00 | 0.24096 | 0.39189 | 0.53024 | 105.6975
2023-04-13 08:00 | 0.76903 | 0.45402 | 0.41375 | 44.4358
2023-04-13 09:00 | 0.84266 | 0.36587 | 0.32208 | 16.8367
2023-04-13 10:00 | 0.76711 | 0.22875 | 0.29286 | -31.1033
2023-04-13 11:00 | 0.66067 | 0.15728 | 0.29001 | -40.47
2023-04-13 12:00 | 0.63699 | 0.13776 | 0.28722 | -39.7217
2023-04-13 13:00 | 0.56396 | 0.13052 | 0.28429 | -28.8425
2023-04-13 14:00 | 0.66108 | 0.14832 | 0.31172 | 45.3958
2023-04-13 15:00 | 0.59405 | 0.17165 | 0.37118 | 51.5833
2023-04-13 16:00 | 0.63583 | 0.19471 | 0.47357 | 102.47
2023-04-13 17:00 | 0.22396 | 0.25789 | 0.59532 | 259.725
2023-04-13 18:00 | 0 | 0.25555 | 0.62446 | 261.1475
2023-04-13 19:00 | 0 | 0.31207 | 0.64134 | 124.0517
2023-04-13 20:00 | 0 | 0.36007 | 0.6588 | 125.7667
2023-04-13 21:00 | 0 | 0.39571 | 0.6716 | 120.4192
2023-04-13 22:00 | 0 | 0.40923 | 0.66477 | 106.6767
2023-04-13 23:00 | 0 | 0.42197 | 0.67426 | 106.9575
2023-04-14 | 0 | 0.58095 | 0.66907 | 108.74
2023-04-14 01:00 | 0 | 0.69319 | 0.67017 | 94.4025
2023-04-14 02:00 | 0 | 0.63211 | 0.68695 | 89.9908
2023-04-14 03:00 | 0 | 0.60899 | 0.69065 | 88.1383
2023-04-14 04:00 | 0 | 0.5983 | 0.69951 | 92.3292
2023-04-14 05:00 | 0 | 0.58666 | 0.6872 | 93.415
2023-04-14 06:00 | 8.6548e-05 | 0.5812 | 0.67659 | 120.0083
2023-04-14 07:00 | 0.094635 | 0.57037 | 0.55298 | 62.03
2023-04-14 08:00 | 0.15137 | 0.57325 | 0.43737 | 23.6542
2023-04-14 09:00 | 0.34591 | 0.60616 | 0.35242 | 10.185
2023-04-14 10:00 | 0.45323 | 0.54751 | 0.31809 | -12.695
2023-04-14 11:00 | 0.43806 | 0.47865 | 0.31034 | -37.1317
2023-04-14 12:00 | 0.54469 | 0.39886 | 0.30611 | -3.72
2023-04-14 13:00 | 0.59095 | 0.3841 | 0.33439 | 35.0975
2023-04-14 14:00 | 0.62161 | 0.41132 | 0.37818 | 58.2333
2023-04-14 15:00 | 0.64088 | 0.48081 | 0.42107 | 65.525
2023-04-14 16:00 | 0.39649 | 0.57846 | 0.5032 | 96.3683
2023-04-14 17:00 | 0.17387 | 0.61206 | 0.61837 | 234.8367
2023-04-14 18:00 | 0 | 0.62006 | 0.64775 | 205.5125
2023-04-14 19:00 | 0 | 0.6488 | 0.65612 | 126.9075
2023-04-14 20:00 | 0 | 0.67058 | 0.67262 | 156.6708
2023-04-14 21:00 | 0 | 0.6905 | 0.67769 | 141.9875
2023-04-14 22:00 | 0 | 0.71053 | 0.6722 | 139.2833
2023-04-14 23:00 | 0 | 0.72457 | 0.67966 | 110.6725
2023-04-15 | 0 | 0.73535 | 0.66606 | 145.7542
2023-04-15 01:00 | 0 | 0.76283 | 0.66904 | 128.8558
2023-04-15 02:00 | 0 | 0.76091 | 0.67248 | 120.35
2023-04-15 03:00 | 0 | 0.7395 | 0.67306 | 119.9192
2023-04-15 04:00 | 0 | 0.70297 | 0.69527 | 115.5958
2023-04-15 05:00 | 0 | 0.73093 | 0.69788 | 91.065
2023-04-15 06:00 | 0.0002841 | 0.75823 | 0.69004 | 85.02
2023-04-15 07:00 | 0.2614 | 0.78511 | 0.54093 | 36.9883
2023-04-15 08:00 | 0.85047 | 0.80163 | 0.39071 | 6.25
2023-04-15 09:00 | 0.92457 | 0.89074 | 0.3309 | -8.0225
2023-04-15 10:00 | 0.91699 | 0.88829 | 0.3163 | -30.2175
2023-04-15 11:00 | 0.89989 | 0.8897 | 0.31256 | -30
2023-04-15 12:00 | 0.8537 | 0.85679 | 0.30549 | -25.1675
2023-04-15 13:00 | 0.80193 | 0.77415 | 0.31904 | 9.51
2023-04-15 14:00 | 0.81215 | 0.67197 | 0.35887 | 43.1108
2023-04-15 15:00 | 0.72279 | 0.53372 | 0.42109 | 74.3667
2023-04-15 16:00 | 0.65982 | 0.50193 | 0.50916 | 121.0983
2023-04-15 17:00 | 0.25043 | 0.55466 | 0.62446 | 246.635
2023-04-15 18:00 | 0 | 0.66595 | 0.65533 | 184.8033
2023-04-15 19:00 | 0 | 0.7506 | 0.66022 | 117.5433
2023-04-15 20:00 | 0 | 0.77135 | 0.66191 | 147.5033
2023-04-15 21:00 | 0 | 0.78141 | 0.66801 | 132.6117
2023-04-15 22:00 | 0 | 0.80611 | 0.66131 | 146.9733
2023-04-15 23:00 | 0 | 0.82759 | 0.66861 | 111.3192
2023-04-16 | 0 | 0.83197 | 0.65991 | 108.0192
2023-04-16 01:00 | 0 | 0.81431 | 0.66908 | 117.8025
2023-04-16 02:00 | 0 | 0.79041 | 0.67485 | 100.0708
2023-04-16 03:00 | 0 | 0.80627 | 0.67395 | 96.9542
2023-04-16 04:00 | 0 | 0.83402 | 0.67579 | 88.8667
2023-04-16 05:00 | 0 | 0.84361 | 0.68408 | 77.59
2023-04-16 06:00 | 0.00028751 | 0.82351 | 0.67132 | 83.2317
2023-04-16 07:00 | 0.26376 | 0.85091 | 0.53881 | 46.6833
2023-04-16 08:00 | 0.87562 | 0.89006 | 0.40688 | -15.6042
2023-04-16 09:00 | 0.93246 | 0.89059 | 0.33338 | -5.8992
2023-04-16 10:00 | 0.92184 | 0.88554 | 0.31965 | -21.7625
2023-04-16 11:00 | 0.85274 | 0.843 | 0.31393 | -0.4025
2023-04-16 12:00 | 0.78741 | 0.70779 | 0.33299 | 15.3767
2023-04-16 13:00 | 0.76445 | 0.58547 | 0.36062 | 12.8775
2023-04-16 14:00 | 0.85094 | 0.45645 | 0.38546 | 36.0575
2023-04-16 15:00 | 0.8698 | 0.34183 | 0.47815 | 83.3417
2023-04-16 16:00 | 0.67781 | 0.32824 | 0.55374 | 113.6608
2023-04-16 17:00 | 0.24943 | 0.3004 | 0.63136 | 587.0217
2023-04-16 18:00 | 0 | 0.30366 | 0.64597 | 629.305
2023-04-16 19:00 | 0 | 0.44528 | 0.65593 | 158.545
2023-04-16 20:00 | 0 | 0.63017 | 0.66748 | 171.6425
2023-04-16 21:00 | 0 | 0.65182 | 0.68155 | 142.1208
2023-04-16 22:00 | 0 | 0.6685 | 0.68936 | 177.3275
2023-04-16 23:00 | 0 | 0.6474 | 0.70223 | 156.5758
2023-04-17 | 0 | 0.59814 | 0.70314 | 135.2925
2023-04-17 01:00 | 0 | 0.53856 | 0.70042 | 125.4883
2023-04-17 02:00 | 0 | 0.49497 | 0.69694 | 114.1442
2023-04-17 03:00 | 0 | 0.46745 | 0.69204 | 113.0492
2023-04-17 04:00 | 0 | 0.45155 | 0.6937 | 109.2208
2023-04-17 05:00 | 0 | 0.42727 | 0.69435 | 146.5533
2023-04-17 06:00 | 0.00022835 | 0.41319 | 0.68278 | 222.4417
2023-04-17 07:00 | 0.2599 | 0.38774 | 0.59412 | 126.235
2023-04-17 08:00 | 0.85851 | 0.26923 | 0.52142 | 80.1908
2023-04-17 09:00 | 0.91933 | 0.17946 | 0.44325 | 59.3617
2023-04-17 10:00 | 0.90856 | 0.11459 | 0.39654 | 45.8717
2023-04-17 11:00 | 0.86206 | 0.074584 | 0.37922 | 56.0842
2023-04-17 12:00 | 0.84367 | 0.061048 | 0.3902 | 71.2567
2023-04-17 13:00 | 0.80305 | 0.059038 | 0.41694 | 89.9658
2023-04-17 14:00 | 0.80176 | 0.064371 | 0.44992 | 97.2125
2023-04-17 15:00 | 0.82611 | 0.068132 | 0.48557 | 102.0942
2023-04-17 16:00 | 0.60338 | 0.080582 | 0.57322 | 165.4367
2023-04-17 17:00 | 0.23929 | 0.15701 | 0.62288 | 316.735
2023-04-17 18:00 | 0 | 0.34037 | 0.62125 | 305.4867
2023-04-17 19:00 | 0 | 0.38227 | 0.62338 | 202
2023-04-17 20:00 | 0 | 0.28093 | 0.62444 | 165.5333
2023-04-17 21:00 | 0 | 0.22186 | 0.644 | 150.7175
2023-04-17 22:00 | 0 | 0.19448 | 0.65765 | 157.9942
2023-04-17 23:00 | 0 | 0.17599 | 0.66516 | 145.9425
2023-04-18 | 0 | 0.2689 | 0.67711 | 151.0708
2023-04-18 01:00 | 0 | 0.33869 | 0.67519 | 114.1692
2023-04-18 02:00 | 0 | 0.2948 | 0.66052 | 95.9992
2023-04-18 03:00 | 0 | 0.24932 | 0.65742 | 84.9975
2023-04-18 04:00 | 0 | 0.24208 | 0.66366 | 86.9633
2023-04-18 05:00 | 0 | 0.24868 | 0.66488 | 93.22
2023-04-18 06:00 | 0.00019245 | 0.24928 | 0.65656 | 106.5375
2023-04-18 07:00 | 0.19989 | 0.21793 | 0.57496 | 83.7
2023-04-18 08:00 | 0.68873 | 0.21434 | 0.47329 | 36.0517
2023-04-18 09:00 | 0.75604 | 0.20253 | 0.39499 | 15.2383
2023-04-18 10:00 | 0.89629 | 0.12499 | 0.34988 | -12.215
2023-04-18 11:00 | 0.87912 | 0.10879 | 0.3619 | 47.0708
2023-04-18 12:00 | 0.87142 | 0.11588 | 0.37655 | 50.5967
2023-04-18 13:00 | 0.87156 | 0.13834 | 0.38653 | 44.8125
2023-04-18 14:00 | 0.88622 | 0.14832 | 0.41448 | 65.8917
2023-04-18 15:00 | 0.88781 | 0.14336 | 0.4676 | 87.7867
2023-04-18 16:00 | 0.66824 | 0.18552 | 0.54915 | 170.8125
2023-04-18 17:00 | 0.24126 | 0.29683 | 0.62673 | 254.3333
2023-04-18 18:00 | 0 | 0.49578 | 0.63575 | 251.2167
2023-04-18 19:00 | 0 | 0.52877 | 0.6391 | 151.5958
2023-04-18 20:00 | 0 | 0.45193 | 0.64922 | 149.0308
2023-04-18 21:00 | 0 | 0.39361 | 0.65905 | 154.94
2023-04-18 22:00 | 0 | 0.37252 | 0.64976 | 155.4108
2023-04-18 23:00 | 0 | 0.37067 | 0.65698 | 138.2433
2023-04-19 | 0 | 0.35329 | 0.66226 | 157.9167
2023-04-19 01:00 | 0 | 0.28039 | 0.68038 | 149.8775
2023-04-19 02:00 | 0 | 0.20758 | 0.69032 | 109.925
2023-04-19 03:00 | 0 | 0.16728 | 0.69223 | 105.7367
2023-04-19 04:00 | 0 | 0.16126 | 0.69837 | 102.0708
2023-04-19 05:00 | 0 | 0.12341 | 0.69992 | 117.1867
2023-04-19 06:00 | 3.9035e-05 | 0.083329 | 0.66994 | 232.5808
2023-04-19 07:00 | 0.15719 | 0.06148 | 0.5672 | 120.6017
2023-04-19 08:00 | 0.47423 | 0.050056 | 0.47193 | 74.875
2023-04-19 09:00 | 0.57889 | 0.034838 | 0.38671 | 38.67
2023-04-19 10:00 | 0.46067 | 0.008537 | 0.34381 | 16.8292
2023-04-19 11:00 | 0.5231 | 0.0068105 | 0.36686 | 50.7717
2023-04-19 12:00 | 0.61068 | 0.0098695 | 0.38204 | 54.4442
2023-04-19 13:00 | 0.55664 | 0.015211 | 0.41018 | 65.18
2023-04-19 14:00 | 0.48435 | 0.027522 | 0.41047 | 60.4592
2023-04-19 15:00 | 0.44897 | 0.048881 | 0.44899 | 85.9983
2023-04-19 16:00 | 0.41039 | 0.098619 | 0.52417 | 161.7
2023-04-19 17:00 | 0.15326 | 0.22307 | 0.62706 | 307.1033
2023-04-19 18:00 | 0 | 0.41032 | 0.64409 | 294.1008
2023-04-19 19:00 | 0 | 0.42696 | 0.64427 | 166.0117
2023-04-19 20:00 | 0 | 0.40069 | 0.63775 | 197.8042
2023-04-19 21:00 | 0 | 0.32516 | 0.64255 | 175.0942
2023-04-19 22:00 | 0 | 0.24429 | 0.66647 | 187.1392
2023-04-19 23:00 | 0 | 0.22641 | 0.67869 | 163.7833
2023-04-20 | 0 | 0.17006 | 0.67966 | 121.6925
2023-04-20 01:00 | 0 | 0.12725 | 0.67135 | 98.8417
2023-04-20 02:00 | 0 | 0.096008 | 0.66631 | 95.3025
2023-04-20 03:00 | 0 | 0.082622 | 0.68043 | 99.0542
2023-04-20 04:00 | 0 | 0.099679 | 0.68496 | 105.1617
2023-04-20 05:00 | 0 | 0.15743 | 0.69699 | 119.5558
2023-04-20 06:00 | 0.00012204 | 0.2145 | 0.67841 | 166.1617
2023-04-20 07:00 | 0.21571 | 0.20476 | 0.56656 | 115.2575
2023-04-20 08:00 | 0.77098 | 0.12523 | 0.45122 | 34.7108
2023-04-20 09:00 | 0.86183 | 0.21461 | 0.36225 | 18.1908
2023-04-20 10:00 | 0.86028 | 0.32682 | 0.32945 | 13.0108
2023-04-20 11:00 | 0.81702 | 0.2711 | 0.32924 | 21.1158
2023-04-20 12:00 | 0.71684 | 0.2834 | 0.33988 | 39.805
2023-04-20 13:00 | 0.71776 | 0.3019 | 0.3735 | 54.8858
2023-04-20 14:00 | 0.71508 | 0.42498 | 0.41809 | 95.3892
2023-04-20 15:00 | 0.76621 | 0.54011 | 0.45457 | 94.74
2023-04-20 16:00 | 0.51546 | 0.6265 | 0.53086 | 153.9575
2023-04-20 17:00 | 0.18286 | 0.56598 | 0.61389 | 302.2692
2023-04-20 18:00 | 0 | 0.33558 | 0.62993 | 302.9625
2023-04-20 19:00 | 0 | 0.24324 | 0.63006 | 181.135
2023-04-20 20:00 | 0 | 0.24974 | 0.65083 | 147.4875
2023-04-20 21:00 | 0 | 0.30497 | 0.6592 | 153.2067
2023-04-20 22:00 | 0 | 0.52388 | 0.6659 | 163.85
2023-04-20 23:00 | 0 | 0.5995 | 0.67295 | 137.2275
2023-04-21 | 0 | 0.61139 | 0.68126 | 134.0225
2023-04-21 01:00 | 0 | 0.64082 | 0.66717 | 101.6433
2023-04-21 02:00 | 0 | 0.6949 | 0.66508 | 98.6933
2023-04-21 03:00 | 0 | 0.72959 | 0.66122 | 91.305
2023-04-21 04:00 | 0 | 0.75816 | 0.66095 | 89.885
2023-04-21 05:00 | 0 | 0.8055 | 0.6541 | 107.2942
2023-04-21 06:00 | 0 | 0.84436 | 0.64045 | 143.6183
2023-04-21 07:00 | 0.12549 | 0.83499 | 0.53263 | 85.2633
2023-04-21 08:00 | 0.47458 | 0.79232 | 0.40731 | 20.7542
2023-04-21 09:00 | 0.52572 | 0.79084 | 0.35049 | 32.2525
2023-04-21 10:00 | 0.55166 | 0.76644 | 0.33912 | 28.0117
2023-04-21 11:00 | 0.57939 | 0.72698 | 0.33538 | 38.0725
2023-04-21 12:00 | 0.44726 | 0.6688 | 0.35051 | 58.7708
2023-04-21 13:00 | 0.35651 | 0.73073 | 0.37741 | 69.3825
2023-04-21 14:00 | 0.18853 | 0.76849 | 0.41482 | 85.2775
2023-04-21 15:00 | 0.10942 | 0.79524 | 0.45188 | 87.2725
2023-04-21 16:00 | 0.044109 | 0.77062 | 0.53376 | 176.7675
2023-04-21 17:00 | 0.0091322 | 0.64884 | 0.61363 | 301.6067
2023-04-21 18:00 | 0 | 0.58874 | 0.62568 | 302.4008
2023-04-21 19:00 | 0 | 0.72429 | 0.62548 | 198.2942
2023-04-21 20:00 | 0 | 0.86695 | 0.64526 | 157.6083
2023-04-21 21:00 | 0 | 0.86744 | 0.6434 | 142.1633
2023-04-21 22:00 | 0 | 0.83371 | 0.6409 | 135.01
2023-04-21 23:00 | 0 | 0.82954 | 0.66522 | 144.0858
2023-04-22 | 0 | 0.78988 | 0.67031 | 141.7658
2023-04-22 01:00 | 0 | 0.73332 | 0.67358 | 121.5333
2023-04-22 02:00 | 0 | 0.71694 | 0.67706 | 117.6225
2023-04-22 03:00 | 0 | 0.72814 | 0.6761 | 107.36
2023-04-22 04:00 | 0 | 0.7716 | 0.67158 | 101.1675
2023-04-22 05:00 | 0 | 0.84118 | 0.67197 | 96.8242
2023-04-22 06:00 | 0 | 0.8604 | 0.66062 | 105.8458
2023-04-22 07:00 | 0.031773 | 0.84485 | 0.53494 | 46.795
2023-04-22 08:00 | 0.094904 | 0.84743 | 0.40183 | -25.6308
2023-04-22 09:00 | 0.1576 | 0.92463 | 0.33479 | -31.9675
2023-04-22 10:00 | 0.12251 | 0.89923 | 0.32426 | -31.765
2023-04-22 11:00 | 0.13972 | 0.87415 | 0.30848 | -22.895
2023-04-22 12:00 | 0.17667 | 0.82285 | 0.31832 | 4
2023-04-22 13:00 | 0.14758 | 0.81098 | 0.33471 | 16.3067
2023-04-22 14:00 | 0.17564 | 0.81719 | 0.38093 | 36.6442
2023-04-22 15:00 | 0.078385 | 0.81929 | 0.45162 | 59.5542
2023-04-22 16:00 | 0.048408 | 0.80479 | 0.54273 | 109.84
2023-04-22 17:00 | 0.013903 | 0.76371 | 0.63477 | 122.5492
2023-04-22 18:00 | 0 | 0.75244 | 0.63924 | 101.1733
2023-04-22 19:00 | 0 | 0.84176 | 0.64387 | 89.7542
2023-04-22 20:00 | 0 | 0.91589 | 0.66385 | 81.5417
2023-04-22 21:00 | 0 | 0.91003 | 0.65629 | 76.4317
2023-04-22 22:00 | 0 | 0.90272 | 0.64372 | 76.2442
2023-04-22 23:00 | 0 | 0.88347 | 0.65625 | 82.1083
2023-04-23 | 0 | 0.864 | 0.6577 | 99.615
2023-04-23 01:00 | 0 | 0.87516 | 0.66852 | 88.5608
2023-04-23 02:00 | 0 | 0.89067 | 0.67814 | 87.1458
2023-04-23 03:00 | 0 | 0.90973 | 0.67723 | 90.1733
2023-04-23 04:00 | 0 | 0.91449 | 0.67454 | 93.8758
2023-04-23 05:00 | 0 | 0.90968 | 0.67225 | 86.9375
2023-04-23 06:00 | 0 | 0.90336 | 0.65915 | 79.8108
2023-04-23 07:00 | 0.1141 | 0.87725 | 0.53219 | 28.7633
2023-04-23 08:00 | 0.43669 | 0.82433 | 0.40613 | -17.3433
2023-04-23 09:00 | 0.64141 | 0.91795 | 0.35663 | -41.2342
2023-04-23 10:00 | 0.68497 | 0.91 | 0.33889 | -44.0458
2023-04-23 11:00 | 0.63251 | 0.91187 | 0.3283 | -39.785
2023-04-23 12:00 | 0.57423 | 0.89802 | 0.32439 | -28.4092
2023-04-23 13:00 | 0.45782 | 0.88198 | 0.3363 | -31.46
2023-04-23 14:00 | 0.40218 | 0.88423 | 0.35002 | 7.9058
2023-04-23 15:00 | 0.30362 | 0.90014 | 0.40671 | 29.9542
2023-04-23 16:00 | 0.34424 | 0.91104 | 0.51575 | 86.1942
2023-04-23 17:00 | 0.10729 | 0.91142 | 0.62451 | 244.6867
2023-04-23 18:00 | 0 | 0.90338 | 0.65516 | 232.63
2023-04-23 19:00 | 0 | 0.90923 | 0.65934 | 117.2392
2023-04-23 20:00 | 0 | 0.91184 | 0.67711 | 106.7075
2023-04-23 21:00 | 0 | 0.90749 | 0.67632 | 94.27
2023-04-23 22:00 | 0 | 0.91229 | 0.65625 | 89.5308
2023-04-23 23:00 | 0 | 0.9174 | 0.65466 | 86.5058
2023-04-24 | 0 | 0.63604 | 0.64253 | 84.3183
2023-04-24 01:00 | 0 | 0.39376 | 0.64124 | 79.14
2023-04-24 02:00 | 0 | 0.40398 | 0.63781 | 67.5075
2023-04-24 03:00 | 0 | 0.43313 | 0.65708 | 71.6358
2023-04-24 04:00 | 0 | 0.44935 | 0.65746 | 85.5142
2023-04-24 05:00 | 0 | 0.46568 | 0.66143 | 85.1883
2023-04-24 06:00 | 0 | 0.46429 | 0.65004 | 102.7975
2023-04-24 07:00 | 0.033826 | 0.5027 | 0.55739 | 67.2742
2023-04-24 08:00 | 0.11073 | 0.49598 | 0.43411 | 16.4642
2023-04-24 09:00 | 0.2606 | 0.54751 | 0.39114 | 34.9683
2023-04-24 10:00 | 0.29648 | 0.54686 | 0.3868 | 50.5392
2023-04-24 11:00 | 0.46412 | 0.44283 | 0.38531 | 26.7033
2023-04-24 12:00 | 0.52123 | 0.40432 | 0.3553 | -2.6633
2023-04-24 13:00 | 0.45514 | 0.44304 | 0.35697 | 26.7458
2023-04-24 14:00 | 0.42955 | 0.47786 | 0.40176 | 50.9658
2023-04-24 15:00 | 0.19856 | 0.48311 | 0.45765 | 71.6475
2023-04-24 16:00 | 0.17621 | 0.43522 | 0.54127 | 125.3442
2023-04-24 17:00 | 0.059963 | 0.43683 | 0.59507 | 255.4517
2023-04-24 18:00 | 0 | 0.49564 | 0.60664 | 200.78
2023-04-24 19:00 | 0 | 0.57199 | 0.61273 | 127.6808
2023-04-24 20:00 | 0 | 0.52594 | 0.61816 | 98.5042
2023-04-24 21:00 | 0 | 0.53707 | 0.63621 | 100.135
2023-04-24 22:00 | 0 | 0.52009 | 0.65494 | 99.2817
2023-04-24 23:00 | 0 | 0.56442 | 0.65768 | 104.2042
2023-04-25 | 0 | 0.74589 | 0.65536 | 91.1175
2023-04-25 01:00 | 0 | 0.89376 | 0.65227 | 84.5233
2023-04-25 02:00 | 0 | 0.87367 | 0.67265 | 89.7083
2023-04-25 03:00 | 0 | 0.89199 | 0.67709 | 92.6058
2023-04-25 04:00 | 0 | 0.88806 | 0.67715 | 95.0017
2023-04-25 05:00 | 0 | 0.87483 | 0.68611 | 87.1917
2023-04-25 06:00 | 0 | 0.87265 | 0.6637 | 75.9133
2023-04-25 07:00 | 0.07438 | 0.8718 | 0.56647 | 43.0033
2023-04-25 08:00 | 0.14485 | 0.8768 | 0.43993 | 5.3842
2023-04-25 09:00 | 0.2965 | 0.92964 | 0.36115 | 13.7125
2023-04-25 10:00 | 0.36366 | 0.9167 | 0.3439 | 11.2475
2023-04-25 11:00 | 0.49546 | 0.89493 | 0.32951 | 3.5975
2023-04-25 12:00 | 0.4219 | 0.89803 | 0.35707 | 25.1933
2023-04-25 13:00 | 0.35343 | 0.89764 | 0.38789 | 52.0617
2023-04-25 14:00 | 0.31861 | 0.89079 | 0.39402 | 43.3325
2023-04-25 15:00 | 0.17201 | 0.90435 | 0.4473 | 73.815
2023-04-25 16:00 | 0.062579 | 0.90709 | 0.54651 | 118.4233
2023-04-25 17:00 | 0.01405 | 0.89766 | 0.60744 | 250.4558
2023-04-25 18:00 | 0 | 0.92681 | 0.61016 | 179.7658
2023-04-25 19:00 | 0 | 0.92727 | 0.63051 | 113.5667
2023-04-25 20:00 | 0 | 0.9315 | 0.64488 | 103.145
2023-04-25 21:00 | 0 | 0.93137 | 0.65579 | 105.4108
2023-04-25 22:00 | 0 | 0.92727 | 0.66032 | 99.0008
2023-04-25 23:00 | 0 | 0.92607 | 0.67661 | 95.9733
2023-04-26 | 0 | 0.76648 | 0.67256 | 95.2033
2023-04-26 01:00 | 0 | 0.63832 | 0.669 | 90.4483
2023-04-26 02:00 | 0 | 0.65793 | 0.66776 | 87.2908
2023-04-26 03:00 | 0 | 0.63653 | 0.66105 | 85.4208
2023-04-26 04:00 | 0 | 0.62644 | 0.66047 | 96.1267
2023-04-26 05:00 | 0 | 0.68279 | 0.65979 | 103.835
2023-04-26 06:00 | 0 | 0.71752 | 0.64829 | 131.035
2023-04-26 07:00 | 0.01139 | 0.65181 | 0.54399 | 77.7033
2023-04-26 08:00 | 0.023621 | 0.56773 | 0.42733 | 26.3117
2023-04-26 09:00 | 0.052919 | 0.86183 | 0.36175 | 16.8192
2023-04-26 10:00 | 0.069159 | 0.79896 | 0.34623 | 35.7275
2023-04-26 11:00 | 0.10344 | 0.64671 | 0.35425 | 35.5375
2023-04-26 12:00 | 0.10873 | 0.52014 | 0.37609 | 44.7267
2023-04-26 13:00 | 0.091088 | 0.47458 | 0.3983 | 52.9725
2023-04-26 14:00 | 0.071836 | 0.57076 | 0.41602 | 71.2742
2023-04-26 15:00 | 0.055008 | 0.60402 | 0.4589 | 96.6525
2023-04-26 16:00 | 0.037377 | 0.59722 | 0.53454 | 134.8767
2023-04-26 17:00 | 0.01103 | 0.59371 | 0.61614 | 239.5492
2023-04-26 18:00 | 0 | 0.63515 | 0.62748 | 162.2325
2023-04-26 19:00 | 0 | 0.67642 | 0.63585 | 112.655
2023-04-26 20:00 | 0 | 0.70582 | 0.6443 | 103.1733
2023-04-26 21:00 | 0 | 0.71262 | 0.66347 | 100.6375
2023-04-26 22:00 | 0 | 0.71942 | 0.65929 | 104.3408
2023-04-26 23:00 | 0 | 0.72093 | 0.65688 | 96.8817
2023-04-27 | 0 | 0.72287 | 0.65569 | 92.615
2023-04-27 01:00 | 0 | 0.70843 | 0.64738 | 84.6958
2023-04-27 02:00 | 0 | 0.67991 | 0.6524 | 83.0925
2023-04-27 03:00 | 0 | 0.62854 | 0.66636 | 86.9483
2023-04-27 04:00 | 0 | 0.58173 | 0.66844 | 84.3017
2023-04-27 05:00 | 0 | 0.58211 | 0.67766 | 87.7217
2023-04-27 06:00 | 0 | 0.59364 | 0.66369 | 107.9033
2023-04-27 07:00 | 0.17509 | 0.48383 | 0.5751 | 93.3883
2023-04-27 08:00 | 0.54237 | 0.30135 | 0.4505 | 27.5058
2023-04-27 09:00 | 0.69916 | 0.62099 | 0.37467 | 14.4092
2023-04-27 10:00 | 0.58077 | 0.66234 | 0.34151 | 12.8575
2023-04-27 11:00 | 0.51295 | 0.59093 | 0.34675 | 29.3825
2023-04-27 12:00 | 0.45976 | 0.54867 | 0.35545 | 44.65
2023-04-27 13:00 | 0.48932 | 0.52989 | 0.37509 | 35.32
2023-04-27 14:00 | 0.56235 | 0.49401 | 0.39514 | 68.55
2023-04-27 15:00 | 0.44647 | 0.44518 | 0.44479 | 83.4367
2023-04-27 16:00 | 0.24599 | 0.41473 | 0.52616 | 153.0667
2023-04-27 17:00 | 0.088939 | 0.38994 | 0.61956 | 290.38
2023-04-27 18:00 | 0 | 0.47449 | 0.61287 | 267.3625
2023-04-27 19:00 | 0 | 0.53374 | 0.6124 | 137.8475
2023-04-27 20:00 | 0 | 0.55602 | 0.63192 | 109.6908
2023-04-27 21:00 | 0 | 0.57321 | 0.65004 | 105.58
2023-04-27 22:00 | 0 | 0.5851 | 0.65104 | 103.7642
2023-04-27 23:00 | 0 | 0.5841 | 0.652 | 102.55
2023-04-28 | 0 | 0.60583 | 0.64628 | 110.705
2023-04-28 01:00 | 0 | 0.59961 | 0.64349 | 96.7275
2023-04-28 02:00 | 0 | 0.56993 | 0.64581 | 79.0558
2023-04-28 03:00 | 0 | 0.53893 | 0.64803 | 79.1075
2023-04-28 04:00 | 0 | 0.51328 | 0.64887 | 85.74
2023-04-28 05:00 | 0 | 0.48684 | 0.65256 | 87.8325
2023-04-28 06:00 | 0 | 0.5099 | 0.63405 | 102.7025
2023-04-28 07:00 | 0.22631 | 0.59193 | 0.55549 | 90.6917
2023-04-28 08:00 | 0.63252 | 0.74018 | 0.43861 | 39.5675
2023-04-28 09:00 | 0.83933 | 0.81901 | 0.36809 | 27.73
2023-04-28 10:00 | 0.80874 | 0.76443 | 0.35461 | 49.4208
2023-04-28 11:00 | 0.77542 | 0.70832 | 0.36102 | 40.095
2023-04-28 12:00 | 0.74704 | 0.69021 | 0.37103 | 67.0242
2023-04-28 13:00 | 0.68606 | 0.68358 | 0.38898 | 91.5725
2023-04-28 14:00 | 0.70962 | 0.64994 | 0.39862 | 94.5925
2023-04-28 15:00 | 0.62923 | 0.65228 | 0.43975 | 104.34
2023-04-28 16:00 | 0.36916 | 0.63359 | 0.53347 | 176.1858
2023-04-28 17:00 | 0.096017 | 0.55074 | 0.60231 | 279.0917
2023-04-28 18:00 | 0 | 0.5726 | 0.60547 | 249.4625
2023-04-28 19:00 | 0 | 0.6285 | 0.607 | 181.9183
2023-04-28 20:00 | 0 | 0.65074 | 0.61899 | 174.9667
2023-04-28 21:00 | 0 | 0.63605 | 0.62622 | 147
2023-04-28 22:00 | 0 | 0.58251 | 0.63082 | 170.5625
2023-04-28 23:00 | 0 | 0.55549 | 0.65407 | 196.775
2023-04-29 | 0 | 0.51856 | 0.65471 | 142.4433
2023-04-29 01:00 | 0 | 0.46199 | 0.6606 | 125.5392
2023-04-29 02:00 | 0 | 0.38375 | 0.68007 | 121.4142
2023-04-29 03:00 | 0 | 0.33971 | 0.69005 | 118.8158
2023-04-29 04:00 | 0 | 0.36673 | 0.66702 | 125.9775
2023-04-29 05:00 | 0 | 0.40906 | 0.67011 | 132.5692
2023-04-29 06:00 | 0 | 0.46041 | 0.675 | 148.865
2023-04-29 07:00 | 0.23045 | 0.45419 | 0.59028 | 142.8575
2023-04-29 08:00 | 0.65221 | 0.45887 | 0.51289 | 124.1025
2023-04-29 09:00 | 0.75556 | 0.34392 | 0.44978 | 114.98
2023-04-29 10:00 | 0.62097 | 0.28193 | 0.39818 | 99.0025
2023-04-29 11:00 | 0.63193 | 0.21562 | 0.40194 | 110.8083
2023-04-29 12:00 | 0.66024 | 0.16877 | 0.41444 | 105.2408
2023-04-29 13:00 | 0.66344 | 0.13295 | 0.43022 | 120.9758
2023-04-29 14:00 | 0.66633 | 0.12012 | 0.4982 | 157.7533
2023-04-29 15:00 | 0.47178 | 0.13528 | 0.53629 | 161.1075
2023-04-29 16:00 | 0.40779 | 0.15015 | 0.59367 | 234.3608
2023-04-29 17:00 | 0.1311 | 0.18591 | 0.60008 | 294.7042
2023-04-29 18:00 | 0 | 0.24326 | 0.60597 | 294.2158
2023-04-29 19:00 | 0 | 0.25462 | 0.60158 | 231.57
2023-04-29 20:00 | 0 | 0.2426 | 0.62469 | 260.4942
2023-04-29 21:00 | 0 | 0.21428 | 0.62433 | 234.0542
2023-04-29 22:00 | 0 | 0.21324 | 0.62966 | 233.3967
2023-04-29 23:00 | 0 | 0.20146 | 0.66854 | 275.2492
2023-04-30 | 0 | 0.20562 | 0.6873 | 271.6817
2023-04-30 01:00 | 0 | 0.19936 | 0.71592 | 217.585
2023-04-30 02:00 | 0 | 0.20839 | 0.70293 | 172.9683
2023-04-30 03:00 | 0 | 0.18362 | 0.70631 | 174.4817
2023-04-30 04:00 | 0 | 0.19929 | 0.71099 | 219.5108
2023-04-30 05:00 | 0 | 0.20577 | 0.70567 | 181.4692
2023-04-30 06:00 | 0 | 0.22064 | 0.69091 | 174.36
2023-04-30 07:00 | 0.20519 | 0.16845 | 0.62237 | 143.9508
2023-04-30 08:00 | 0.53975 | 0.065195 | 0.51229 | 86.7067
2023-04-30 09:00 | 0.62985 | 0.096159 | 0.43977 | 82.7758
2023-04-30 10:00 | 0.58333 | 0.15547 | 0.39904 | 59.3733
2023-04-30 11:00 | 0.58512 | 0.25292 | 0.35108 | 32.2333
2023-04-30 12:00 | 0.6474 | 0.18758 | 0.34834 | 34.2458
2023-04-30 13:00 | 0.57988 | 0.15185 | 0.35481 | 61.21
2023-04-30 14:00 | 0.56298 | 0.1585 | 0.40241 | 94.5492
2023-04-30 15:00 | 0.68396 | 0.16437 | 0.45426 | 147.7792
2023-04-30 16:00 | 0.55244 | 0.16561 | 0.52187 | 246.4942
2023-04-30 17:00 | 0.1636 | 0.18944 | 0.58858 | 394.2942
2023-04-30 18:00 | 0 | 0.25029 | 0.5985 | 357.74
2023-04-30 19:00 | 0 | 0.30604 | 0.6021 | 241.4092
2023-04-30 20:00 | 0 | 0.32676 | 0.62429 | 215.7075
2023-04-30 21:00 | 0 | 0.31218 | 0.63149 | 207.5517
2023-04-30 22:00 | 0 | 0.31125 | 0.63619 | 212.16
2023-04-30 23:00 | 0 | 0.34159 | 0.66228 | 216.9058
2023-05-01 | 0 | 0.36133 | 0.64993 | 167.99
2023-05-01 01:00 | 0 | 0.39376 | 0.64919 | 243.5483
2023-05-01 02:00 | 0 | 0.40398 | 0.66046 | 217.6575
2023-05-01 03:00 | 0 | 0.43313 | 0.6577 | 143.5617
2023-05-01 04:00 | 0 | 0.44935 | 0.66207 | 238.1917
2023-05-01 05:00 | 0 | 0.46568 | 0.66714 | 228.6425
2023-05-01 06:00 | 0 | 0.46429 | 0.66273 | 212.7917
2023-05-01 07:00 | 0.22259 | 0.5027 | 0.54166 | 51.5017
2023-05-01 08:00 | 0.63884 | 0.49598 | 0.39599 | -20.9058
2023-05-01 09:00 | 0.81575 | 0.54751 | 0.32894 | -36.5958
2023-05-01 10:00 | 0.73545 | 0.54686 | 0.30312 | -40.1967
2023-05-01 11:00 | 0.70661 | 0.44283 | 0.29159 | -41.1683
2023-05-01 12:00 | 0.67557 | 0.40432 | 0.28848 | -40.0492
2023-05-01 13:00 | 0.68928 | 0.44304 | 0.2937 | -17.5558
2023-05-01 14:00 | 0.71298 | 0.47786 | 0.34067 | 40.4967
2023-05-01 15:00 | 0.76939 | 0.48311 | 0.42286 | 115.46
2023-05-01 16:00 | 0.51764 | 0.43522 | 0.53968 | 243.5067
2023-05-01 17:00 | 0.12771 | 0.43683 | 0.5917 | 321.6758
2023-05-01 18:00 | 0 | 0.49564 | 0.59614 | 292.7017
2023-05-01 19:00 | 0 | 0.57199 | 0.60671 | 220.6
2023-05-01 20:00 | 0 | 0.52594 | 0.63796 | 189.0892
2023-05-01 21:00 | 0 | 0.53707 | 0.64693 | 166.5192
2023-05-01 22:00 | 0 | 0.52009 | 0.65656 | 143.1158
2023-05-01 23:00 | 0 | 0.56442 | 0.66307 | 128.6125
2023-05-02 | 0 | 0.59204 | 0.66365 | 138.4833
2023-05-02 01:00 | 0 | 0.58056 | 0.66479 | 122.1533
2023-05-02 02:00 | 0 | 0.55924 | 0.65958 | 107.1733
2023-05-02 03:00 | 0 | 0.5398 | 0.65858 | 88.305
2023-05-02 04:00 | 0 | 0.51611 | 0.65308 | 92.3017
2023-05-02 05:00 | 0 | 0.52738 | 0.65017 | 117.5408
2023-05-02 06:00 | 0 | 0.47386 | 0.64677 | 219.9017
2023-05-02 07:00 | 0.083229 | 0.44366 | 0.59386 | 224.4308
2023-05-02 08:00 | 0.36376 | 0.36105 | 0.50426 | 151.7225
2023-05-02 09:00 | 0.7172 | 0.42678 | 0.45864 | 95.675
2023-05-02 10:00 | 0.58126 | 0.40532 | 0.39587 | 58.84
2023-05-02 11:00 | 0.50703 | 0.32003 | 0.35891 | 34.2042
2023-05-02 12:00 | 0.36567 | 0.28326 | 0.35269 | 57.5392
2023-05-02 13:00 | 0.38799 | 0.18152 | 0.37367 | 78.4025
2023-05-02 14:00 | 0.23078 | 0.15058 | 0.40142 | 115.7467
2023-05-02 15:00 | 0.13703 | 0.14869 | 0.4945 | 214.645
2023-05-02 16:00 | 0.081611 | 0.15935 | 0.55895 | 147.2283
2023-05-02 17:00 | 0.016487 | 0.16339 | 0.60376 | 266.8492
2023-05-02 18:00 | 0 | 0.19343 | 0.60837 | 250.1883
2023-05-02 19:00 | 0 | 0.20506 | 0.62289 | 182.1675
2023-05-02 20:00 | 0 | 0.19915 | 0.63638 | 159.6925
2023-05-02 21:00 | 0 | 0.22631 | 0.64326 | 133.5542
2023-05-02 22:00 | 0 | 0.27422 | 0.65507 | 156.1667
2023-05-02 23:00 | 0 | 0.34508 | 0.67534 | 149.1275
2023-05-03 | 0 | 0.36916 | 0.67747 | 146.2742
2023-05-03 01:00 | 0 | 0.37386 | 0.67049 | 129.6675
2023-05-03 02:00 | 0 | 0.34117 | 0.67369 | 122.4292
2023-05-03 03:00 | 0 | 0.33761 | 0.67713 | 116.6858
2023-05-03 04:00 | 0 | 0.32083 | 0.66482 | 112.6742
2023-05-03 05:00 | 0 | 0.28574 | 0.65262 | 123.545
2023-05-03 06:00 | 0 | 0.28522 | 0.64589 | 159.3608
2023-05-03 07:00 | 0.12776 | 0.26582 | 0.56219 | 116.4917
2023-05-03 08:00 | 0.40494 | 0.20567 | 0.43302 | 34.1683
2023-05-03 09:00 | 0.6019 | 0.19414 | 0.34295 | -18.3533
2023-05-03 10:00 | 0.67517 | 0.13511 | 0.31302 | -27.285
2023-05-03 11:00 | 0.55621 | 0.084395 | 0.3002 | -19.1467
2023-05-03 12:00 | 0.5166 | 0.056835 | 0.29913 | -20.5092
2023-05-03 13:00 | 0.36383 | 0.049567 | 0.30651 | -3.8525
2023-05-03 14:00 | 0.3816 | 0.04989 | 0.34721 | 37.5958
2023-05-03 15:00 | 0.34562 | 0.06194 | 0.417 | 75.3183
2023-05-03 16:00 | 0.27665 | 0.10351 | 0.51696 | 179.12
2023-05-03 17:00 | 0.096257 | 0.2207 | 0.60925 | 256.5508
2023-05-03 18:00 | 0 | 0.37355 | 0.62004 | 173.7958
2023-05-03 19:00 | 0 | 0.31409 | 0.61949 | 164.1592
2023-05-03 20:00 | 0 | 0.14689 | 0.62723 | 153.655
2023-05-03 21:00 | 0 | 0.11707 | 0.64378 | 128.3683
2023-05-03 22:00 | 0 | 0.09628 | 0.65038 | 152.14
2023-05-03 23:00 | 0 | 0.10241 | 0.6691 | 177.765
2023-05-04 | 0 | 0.10717 | 0.6719 | 211.8958
2023-05-04 01:00 | 0 | 0.11159 | 0.67078 | 164.6692
2023-05-04 02:00 | 0 | 0.10094 | 0.66371 | 105.405
2023-05-04 03:00 | 0 | 0.084968 | 0.65519 | 109.9892
2023-05-04 04:00 | 0 | 0.092604 | 0.65676 | 118.5733
2023-05-04 05:00 | 0 | 0.087045 | 0.66087 | 145.2
2023-05-04 06:00 | 0 | 0.082234 | 0.65132 | 276.4008
2023-05-04 07:00 | 0.2176 | 0.055751 | 0.54955 | 253.6175
2023-05-04 08:00 | 0.6012 | 0.026993 | 0.42873 | -2.7383
2023-05-04 09:00 | 0.81568 | 0.035634 | 0.35107 | -30.1933
2023-05-04 10:00 | 0.80123 | 0.027498 | 0.31987 | -39.8208
2023-05-04 11:00 | 0.73532 | 0.022762 | 0.30423 | -37.8142
2023-05-04 12:00 | 0.69473 | 0.018167 | 0.30366 | -28.0917
2023-05-04 13:00 | 0.6243 | 0.01425 | 0.30546 | -2.9675
2023-05-04 14:00 | 0.64451 | 0.015178 | 0.33043 | 35.5483
2023-05-04 15:00 | 0.51191 | 0.028207 | 0.39754 | 58.9817
2023-05-04 16:00 | 0.3835 | 0.067556 | 0.5021 | 238.2967
2023-05-04 17:00 | 0.089149 | 0.19766 | 0.59489 | 279.1508
2023-05-04 18:00 | 0 | 0.36279 | 0.60662 | 258.5125
2023-05-04 19:00 | 0 | 0.32868 | 0.60439 | 246.4158
2023-05-04 20:00 | 0 | 0.24658 | 0.62114 | 259.4633
2023-05-04 21:00 | 0 | 0.20565 | 0.62604 | 169.65
2023-05-04 22:00 | 0 | 0.18629 | 0.6403 | 162.82
2023-05-04 23:00 | 0 | 0.15972 | 0.6609 | 168.025
2023-05-05 | 0 | 0.10463 | 0.66108 | 191.0617
2023-05-05 01:00 | 0 | 0.05617 | 0.66054 | 154.0233
2023-05-05 02:00 | 0 | 0.0064435 | 0.65693 | 125.7808
2023-05-05 03:00 | 0 | 0.0007095 | 0.66041 | 120.51
2023-05-05 04:00 | 0 | 0.0021455 | 0.65902 | 121.3267
2023-05-05 05:00 | 0 | 0.010886 | 0.65237 | 134.6592
2023-05-05 06:00 | 0 | 0.033918 | 0.65225 | 225.3067
2023-05-05 07:00 | 0.21541 | 0.051508 | 0.56365 | 149.5542
2023-05-05 08:00 | 0.56524 | 0.049993 | 0.44313 | 32.0892
2023-05-05 09:00 | 0.66364 | 0.038797 | 0.37973 | 36.3658
2023-05-05 10:00 | 0.72298 | 0.010183 | 0.32498 | 20.3033
2023-05-05 11:00 | 0.72863 | 0.0051025 | 0.32207 | 31.8342
2023-05-05 12:00 | 0.69258 | 0.002683 | 0.33662 | 38.1375
2023-05-05 13:00 | 0.67578 | 0.002404 | 0.34694 | 55.78
2023-05-05 14:00 | 0.59316 | 0.00536 | 0.37007 | 65.9267
2023-05-05 15:00 | 0.58026 | 0.020362 | 0.42535 | 88.6208
2023-05-05 16:00 | 0.50556 | 0.056864 | 0.53228 | 189.2483
2023-05-05 17:00 | 0.097004 | 0.1006 | 0.6128 | 267.9325
2023-05-05 18:00 | 0 | 0.16108 | 0.62025 | 214.4242
2023-05-05 19:00 | 0 | 0.24615 | 0.61209 | 196.9308
2023-05-05 20:00 | 0 | 0.33756 | 0.6205 | 160.6242
2023-05-05 21:00 | 0 | 0.33285 | 0.62263 | 180.19
2023-05-05 22:00 | 0 | 0.35931 | 0.61538 | 210.8225
2023-05-05 23:00 | 0 | 0.40214 | 0.6399 | 184.1075
2023-05-06 | 0 | 0.42824 | 0.63907 | 214.455
2023-05-06 01:00 | 0 | 0.39675 | 0.65642 | 152.5592
2023-05-06 02:00 | 0 | 0.39021 | 0.66026 | 125.8125
2023-05-06 03:00 | 0 | 0.37672 | 0.66167 | 123.9958
2023-05-06 04:00 | 0 | 0.37356 | 0.6657 | 153.5108
2023-05-06 05:00 | 0 | 0.36582 | 0.66503 | 177.7617
2023-05-06 06:00 | 0 | 0.32953 | 0.63719 | 193.1308
2023-05-06 07:00 | 0.10217 | 0.28558 | 0.56047 | 103.8758
2023-05-06 08:00 | 0.2512 | 0.23846 | 0.43581 | 33.3617
2023-05-06 09:00 | 0.58374 | 0.19833 | 0.36288 | 22.8858
2023-05-06 10:00 | 0.58365 | 0.13663 | 0.32391 | 9.6608
2023-05-06 11:00 | 0.53599 | 0.08083 | 0.32174 | 25.4642
2023-05-06 12:00 | 0.52139 | 0.068061 | 0.34146 | 43.6825
2023-05-06 13:00 | 0.45822 | 0.083165 | 0.37165 | 51.1525
2023-05-06 14:00 | 0.37426 | 0.084788 | 0.40367 | 93.6092
2023-05-06 15:00 | 0.31851 | 0.082353 | 0.46866 | 141.9292
2023-05-06 16:00 | 0.3187 | 0.10995 | 0.56103 | 234.1183
2023-05-06 17:00 | 0.045889 | 0.23943 | 0.62008 | 295.325
2023-05-06 18:00 | 0 | 0.39318 | 0.63049 | 279.6517
2023-05-06 19:00 | 0 | 0.54796 | 0.63505 | 199.0258
2023-05-06 20:00 | 0 | 0.79488 | 0.64296 | 148.165
2023-05-06 21:00 | 0 | 0.8087 | 0.64716 | 143.4658
2023-05-06 22:00 | 0 | 0.84591 | 0.64302 | 139.1083
2023-05-06 23:00 | 0 | 0.80691 | 0.65387 | 120.9542
2023-05-07 | 0 | 0.70258 | 0.66074 | 123.81
2023-05-07 01:00 | 0 | 0.71809 | 0.6678 | 113.6017
2023-05-07 02:00 | 0 | 0.7738 | 0.68681 | 107.7067
2023-05-07 03:00 | 0 | 0.78259 | 0.68544 | 111
2023-05-07 04:00 | 0 | 0.74925 | 0.69245 | 116.3058
2023-05-07 05:00 | 0 | 0.63755 | 0.69996 | 133.8067
2023-05-07 06:00 | 0 | 0.57374 | 0.67753 | 131.445
2023-05-07 07:00 | 0.03169 | 0.52999 | 0.62737 | 113.0617
2023-05-07 08:00 | 0.11637 | 0.33096 | 0.53755 | 104.9483
2023-05-07 09:00 | 0.17135 | 0.26285 | 0.46933 | 104.3867
2023-05-07 10:00 | 0.31207 | 0.27138 | 0.40754 | 72.9708
2023-05-07 11:00 | 0.35478 | 0.30975 | 0.39965 | 53.5008
2023-05-07 12:00 | 0.37107 | 0.23416 | 0.39521 | 44.9342
2023-05-07 13:00 | 0.26554 | 0.15797 | 0.38299 | 34.7217
2023-05-07 14:00 | 0.23862 | 0.1392 | 0.39571 | 54.23
2023-05-07 15:00 | 0.06718 | 0.17268 | 0.45237 | 99.1367
2023-05-07 16:00 | 0.05279 | 0.16876 | 0.54803 | 171.1367
2023-05-07 17:00 | 0.013713 | 0.17936 | 0.6012 | 245.1717
2023-05-07 18:00 | 0 | 0.19037 | 0.60584 | 203.4008
2023-05-07 19:00 | 0 | 0.24914 | 0.60545 | 148.8208
2023-05-07 20:00 | 0 | 0.30839 | 0.61731 | 137.5967
2023-05-07 21:00 | 0 | 0.38041 | 0.62146 | 119.8417
2023-05-07 22:00 | 0 | 0.33917 | 0.62059 | 103.965
2023-05-07 23:00 | 0 | 0.29785 | 0.62293 | 97.5375
2023-05-08 | 0 | 0.28227 | 0.62703 | 92.3467
2023-05-08 01:00 | 0 | 0.28851 | 0.62812 | 90.6525
2023-05-08 02:00 | 0 | 0.42765 | 0.62629 | 79.53
2023-05-08 03:00 | 0 | 0.51635 | 0.6266 | 79.9958
2023-05-08 04:00 | 0 | 0.49855 | 0.62436 | 96.1042
2023-05-08 05:00 | 0 | 0.46274 | 0.62666 | 117.465
2023-05-08 06:00 | 0 | 0.36166 | 0.61565 | 178.3675
2023-05-08 07:00 | 0.04581 | 0.29444 | 0.53126 | 135.6583
2023-05-08 08:00 | 0.25494 | 0.16072 | 0.41277 | 17.0492
2023-05-08 09:00 | 0.33953 | 0.15428 | 0.32375 | -3.89
2023-05-08 10:00 | 0.4828 | 0.21637 | 0.29507 | -37.8275
2023-05-08 11:00 | 0.53737 | 0.33552 | 0.28293 | -40.6283
2023-05-08 12:00 | 0.41002 | 0.3519 | 0.28407 | -40.5642
2023-05-08 13:00 | 0.29654 | 0.3185 | 0.28655 | -39.9783
2023-05-08 14:00 | 0.091331 | 0.34136 | 0.30193 | -14.61
2023-05-08 15:00 | 0.02874 | 0.33808 | 0.35733 | 34.3892
2023-05-08 16:00 | 0.014449 | 0.33574 | 0.50101 | 135.67
2023-05-08 17:00 | 0.0058504 | 0.32724 | 0.58209 | 256.5917
2023-05-08 18:00 | 0 | 0.39563 | 0.5844 | 281.8617
2023-05-08 19:00 | 0 | 0.50046 | 0.59321 | 143.4825
2023-05-08 20:00 | 0 | 0.69773 | 0.60413 | 136.3808
2023-05-08 21:00 | 0 | 0.82086 | 0.6087 | 117.445
2023-05-08 22:00 | 0 | 0.82503 | 0.61653 | 106.33
2023-05-08 23:00 | 0 | 0.83279 | 0.62178 | 105.78
2023-05-09 | 0 | 0.83952 | 0.62096 | 97.4833
2023-05-09 01:00 | 0 | 0.78871 | 0.62098 | 90.4717
2023-05-09 02:00 | 0 | 0.79379 | 0.62632 | 95.2408
2023-05-09 03:00 | 0 | 0.82352 | 0.62833 | 93.5108
2023-05-09 04:00 | 0 | 0.80528 | 0.62696 | 101.4725
2023-05-09 05:00 | 0 | 0.78047 | 0.63202 | 113.7367
2023-05-09 06:00 | 0 | 0.87074 | 0.60541 | 266.3892
2023-05-09 07:00 | 0.026804 | 0.86389 | 0.52422 | 246.3942
2023-05-09 08:00 | 0.082156 | 0.84095 | 0.41523 | 14.0008
2023-05-09 09:00 | 0.31936 | 0.91825 | 0.33875 | -10.1933
2023-05-09 10:00 | 0.32205 | 0.92237 | 0.30107 | -26.0458
2023-05-09 11:00 | 0.38879 | 0.92841 | 0.29295 | -34.5758
2023-05-09 12:00 | 0.47071 | 0.9217 | 0.29395 | -37.9517
2023-05-09 13:00 | 0.35854 | 0.90916 | 0.29701 | -18.7133
2023-05-09 14:00 | 0.30445 | 0.88206 | 0.327 | 23.03
2023-05-09 15:00 | 0.19529 | 0.88515 | 0.39529 | 72.015
2023-05-09 16:00 | 0.0742 | 0.83361 | 0.5111 | 202.8183
2023-05-09 17:00 | 0.015091 | 0.81112 | 0.59691 | 334.6658
2023-05-09 18:00 | 0 | 0.87709 | 0.60822 | 390.7758
2023-05-09 19:00 | 0 | 0.82612 | 0.60322 | 269.9092
2023-05-09 20:00 | 0 | 0.70266 | 0.60778 | 209.74
2023-05-09 21:00 | 0 | 0.69759 | 0.62392 | 156.675
2023-05-09 22:00 | 0 | 0.74786 | 0.63208 | 161.02
2023-05-09 23:00 | 0 | 0.75279 | 0.6315 | 192.8675
2023-05-10 | 0 | 0.6139 | 0.6366 | 144.0342
2023-05-10 01:00 | 0 | 0.51424 | 0.64186 | 113.1542
2023-05-10 02:00 | 0 | 0.45451 | 0.64924 | 110.3192
2023-05-10 03:00 | 0 | 0.68282 | 0.65124 | 111.9275
2023-05-10 04:00 | 0 | 0.84647 | 0.65262 | 128.1433
2023-05-10 05:00 | 0 | 0.81001 | 0.64921 | 188.49
2023-05-10 06:00 | 0 | 0.84288 | 0.62604 | 308.5483
2023-05-10 07:00 | 0.012183 | 0.90614 | 0.54015 | 231.7858
2023-05-10 08:00 | 0.034046 | 0.91819 | 0.41891 | 14.2458
2023-05-10 09:00 | 0.15393 | 0.91283 | 0.34025 | 16.8092
2023-05-10 10:00 | 0.28586 | 0.90555 | 0.29861 | -22.6842
2023-05-10 11:00 | 0.37711 | 0.9193 | 0.28597 | -4.58
2023-05-10 12:00 | 0.25677 | 0.93036 | 0.29752 | 10.515
2023-05-10 13:00 | 0.17416 | 0.93018 | 0.33111 | 20.71
2023-05-10 14:00 | 0.17229 | 0.89446 | 0.37712 | 45.6075
2023-05-10 15:00 | 0.1024 | 0.81954 | 0.42388 | 100.3325
2023-05-10 16:00 | 0.057513 | 0.70287 | 0.53451 | 274.4517
2023-05-10 17:00 | 0.0074269 | 0.71081 | 0.59101 | 548.0733
2023-05-10 18:00 | 0 | 0.86262 | 0.59084 | 541.03
2023-05-10 19:00 | 0 | 0.88776 | 0.59394 | 262.4667
2023-05-10 20:00 | 0 | 0.8039 | 0.60692 | 244.63
2023-05-10 21:00 | 0 | 0.79457 | 0.61824 | 164.0292
2023-05-10 22:00 | 0 | 0.84626 | 0.61883 | 156.9783
2023-05-10 23:00 | 0 | 0.87771 | 0.62939 | 154.7358
2023-05-11 | 0 | 0.85097 | 0.64166 | 161.1617
2023-05-11 01:00 | 0 | 0.70438 | 0.64922 | 134.7825
2023-05-11 02:00 | 0 | 0.61374 | 0.64994 | 125.2067
2023-05-11 03:00 | 0 | 0.6345 | 0.64099 | 116.7058
2023-05-11 04:00 | 0 | 0.7753 | 0.63255 | 131.5925
2023-05-11 05:00 | 0 | 0.79754 | 0.6343 | 139.7817
2023-05-11 06:00 | 0 | 0.68255 | 0.6143 | 265.5292
2023-05-11 07:00 | 0.0095232 | 0.46515 | 0.53454 | 203.5942
2023-05-11 08:00 | 0.027979 | 0.36441 | 0.42396 | 39.5683
2023-05-11 09:00 | 0.038967 | 0.64399 | 0.33722 | 19.2475
2023-05-11 10:00 | 0.057948 | 0.79773 | 0.31299 | 8.345
2023-05-11 11:00 | 0.069873 | 0.82479 | 0.33693 | 39.0783
2023-05-11 12:00 | 0.09117 | 0.84922 | 0.34522 | 59.4225
2023-05-11 13:00 | 0.069559 | 0.88479 | 0.36352 | 63.7417
2023-05-11 14:00 | 0.052808 | 0.88263 | 0.39417 | 66.5108
2023-05-11 15:00 | 0.035751 | 0.86879 | 0.4446 | 53.3258
2023-05-11 16:00 | 0.027478 | 0.78305 | 0.53237 | 165.8858
2023-05-11 17:00 | 0.0060177 | 0.68251 | 0.5964 | 246.51
2023-05-11 18:00 | 0 | 0.72358 | 0.59661 | 258.2258
2023-05-11 19:00 | 0 | 0.80191 | 0.59586 | 181.9217
2023-05-11 20:00 | 0 | 0.88341 | 0.60776 | 172.3017
2023-05-11 21:00 | 0 | 0.84292 | 0.61435 | 152.205
2023-05-11 22:00 | 0 | 0.71642 | 0.61811 | 139.4542
2023-05-11 23:00 | 0 | 0.73873 | 0.6294 | 134.1225
2023-05-12 | 0 | 0.83432 | 0.63558 | 152.0942
2023-05-12 01:00 | 0 | 0.74386 | 0.63249 | 132.5517
2023-05-12 02:00 | 0 | 0.53498 | 0.63095 | 122.6983
2023-05-12 03:00 | 0 | 0.35801 | 0.63098 | 123.8117
2023-05-12 04:00 | 0 | 0.27615 | 0.63114 | 138.7208
2023-05-12 05:00 | 0 | 0.16104 | 0.63084 | 168.5433
2023-05-12 06:00 | 0 | 0.11763 | 0.61497 | 231.3725
2023-05-12 07:00 | 0.016753 | 0.20387 | 0.54302 | 218.6758
2023-05-12 08:00 | 0.045754 | 0.50383 | 0.43053 | 38.8233
2023-05-12 09:00 | 0.11472 | 0.46592 | 0.35965 | 26.015
2023-05-12 10:00 | 0.25368 | 0.52852 | 0.33282 | 25.37
2023-05-12 11:00 | 0.3617 | 0.55003 | 0.36521 | 71.7208
2023-05-12 12:00 | 0.43693 | 0.48949 | 0.37168 | 58.825
2023-05-12 13:00 | 0.48089 | 0.33425 | 0.38006 | 65.2967
2023-05-12 14:00 | 0.21294 | 0.28451 | 0.40991 | 98.7933
2023-05-12 15:00 | 0.083306 | 0.24111 | 0.47406 | 191.7958
2023-05-12 16:00 | 0.036278 | 0.19723 | 0.56786 | 266.0483
2023-05-12 17:00 | 0.0073157 | 0.1596 | 0.60487 | 284.9317
2023-05-12 18:00 | 0 | 0.12592 | 0.60534 | 278.1067
2023-05-12 19:00 | 0 | 0.083396 | 0.60631 | 213.3917
2023-05-12 20:00 | 0 | 0.03868 | 0.62527 | 191.3567
2023-05-12 21:00 | 0 | 0.014901 | 0.62859 | 171.7775
2023-05-12 22:00 | 0 | 0.016857 | 0.61486 | 206.4967
2023-05-12 23:00 | 0 | 0.021285 | 0.62939 | 172.225
2023-05-13 | 0 | 0.019634 | 0.65797 | 169.3642
2023-05-13 01:00 | 0 | 0.021625 | 0.66214 | 144.0225
2023-05-13 02:00 | 0 | 0.046824 | 0.66162 | 136.805
2023-05-13 03:00 | 0 | 0.083683 | 0.6608 | 125.91
2023-05-13 04:00 | 0 | 0.10893 | 0.66438 | 156.4858
2023-05-13 05:00 | 0 | 0.10019 | 0.66626 | 187.2017
2023-05-13 06:00 | 0 | 0.057675 | 0.64339 | 178.215
2023-05-13 07:00 | 0.020223 | 0.041427 | 0.55358 | 112.8525
2023-05-13 08:00 | 0.046305 | 0.044458 | 0.43205 | 26.0908
2023-05-13 09:00 | 0.12541 | 0.053851 | 0.35982 | 7.7767
2023-05-13 10:00 | 0.10452 | 0.058516 | 0.3337 | -0.20083
2023-05-13 11:00 | 0.13407 | 0.080458 | 0.32995 | 2.0208
2023-05-13 12:00 | 0.18306 | 0.10746 | 0.32494 | -6.6192
2023-05-13 13:00 | 0.13315 | 0.083114 | 0.35398 | 30.9767
2023-05-13 14:00 | 0.17473 | 0.078976 | 0.39734 | 63.865
2023-05-13 15:00 | 0.17081 | 0.079338 | 0.47199 | 122.7808
2023-05-13 16:00 | 0.15238 | 0.062884 | 0.55171 | 190.9167
2023-05-13 17:00 | 0.038752 | 0.061923 | 0.6013 | 281.1233
2023-05-13 18:00 | 0 | 0.082705 | 0.60224 | 216.5875
2023-05-13 19:00 | 0 | 0.066965 | 0.6133 | 146.6325
2023-05-13 20:00 | 0 | 0.038519 | 0.61962 | 153.3558
2023-05-13 21:00 | 0 | 0.024529 | 0.62447 | 161.6942
2023-05-13 22:00 | 0 | 0.037579 | 0.6215 | 147.5483
2023-05-13 23:00 | 0 | 0.032639 | 0.6231 | 151.45
2023-05-14 | 0 | 0.019731 | 0.62779 | 147.1683
2023-05-14 01:00 | 0 | 0.016099 | 0.62666 | 129.9367
2023-05-14 02:00 | 0 | 0.017272 | 0.62724 | 119.2067
2023-05-14 03:00 | 0 | 0.015994 | 0.62869 | 120.0492
2023-05-14 04:00 | 0 | 0.017531 | 0.63087 | 125.2975
2023-05-14 05:00 | 0 | 0.019356 | 0.64133 | 131.3583
2023-05-14 06:00 | 0 | 0.028778 | 0.64156 | 135.9442
2023-05-14 07:00 | 0.086223 | 0.026375 | 0.58477 | 76.0133
2023-05-14 08:00 | 0.35548 | 0.025464 | 0.47446 | 37.7983
2023-05-14 09:00 | 0.62195 | 0.011949 | 0.41692 | 28.9975
2023-05-14 10:00 | 0.58474 | 0.0014965 | 0.39585 | 31.8175
2023-05-14 11:00 | 0.55047 | 0.0008995 | 0.40389 | 52.105
2023-05-14 12:00 | 0.5465 | 0.00143 | 0.43511 | 93.39
2023-05-14 13:00 | 0.54466 | 0.001235 | 0.47206 | 94.0333
2023-05-14 14:00 | 0.59901 | 0.001235 | 0.50387 | 100.82
2023-05-14 15:00 | 0.56579 | 0.001235 | 0.55065 | 166.5958
2023-05-14 16:00 | 0.46226 | 0.0010915 | 0.60549 | 210.9992
2023-05-14 17:00 | 0.05421 | 0.0008695 | 0.62335 | 269.1508
2023-05-14 18:00 | 0 | 0.0009075 | 0.62405 | 259.8242
2023-05-14 19:00 | 0 | 0.000521 | 0.62447 | 170.9642
2023-05-14 20:00 | 0 | 0.008257 | 0.63294 | 154.7008
2023-05-14 21:00 | 0 | 0.042168 | 0.63757 | 130.9117
2023-05-14 22:00 | 0 | 0.050021 | 0.64882 | 129.3383
2023-05-14 23:00 | 0 | 0.029685 | 0.65455 | 142.9742
2023-05-15 | 0 | 0.010722 | 0.67044 | 144.4092
2023-05-15 01:00 | 0 | 0.00284 | 0.66862 | 134.85
2023-05-15 02:00 | 0 | 0.0015945 | 0.66669 | 126.1583
2023-05-15 03:00 | 0 | 0.0013915 | 0.66403 | 110.5567
2023-05-15 04:00 | 0 | 0.0019865 | 0.66925 | 119.8442
2023-05-15 05:00 | 0 | 0.0022075 | 0.66327 | 128.1767
2023-05-15 06:00 | 0 | 0.007014 | 0.65715 | 187.4892
2023-05-15 07:00 | 0.17451 | 0.017364 | 0.60554 | 196.0042
2023-05-15 08:00 | 0.50577 | 0.024744 | 0.53488 | 126.2208
2023-05-15 09:00 | 0.70805 | 0.0085265 | 0.47007 | 115.3492
2023-05-15 10:00 | 0.69289 | 0.0045605 | 0.44039 | 114.73
2023-05-15 11:00 | 0.60285 | 0.006354 | 0.43854 | 91.3925
2023-05-15 12:00 | 0.63159 | 0.002292 | 0.43695 | 105.5933
2023-05-15 13:00 | 0.62175 | 0.001876 | 0.45622 | 136.1267
2023-05-15 14:00 | 0.65222 | 0.003263 | 0.49385 | 158.2775
2023-05-15 15:00 | 0.65387 | 0.0015815 | 0.53853 | 183.99
2023-05-15 16:00 | 0.50484 | 0.0025825 | 0.58358 | 272.0575
2023-05-15 17:00 | 0.053248 | 0.0012045 | 0.60419 | 339.8375
2023-05-15 18:00 | 0 | 0.000894 | 0.60611 | 230.1792
2023-05-15 19:00 | 0 | 0.0006875 | 0.61957 | 205.4483
2023-05-15 20:00 | 0 | 0.000584 | 0.63241 | 166.9642
2023-05-15 21:00 | 0 | 0.0005615 | 0.6315 | 151.5017
2023-05-15 22:00 | 0 | 0.000447 | 0.63519 | 139.7583
2023-05-15 23:00 | 0 | 0.0006175 | 0.65555 | 132.4992
2023-05-16 | 0 | 0.0001555 | 0.67834 | 146.1958
2023-05-16 01:00 | 0 | 0.0045905 | 0.68151 | 142.6217
2023-05-16 02:00 | 0 | 0.02155 | 0.675 | 138.9475
2023-05-16 03:00 | 0 | 0.0507 | 0.67897 | 138.7558
2023-05-16 04:00 | 0 | 0.095161 | 0.68261 | 132.11
2023-05-16 05:00 | 0 | 0.183 | 0.67751 | 146.9967
2023-05-16 06:00 | 0 | 0.29229 | 0.66797 | 285.8883
2023-05-16 07:00 | 0.13028 | 0.36545 | 0.62271 | 319.4575
2023-05-16 08:00 | 0.24675 | 0.32164 | 0.53586 | 176.7625
2023-05-16 09:00 | 0.24967 | 0.34201 | 0.47489 | 200.8708
2023-05-16 10:00 | 0.27064 | 0.24535 | 0.4336 | 116.0367
2023-05-16 11:00 | 0.35677 | 0.17312 | 0.45062 | 145.0817
2023-05-16 12:00 | 0.46905 | 0.11072 | 0.44672 | 164.6358
2023-05-16 13:00 | 0.4676 | 0.085237 | 0.4495 | 171.5308
2023-05-16 14:00 | 0.47221 | 0.087003 | 0.46974 | 166.7392
2023-05-16 15:00 | 0.45384 | 0.105 | 0.49725 | 122.5425
2023-05-16 16:00 | 0.52341 | 0.11845 | 0.55551 | 226.9008
2023-05-16 17:00 | 0.052408 | 0.12114 | 0.59653 | 341.945
2023-05-16 18:00 | 0 | 0.10148 | 0.60329 | 300.9967
2023-05-16 19:00 | 0 | 0.087168 | 0.62286 | 244.8058
2023-05-16 20:00 | 0 | 0.079218 | 0.63374 | 231.035
2023-05-16 21:00 | 0 | 0.054957 | 0.65148 | 217.2892
2023-05-16 22:00 | 0 | 0.038606 | 0.6557 | 181.775
2023-05-16 23:00 | 0 | 0.042731 | 0.66665 | 191.4
2023-05-17 | 0 | 0.055577 | 0.68274 | 173.2425
2023-05-17 01:00 | 0 | 0.092624 | 0.67939 | 154.9858
2023-05-17 02:00 | 0 | 0.13849 | 0.67864 | 139.3633
2023-05-17 03:00 | 0 | 0.19022 | 0.66881 | 140.4808
2023-05-17 04:00 | 0 | 0.22386 | 0.66689 | 159.5058
2023-05-17 05:00 | 0 | 0.25054 | 0.67371 | 168.9308
2023-05-17 06:00 | 0 | 0.24824 | 0.65771 | 252.425
2023-05-17 07:00 | 0.14521 | 0.22263 | 0.57597 | 173.9483
2023-05-17 08:00 | 0.52029 | 0.21411 | 0.46431 | 95.985
2023-05-17 09:00 | 0.75506 | 0.17002 | 0.40075 | 81.9008
2023-05-17 10:00 | 0.74467 | 0.10011 | 0.3551 | 8.5558
2023-05-17 11:00 | 0.70674 | 0.077878 | 0.34402 | 50.6258
2023-05-17 12:00 | 0.64817 | 0.10746 | 0.34724 | 56.4708
2023-05-17 13:00 | 0.64323 | 0.14578 | 0.37579 | 92.055
2023-05-17 14:00 | 0.67685 | 0.17338 | 0.3952 | 89.1317
2023-05-17 15:00 | 0.35804 | 0.22958 | 0.43842 | 90.9217
2023-05-17 16:00 | 0.25465 | 0.25804 | 0.53457 | 223.9883
2023-05-17 17:00 | 0.030021 | 0.27255 | 0.60958 | 1670.9075
2023-05-17 18:00 | 0 | 0.29688 | 0.61179 | 198.8192
2023-05-17 19:00 | 0 | 0.33969 | 0.61843 | 177.1308
2023-05-17 20:00 | 0 | 0.35204 | 0.62806 | 187.0392
2023-05-17 21:00 | 0 | 0.37605 | 0.63037 | 157.7242
2023-05-17 22:00 | 0 | 0.40262 | 0.64295 | 150.0025
2023-05-17 23:00 | 0 | 0.42505 | 0.66205 | 138.4858
2023-05-18 | 0 | 0.41095 | 0.68167 | 145.5917
2023-05-18 01:00 | 0 | 0.44381 | 0.6791 | 147.725
2023-05-18 02:00 | 0 | 0.48562 | 0.68254 | 138.3733
2023-05-18 03:00 | 0 | 0.55588 | 0.68356 | 146.4875
2023-05-18 04:00 | 0 | 0.62705 | 0.68198 | 132.845
2023-05-18 05:00 | 0 | 0.58822 | 0.67841 | 176.1125
2023-05-18 06:00 | 0 | 0.54666 | 0.66384 | 269.2033
2023-05-18 07:00 | 0.12919 | 0.49508 | 0.59273 | 255.0475
2023-05-18 08:00 | 0.44123 | 0.28013 | 0.4611 | 71.6225
2023-05-18 09:00 | 0.67964 | 0.21332 | 0.38712 | 21.7883
2023-05-18 10:00 | 0.61202 | 0.19629 | 0.33239 | 5.4542
2023-05-18 11:00 | 0.49346 | 0.17562 | 0.31843 | 10.2717
2023-05-18 12:00 | 0.35729 | 0.13051 | 0.32735 | 35.9933
2023-05-18 13:00 | 0.40377 | 0.11409 | 0.35875 | 66.1517
2023-05-18 14:00 | 0.28103 | 0.12039 | 0.38541 | 44.6092
2023-05-18 15:00 | 0.27249 | 0.13087 | 0.42586 | 64.5033
2023-05-18 16:00 | 0.16542 | 0.15959 | 0.54284 | 217.0458
2023-05-18 17:00 | 0.031796 | 0.22845 | 0.60558 | 272.7883
2023-05-18 18:00 | 0 | 0.2804 | 0.60922 | 260.525
2023-05-18 19:00 | 0 | 0.30042 | 0.61291 | 211.9383
2023-05-18 20:00 | 0 | 0.19006 | 0.62229 | 218.7358
2023-05-18 21:00 | 0 | 0.26475 | 0.62767 | 207.0308
2023-05-18 22:00 | 0 | 0.40572 | 0.63522 | 157.6692
2023-05-18 23:00 | 0 | 0.53328 | 0.66848 | 160.1342
2023-05-19 | 0 | 0.59665 | 0.66337 | 145.8475
2023-05-19 01:00 | 0 | 0.61361 | 0.66165 | 140.7775
2023-05-19 02:00 | 0 | 0.6348 | 0.66143 | 131.0933
2023-05-19 03:00 | 0 | 0.66725 | 0.66557 | 123.5067
2023-05-19 04:00 | 0 | 0.66183 | 0.66954 | 146.1142
2023-05-19 05:00 | 0 | 0.70488 | 0.67341 | 164.7958
2023-05-19 06:00 | 0 | 0.74564 | 0.65586 | 293.1767
2023-05-19 07:00 | 0.12768 | 0.69619 | 0.57384 | 253.0267
2023-05-19 08:00 | 0.43234 | 0.50248 | 0.45107 | 61.8417
2023-05-19 09:00 | 0.60064 | 0.63937 | 0.37446 | 42.6342
2023-05-19 10:00 | 0.72218 | 0.7395 | 0.31208 | 11.8908
2023-05-19 11:00 | 0.7066 | 0.76732 | 0.29995 | 16.4475
2023-05-19 12:00 | 0.62973 | 0.69666 | 0.30076 | 29.1933
2023-05-19 13:00 | 0.59992 | 0.74708 | 0.3137 | 27.6817
2023-05-19 14:00 | 0.44752 | 0.79934 | 0.34789 | 50.4675
2023-05-19 15:00 | 0.30262 | 0.84625 | 0.40188 | 65.7717
2023-05-19 16:00 | 0.14703 | 0.85006 | 0.53173 | 247.3233
2023-05-19 17:00 | 0.02835 | 0.88172 | 0.61013 | 386.3892
2023-05-19 18:00 | 0 | 0.90113 | 0.60782 | 201.3425
2023-05-19 19:00 | 0 | 0.87173 | 0.61473 | 182.5117
2023-05-19 20:00 | 0 | 0.82932 | 0.62486 | 198.8608
2023-05-19 21:00 | 0 | 0.90369 | 0.63672 | 246.22
2023-05-19 22:00 | 0 | 0.9014 | 0.63263 | 208.7775
2023-05-19 23:00 | 0 | 0.89688 | 0.63824 | 148.695
2023-05-20 | 0 | 0.89451 | 0.64825 | 199.3417
2023-05-20 01:00 | 0 | 0.89136 | 0.66668 | 227.6417
2023-05-20 02:00 | 0 | 0.92041 | 0.66297 | 238.7483
2023-05-20 03:00 | 0 | 0.91767 | 0.67576 | 208.7525
2023-05-20 04:00 | 0 | 0.89645 | 0.688 | 156.3033
2023-05-20 05:00 | 0 | 0.86616 | 0.68885 | 224.8958
2023-05-20 06:00 | 0 | 0.86799 | 0.66866 | 284.0433
2023-05-20 07:00 | 0.024828 | 0.85437 | 0.57622 | 216.8783
2023-05-20 08:00 | 0.10539 | 0.71702 | 0.45386 | 75.3417
2023-05-20 09:00 | 0.14382 | 0.78681 | 0.36407 | 19.125
2023-05-20 10:00 | 0.11984 | 0.84307 | 0.31922 | -26.575
2023-05-20 11:00 | 0.19114 | 0.88662 | 0.30736 | -34.2608
2023-05-20 12:00 | 0.17872 | 0.90368 | 0.30911 | -36.1967
2023-05-20 13:00 | 0.15602 | 0.9087 | 0.31035 | -30.8825
2023-05-20 14:00 | 0.10352 | 0.91255 | 0.32345 | 1.5483
2023-05-20 15:00 | 0.048652 | 0.90854 | 0.40228 | 64.7967
2023-05-20 16:00 | 0.037172 | 0.90265 | 0.53658 | 170.2067
2023-05-20 17:00 | 0.005596 | 0.88892 | 0.61834 | 1598.7383
2023-05-20 18:00 | 0 | 0.89661 | 0.6214 | 144.645
2023-05-20 19:00 | 0 | 0.88735 | 0.61495 | 173.4558
2023-05-20 20:00 | 0 | 0.86464 | 0.63228 | 161.68
2023-05-20 21:00 | 0 | 0.89541 | 0.63118 | 140.8008
2023-05-20 22:00 | 0 | 0.88248 | 0.63444 | 141.6042
2023-05-20 23:00 | 0 | 0.83565 | 0.66761 | 126.03
2023-05-21 | 0 | 0.79508 | 0.66794 | 112.6525
2023-05-21 01:00 | 0 | 0.75055 | 0.65658 | 78.0817
2023-05-21 02:00 | 0 | 0.62585 | 0.65685 | 78.8558
2023-05-21 03:00 | 0 | 0.50755 | 0.65604 | 76.775
2023-05-21 04:00 | 0 | 0.5082 | 0.65803 | 93.0108
2023-05-21 05:00 | 0 | 0.54927 | 0.66308 | 91.7925
2023-05-21 06:00 | 0 | 0.60506 | 0.65809 | 105.115
2023-05-21 07:00 | 0.0056991 | 0.57598 | 0.55283 | 58.7242
2023-05-21 08:00 | 0.020517 | 0.47356 | 0.40836 | -1.3558
2023-05-21 09:00 | 0.051715 | 0.57722 | 0.33186 | -20.2358
2023-05-21 10:00 | 0.049363 | 0.63403 | 0.3223 | -44.8292
2023-05-21 11:00 | 0.038274 | 0.47715 | 0.31611 | -47.4658
2023-05-21 12:00 | 0.046566 | 0.34119 | 0.31687 | -49.0908
2023-05-21 13:00 | 0.14145 | 0.25514 | 0.31962 | -46.3683
2023-05-21 14:00 | 0.12274 | 0.25974 | 0.32396 | -30.7375
2023-05-21 15:00 | 0.063686 | 0.31715 | 0.37585 | 48.71
2023-05-21 16:00 | 0.037544 | 0.41342 | 0.51206 | 155.2267
2023-05-21 17:00 | 0.006667 | 0.50328 | 0.58911 | 273.0275
2023-05-21 18:00 | 0 | 0.54127 | 0.59107 | 232.7833
2023-05-21 19:00 | 0 | 0.58083 | 0.58918 | 235.4425
2023-05-21 20:00 | 0 | 0.63614 | 0.60533 | 184.7283
2023-05-21 21:00 | 0 | 0.6737 | 0.61096 | 139.0592
2023-05-21 22:00 | 0 | 0.60207 | 0.6206 | 137.6317
2023-05-21 23:00 | 0 | 0.5557 | 0.62566 | 128.2125
2023-05-22 | 0 | 0.51228 | 0.63298 | 113.3825
2023-05-22 01:00 | 0 | 0.52725 | 0.63211 | 83.4858
2023-05-22 02:00 | 0 | 0.52237 | 0.63356 | 66.9083
2023-05-22 03:00 | 0 | 0.5286 | 0.63711 | 69.6325
2023-05-22 04:00 | 0 | 0.54579 | 0.63421 | 89.395
2023-05-22 05:00 | 0 | 0.61817 | 0.64198 | 141.3875
2023-05-22 06:00 | 0 | 0.68071 | 0.64315 | 291.0883
2023-05-22 07:00 | 0.08147 | 0.65732 | 0.56239 | 272.4533
2023-05-22 08:00 | 0.36759 | 0.68975 | 0.4496 | 49.9358
2023-05-22 09:00 | 0.51258 | 0.80979 | 0.373 | 24.9633
2023-05-22 10:00 | 0.69033 | 0.82413 | 0.32237 | -3.4908
2023-05-22 11:00 | 0.72789 | 0.71229 | 0.30922 | -4.4125
2023-05-22 12:00 | 0.6888 | 0.56751 | 0.31128 | 2.7225
2023-05-22 13:00 | 0.64758 | 0.39254 | 0.31827 | 4.1867
2023-05-22 14:00 | 0.4627 | 0.3473 | 0.35573 | 28.0467
2023-05-22 15:00 | 0.3174 | 0.37783 | 0.41698 | 52.9608
2023-05-22 16:00 | 0.38542 | 0.41722 | 0.53526 | 200.9925
2023-05-22 17:00 | 0.044992 | 0.45912 | 0.59952 | 402.0683
2023-05-22 18:00 | 0 | 0.58838 | 0.60799 | 371.4433
2023-05-22 19:00 | 0 | 0.70708 | 0.61177 | 288.8375
2023-05-22 20:00 | 0 | 0.73249 | 0.61851 | 287.9225
2023-05-22 21:00 | 0 | 0.72998 | 0.62989 | 256.4808
2023-05-22 22:00 | 0 | 0.70847 | 0.64144 | 246.11
2023-05-22 23:00 | 0 | 0.6806 | 0.64891 | 251.3567
2023-05-23 | 0 | 0.70266 | 0.65495 | 233.6683
2023-05-23 01:00 | 0 | 0.74344 | 0.65066 | 176.6033
2023-05-23 02:00 | 0 | 0.76159 | 0.64625 | 152.8133
2023-05-23 03:00 | 0 | 0.73784 | 0.64053 | 208.8017
2023-05-23 04:00 | 0 | 0.74034 | 0.63911 | 188.795
2023-05-23 05:00 | 0 | 0.74769 | 0.63815 | 285.8817
2023-05-23 06:00 | 0 | 0.74284 | 0.6022 | 323.1617
2023-05-23 07:00 | 0.057063 | 0.69411 | 0.53542 | 325.7475
2023-05-23 08:00 | 0.2039 | 0.7119 | 0.44312 | 103.4275
2023-05-23 09:00 | 0.2842 | 0.85427 | 0.37369 | 82.3258
2023-05-23 10:00 | 0.31494 | 0.81254 | 0.33419 | 58.8175
2023-05-23 11:00 | 0.36911 | 0.65891 | 0.32503 | 45.735
2023-05-23 12:00 | 0.36572 | 0.47246 | 0.33266 | 61.3575
2023-05-23 13:00 | 0.29877 | 0.35088 | 0.33379 | 63.1133
2023-05-23 14:00 | 0.21028 | 0.31269 | 0.35671 | 84.7183
2023-05-23 15:00 | 0.095248 | 0.33052 | 0.42914 | 138.0058
2023-05-23 16:00 | 0.088275 | 0.30965 | 0.53039 | 265.5675
2023-05-23 17:00 | 0.01904 | 0.33181 | 0.59211 | 340.4592
2023-05-23 18:00 | 0 | 0.3685 | 0.59251 | 395.5475
2023-05-23 19:00 | 0 | 0.44929 | 0.5956 | 290.2758
2023-05-23 20:00 | 0 | 0.47409 | 0.6025 | 292.5917
2023-05-23 21:00 | 0 | 0.53024 | 0.62303 | 319.375
2023-05-23 22:00 | 0 | 0.59667 | 0.6452 | 284.7767
2023-05-23 23:00 | 0 | 0.61154 | 0.67335 | 301.2067
2023-05-24 | 0 | 0.58701 | 0.68331 | 304.0442
2023-05-24 01:00 | 0 | 0.55212 | 0.68377 | 206.3183
2023-05-24 02:00 | 0 | 0.56113 | 0.69109 | 138.4717
2023-05-24 03:00 | 0 | 0.58383 | 0.69239 | 122.7567
2023-05-24 04:00 | 0 | 0.60197 | 0.68945 | 141.5433
2023-05-24 05:00 | 0 | 0.58791 | 0.67879 | 164.8875
2023-05-24 06:00 | 0 | 0.4804 | 0.65323 | 382.9425
2023-05-24 07:00 | 0.065408 | 0.38036 | 0.57316 | 261.2117
2023-05-24 08:00 | 0.26718 | 0.34053 | 0.47104 | 82.535
2023-05-24 09:00 | 0.37404 | 0.41389 | 0.39318 | 46.88
2023-05-24 10:00 | 0.49642 | 0.44234 | 0.34164 | -15.8767
2023-05-24 11:00 | 0.55569 | 0.34665 | 0.3271 | 15.4833
2023-05-24 12:00 | 0.46741 | 0.23401 | 0.32536 | 15.1608
2023-05-24 13:00 | 0.36204 | 0.18221 | 0.33074 | 11.7367
2023-05-24 14:00 | 0.32876 | 0.14077 | 0.36238 | 36.5067
2023-05-24 15:00 | 0.24903 | 0.1198 | 0.4346 | 62.3375
2023-05-24 16:00 | 0.22967 | 0.17176 | 0.53955 | 173.3358
2023-05-24 17:00 | 0.034761 | 0.22978 | 0.60019 | 4198.0233
2023-05-24 18:00 | 0 | 0.28766 | 0.60281 | 4083.1392
2023-05-24 19:00 | 0 | 0.35685 | 0.60738 | 194.1867
2023-05-24 20:00 | 0 | 0.32925 | 0.6215 | 268.8458
2023-05-24 21:00 | 0 | 0.45694 | 0.63914 | 190.0475
2023-05-24 22:00 | 0 | 0.52177 | 0.66088 | 201.7267
2023-05-24 23:00 | 0 | 0.49604 | 0.68233 | 170.3325
2023-05-25 | 0 | 0.4263 | 0.68003 | 150.3117
2023-05-25 01:00 | 0 | 0.41903 | 0.67824 | 102.8258
2023-05-25 02:00 | 0 | 0.40853 | 0.67989 | 83.7017
2023-05-25 03:00 | 0 | 0.3837 | 0.67565 | 89.3917
2023-05-25 04:00 | 0 | 0.34964 | 0.67981 | 98.64
2023-05-25 05:00 | 0 | 0.39894 | 0.67412 | 137.7258
2023-05-25 06:00 | 0 | 0.41338 | 0.63838 | 1625.1142
2023-05-25 07:00 | 0.049609 | 0.35249 | 0.56421 | 189.2775
2023-05-25 08:00 | 0.3035 | 0.29006 | 0.46603 | 61.0158
2023-05-25 09:00 | 0.57544 | 0.32332 | 0.39222 | 65.8417
2023-05-25 10:00 | 0.7306 | 0.32668 | 0.35261 | 26.4333
2023-05-25 11:00 | 0.7019 | 0.24466 | 0.33142 | 12.1992
2023-05-25 12:00 | 0.59007 | 0.15055 | 0.34692 | 64.3192
2023-05-25 13:00 | 0.49102 | 0.10464 | 0.36712 | 72.1475
2023-05-25 14:00 | 0.45862 | 0.079904 | 0.39519 | 86.7858
2023-05-25 15:00 | 0.33326 | 0.070561 | 0.45774 | 113.64
2023-05-25 16:00 | 0.18956 | 0.12462 | 0.56085 | 246.4842
2023-05-25 17:00 | 0.020711 | 0.17214 | 0.6038 | 3554.4125
2023-05-25 18:00 | 0 | 0.17883 | 0.60598 | 350.2967
2023-05-25 19:00 | 0 | 0.19024 | 0.61863 | 280.4308
2023-05-25 20:00 | 0 | 0.2137 | 0.62353 | 317.5808
2023-05-25 21:00 | 0 | 0.24955 | 0.63641 | 302.2767
2023-05-25 22:00 | 0 | 0.26019 | 0.66111 | 178.2333
2023-05-25 23:00 | 0 | 0.28675 | 0.673 | 101.3175
2023-05-26 | 0 | 0.29092 | 0.67284 | 84.7617
2023-05-26 01:00 | 0 | 0.29234 | 0.66962 | 84.67
2023-05-26 02:00 | 0 | 0.26364 | 0.66953 | 68.1142
2023-05-26 03:00 | 0 | 0.235 | 0.66545 | 71.08
2023-05-26 04:00 | 0 | 0.23668 | 0.66523 | 87.19
2023-05-26 05:00 | 0 | 0.2779 | 0.65636 | 133.4333
2023-05-26 06:00 | 0 | 0.30797 | 0.62795 | 230.9567
2023-05-26 07:00 | 0.11293 | 0.31696 | 0.55217 | 225.1242
2023-05-26 08:00 | 0.51883 | 0.28608 | 0.46214 | 34.1125
2023-05-26 09:00 | 0.72583 | 0.19273 | 0.37764 | 17.815
2023-05-26 10:00 | 0.69265 | 0.1261 | 0.33277 | 13.6583
2023-05-26 11:00 | 0.65284 | 0.097473 | 0.32106 | 19.2275
2023-05-26 12:00 | 0.6218 | 0.056896 | 0.29984 | 4.8667
2023-05-26 13:00 | 0.4977 | 0.044171 | 0.32304 | 11.2683
2023-05-26 14:00 | 0.29715 | 0.054867 | 0.34965 | 49.3608
2023-05-26 15:00 | 0.23152 | 0.068514 | 0.39933 | 53.4858
2023-05-26 16:00 | 0.1879 | 0.081155 | 0.51813 | 200.4058
2023-05-26 17:00 | 0.040328 | 0.088479 | 0.58408 | 412.1258
2023-05-26 18:00 | 0 | 0.09903 | 0.59334 | 178.8075
2023-05-26 19:00 | 0 | 0.081793 | 0.60414 | 172.9167
2023-05-26 20:00 | 0 | 0.079225 | 0.61224 | 210.7483
2023-05-26 21:00 | 0 | 0.043166 | 0.6181 | 175.1675
2023-05-26 22:00 | 0 | 0.022051 | 0.61194 | 197.5483
2023-05-26 23:00 | 0 | 0.016245 | 0.61811 | 157.1258
2023-05-27 | 0 | 0.012098 | 0.63578 | 182.2917
2023-05-27 01:00 | 0 | 0.005798 | 0.65475 | 168.3742
2023-05-27 02:00 | 0 | 0.0052 | 0.67816 | 148.5433
2023-05-27 03:00 | 0 | 0.006228 | 0.69099 | 185.6383
2023-05-27 04:00 | 0 | 0.006177 | 0.68924 | 162.2633
2023-05-27 05:00 | 0 | 0.00738 | 0.67425 | 159.375
2023-05-27 06:00 | 0 | 0.01 | 0.65704 | 273.3717
2023-05-27 07:00 | 0.12053 | 0.006613 | 0.57728 | 216.41
2023-05-27 08:00 | 0.55771 | 0.0024785 | 0.45307 | 41.0667
2023-05-27 09:00 | 0.75733 | 0.0006685 | 0.37384 | 22.5608
2023-05-27 10:00 | 0.74792 | 0.023945 | 0.32671 | 18.4533
2023-05-27 11:00 | 0.6978 | 0.086862 | 0.3136 | -15.3208
2023-05-27 12:00 | 0.64514 | 0.14407 | 0.31459 | -15.6808
2023-05-27 13:00 | 0.58339 | 0.1934 | 0.31558 | -4.65
2023-05-27 14:00 | 0.63716 | 0.1889 | 0.35103 | 34.7033
2023-05-27 15:00 | 0.70435 | 0.15558 | 0.42511 | 76.3833
2023-05-27 16:00 | 0.4356 | 0.15027 | 0.54823 | 192.0483
2023-05-27 17:00 | 0.030983 | 0.15113 | 0.61491 | 1551.1225
2023-05-27 18:00 | 0 | 0.14867 | 0.61184 | 242.4775
2023-05-27 19:00 | 0 | 0.11237 | 0.62519 | 122.9867
2023-05-27 20:00 | 0 | 0.072069 | 0.62429 | 131.9567
2023-05-27 21:00 | 0 | 0.047789 | 0.62951 | 142.4883
2023-05-27 22:00 | 0 | 0.040391 | 0.62408 | 256.4433
2023-05-27 23:00 | 0 | 0.041041 | 0.64284 | 272.2125
2023-05-28 | 0 | 0.041043 | 0.64709 | 130.9108
2023-05-28 01:00 | 0 | 0.034995 | 0.66158 | 108.5433
2023-05-28 02:00 | 0 | 0.025025 | 0.65735 | 91.035
2023-05-28 03:00 | 0 | 0.030901 | 0.65948 | 90.7667
2023-05-28 04:00 | 0 | 0.050511 | 0.66773 | 98.4517
2023-05-28 05:00 | 0 | 0.079298 | 0.68181 | 93.8167
2023-05-28 06:00 | 0 | 0.083994 | 0.68379 | 140.175
2023-05-28 07:00 | 0.098055 | 0.071192 | 0.59342 | 117.7267
2023-05-28 08:00 | 0.54637 | 0.025646 | 0.45886 | 53.3358
2023-05-28 09:00 | 0.7489 | 0.001906 | 0.37147 | 8.9775
2023-05-28 10:00 | 0.73645 | 0.0002105 | 0.33119 | -28.3958
2023-05-28 11:00 | 0.70062 | 0.002962 | 0.32317 | -39.9183
2023-05-28 12:00 | 0.60872 | 0.033301 | 0.3228 | -40.0983
2023-05-28 13:00 | 0.59743 | 0.06147 | 0.32756 | -37.7225
2023-05-28 14:00 | 0.50001 | 0.08217 | 0.33844 | 10.0642
2023-05-28 15:00 | 0.62659 | 0.11168 | 0.42353 | 52.5158
2023-05-28 16:00 | 0.37042 | 0.12616 | 0.55385 | 161.275
2023-05-28 17:00 | 0.044162 | 0.13148 | 0.61941 | 296.9267
2023-05-28 18:00 | 0 | 0.081541 | 0.61788 | 250.3742
2023-05-28 19:00 | 0 | 0.030037 | 0.61781 | 140.8875
2023-05-28 20:00 | 0 | 0.017681 | 0.63095 | 156.3258
2023-05-28 21:00 | 0 | 0.012094 | 0.64234 | 82.2792
2023-05-28 22:00 | 0 | 0.016987 | 0.63304 | 84.4242
2023-05-28 23:00 | 0 | 0.017299 | 0.66403 | 102.4925
2023-05-29 | 0 | 0.024783 | 0.6664 | 88.1467
2023-05-29 01:00 | 0 | 0.037677 | 0.66475 | 90.0467
2023-05-29 02:00 | 0 | 0.08101 | 0.66103 | 79.9283
2023-05-29 03:00 | 0 | 0.15425 | 0.65541 | 72.5617
2023-05-29 04:00 | 0 | 0.31488 | 0.65203 | 61.9583
2023-05-29 05:00 | 0 | 0.43778 | 0.65488 | 82.7825
2023-05-29 06:00 | 0 | 0.41445 | 0.62211 | 170.8833
2023-05-29 07:00 | 0.077219 | 0.4406 | 0.55451 | 166.9375
2023-05-29 08:00 | 0.5543 | 0.36088 | 0.45676 | 70.9542
2023-05-29 09:00 | 0.75149 | 0.24791 | 0.37733 | 41.8992
2023-05-29 10:00 | 0.73572 | 0.43656 | 0.32053 | -0.76083
2023-05-29 11:00 | 0.71364 | 0.64293 | 0.30245 | 1.0183
2023-05-29 12:00 | 0.6796 | 0.74085 | 0.30199 | -0.56
2023-05-29 13:00 | 0.60059 | 0.72879 | 0.30823 | 9.9983
2023-05-29 14:00 | 0.65101 | 0.71103 | 0.33164 | 28.2242
2023-05-29 15:00 | 0.63192 | 0.65236 | 0.40988 | 56.3517
2023-05-29 16:00 | 0.47863 | 0.56926 | 0.53362 | 132.9042
2023-05-29 17:00 | 0.047575 | 0.64584 | 0.60597 | 386.7958
2023-05-29 18:00 | 0 | 0.79514 | 0.60877 | 245.795
2023-05-29 19:00 | 0 | 0.8919 | 0.61445 | 225.9867
2023-05-29 20:00 | 0 | 0.921 | 0.62051 | 186.4458
2023-05-29 21:00 | 0 | 0.91262 | 0.6356 | 168.43
2023-05-29 22:00 | 0 | 0.90315 | 0.63109 | 131.0408
2023-05-29 23:00 | 0 | 0.8748 | 0.62928 | 120.5933
2023-05-30 | 0 | 0.8867 | 0.63729 | 112.0683
2023-05-30 01:00 | 0 | 0.90602 | 0.64265 | 101.3467
2023-05-30 02:00 | 0 | 0.88845 | 0.64416 | 95.2217
2023-05-30 03:00 | 0 | 0.86745 | 0.64243 | 93.9008
2023-05-30 04:00 | 0 | 0.86658 | 0.63636 | 99.8075
2023-05-30 05:00 | 0 | 0.84402 | 0.63443 | 132.2125
2023-05-30 06:00 | 0 | 0.81409 | 0.60197 | 311.0008
2023-05-30 07:00 | 0.02224 | 0.75012 | 0.53256 | 304.6475
2023-05-30 08:00 | 0.087207 | 0.46961 | 0.43593 | 86.78
2023-05-30 09:00 | 0.17447 | 0.4695 | 0.35413 | 32.2208
2023-05-30 10:00 | 0.2042 | 0.32427 | 0.32382 | -9.1058
2023-05-30 11:00 | 0.28637 | 0.28471 | 0.31073 | -10.26
2023-05-30 12:00 | 0.53941 | 0.30398 | 0.3123 | -8.1608
2023-05-30 13:00 | 0.64536 | 0.39874 | 0.31896 | 24.4233
2023-05-30 14:00 | 0.5953 | 0.4415 | 0.3527 | 63.1933
2023-05-30 15:00 | 0.44171 | 0.37798 | 0.42293 | 90.9883
2023-05-30 16:00 | 0.18346 | 0.28844 | 0.53474 | 224.4458
2023-05-30 17:00 | 0.025301 | 0.24286 | 0.61146 | 5336.43
2023-05-30 18:00 | 0 | 0.20373 | 0.61493 | 1562.9117
2023-05-30 19:00 | 0 | 0.13091 | 0.62241 | 244.97
2023-05-30 20:00 | 0 | 0.083468 | 0.6254 | 268.69
2023-05-30 21:00 | 0 | 0.057456 | 0.63904 | 167.6067
2023-05-30 22:00 | 0 | 0.060992 | 0.64949 | 114.7692
2023-05-30 23:00 | 0 | 0.0705 | 0.6454 | 107.1717
2023-05-31 | 0 | 0.077068 | 0.65299 | 116.2717
2023-05-31 01:00 | 0 | 0.098512 | 0.67124 | 108.205
2023-05-31 02:00 | 0 | 0.095177 | 0.67018 | 92.9725
2023-05-31 03:00 | 0 | 0.1221 | 0.67293 | 96.2558
2023-05-31 04:00 | 0 | 0.13741 | 0.66903 | 111.0717
2023-05-31 05:00 | 0 | 0.18106 | 0.66234 | 155.055
2023-05-31 06:00 | 0 | 0.24734 | 0.62966 | 322.255
2023-05-31 07:00 | 0.042919 | 0.29504 | 0.57214 | 228.9217
2023-05-31 08:00 | 0.45453 | 0.21949 | 0.47337 | 93.0942
2023-05-31 09:00 | 0.75212 | 0.25138 | 0.40471 | 67.9592
2023-05-31 10:00 | 0.75694 | 0.26692 | 0.37125 | 49.7242
2023-05-31 11:00 | 0.72077 | 0.27706 | 0.35612 | 36.6633
2023-05-31 12:00 | 0.66465 | 0.32186 | 0.35416 | 34.4425
2023-05-31 13:00 | 0.66956 | 0.42318 | 0.37667 | 54.4458
2023-05-31 14:00 | 0.71651 | 0.44295 | 0.40601 | 68.4808
2023-05-31 15:00 | 0.75628 | 0.41478 | 0.4678 | 75.5375
2023-05-31 16:00 | 0.52853 | 0.42503 | 0.58419 | 101.3325
2023-05-31 17:00 | 0.047003 | 0.47775 | 0.62358 | 263.7742
2023-05-31 18:00 | 0 | 0.55684 | 0.63037 | 188.9033
2023-05-31 19:00 | 0 | 0.57534 | 0.63781 | 138.4733
2023-05-31 20:00 | 0 | 0.48886 | 0.65213 | 96.285
2023-05-31 21:00 | 0 | 0.4687 | 0.66648 | 102.9142
2023-05-31 22:00 | 0 | 0.39318 | 0.6738 | 153.2925
2023-05-31 23:00 | 0 | 0.3787 | 0.67928 | 92.4592
2023-06-01 | 0 | 0.4567 | 0.6853 | 87.45
2023-06-01 01:00 | 0 | 0.51982 | 0.68486 | 84.3575
2023-06-01 02:00 | 0 | 0.38506 | 0.68266 | 74.8025
2023-06-01 03:00 | 0 | 0.26818 | 0.67557 | 74.3792
2023-06-01 04:00 | 0 | 0.21252 | 0.66331 | 39.3533
2023-06-01 05:00 | 0 | 0.26517 | 0.65854 | 70.57
2023-06-01 06:00 | 0 | 0.36252 | 0.64781 | 111.0133
2023-06-01 07:00 | 0.070558 | 0.30162 | 0.58812 | 110.3775
2023-06-01 08:00 | 0.39137 | 0.12672 | 0.47178 | 45.9517
2023-06-01 09:00 | 0.62846 | 0.12293 | 0.39348 | 22.7842
2023-06-01 10:00 | 0.69998 | 0.08434 | 0.34463 | 8.8583
2023-06-01 11:00 | 0.69757 | 0.056595 | 0.32235 | 25.825
2023-06-01 12:00 | 0.68869 | 0.02649 | 0.32802 | 15.9808
2023-06-01 13:00 | 0.66812 | 0.013212 | 0.34376 | 40.0775
2023-06-01 14:00 | 0.6631 | 0.0094755 | 0.39294 | 49.3608
2023-06-01 15:00 | 0.58661 | 0.001837 | 0.44727 | 64.9342
2023-06-01 16:00 | 0.41227 | 0.000323 | 0.55433 | 185.0058
2023-06-01 17:00 | 0.030622 | 0.006827 | 0.62747 | 263.1067
2023-06-01 18:00 | 0 | 0.021015 | 0.62944 | 277.4592
2023-06-01 19:00 | 0 | 0.046051 | 0.62984 | 251.9667
2023-06-01 20:00 | 0 | 0.039395 | 0.63254 | 249.915
2023-06-01 21:00 | 0 | 0.037719 | 0.63878 | 205.4408
2023-06-01 22:00 | 0 | 0.053457 | 0.64053 | 199.25
2023-06-01 23:00 | 0 | 0.067985 | 0.65351 | 166.1592
2023-06-02 | 0 | 0.071724 | 0.66078 | 125.5942
2023-06-02 01:00 | 0 | 0.039216 | 0.66326 | 126.915
2023-06-02 02:00 | 0 | 0.032178 | 0.6838 | 112.0517
2023-06-02 03:00 | 0 | 0.052332 | 0.6897 | 111.1542
2023-06-02 04:00 | 0 | 0.090018 | 0.69144 | 118.6333
2023-06-02 05:00 | 0 | 0.11855 | 0.66916 | 128.5042
2023-06-02 06:00 | 0 | 0.12352 | 0.63648 | 221.7467
2023-06-02 07:00 | 0.050414 | 0.12357 | 0.57863 | 140.1275
2023-06-02 08:00 | 0.47354 | 0.084677 | 0.47762 | 55.6233
2023-06-02 09:00 | 0.72941 | 0.042655 | 0.4023 | 0.59
2023-06-02 10:00 | 0.70623 | 0.078553 | 0.34494 | 12.8225
2023-06-02 11:00 | 0.71784 | 0.10711 | 0.35997 | 47.4892
2023-06-02 12:00 | 0.70217 | 0.092645 | 0.36841 | 51.805
2023-06-02 13:00 | 0.71693 | 0.087585 | 0.38649 | 63.465
2023-06-02 14:00 | 0.73898 | 0.107 | 0.41447 | 79.0467
2023-06-02 15:00 | 0.74152 | 0.13856 | 0.45306 | 110.4242
2023-06-02 16:00 | 0.46948 | 0.2007 | 0.5483 | 240.7875
2023-06-02 17:00 | 0.046249 | 0.34916 | 0.61739 | 270.2508
2023-06-02 18:00 | 0 | 0.63085 | 0.60954 | 223.7433
2023-06-02 19:00 | 0 | 0.73091 | 0.60998 | 162.7033
2023-06-02 20:00 | 0 | 0.62215 | 0.61152 | 116.9767
2023-06-02 21:00 | 0 | 0.45764 | 0.61788 | 95.785
2023-06-02 22:00 | 0 | 0.36845 | 0.6428 | 111.565
2023-06-02 23:00 | 0 | 0.4351 | 0.65486 | 110.28
2023-06-03 | 0 | 0.46037 | 0.65904 | 94.685
2023-06-03 01:00 | 0 | 0.43281 | 0.66351 | 87.2617
2023-06-03 02:00 | 0 | 0.42418 | 0.67432 | 80.9992
2023-06-03 03:00 | 0 | 0.48892 | 0.67255 | 79.6967
2023-06-03 04:00 | 0 | 0.45724 | 0.67635 | 81.9
2023-06-03 05:00 | 0 | 0.49469 | 0.68082 | 85.0167
2023-06-03 06:00 | 0 | 0.49048 | 0.66831 | 108.6783
2023-06-03 07:00 | 0.05485 | 0.41897 | 0.60793 | 119.0183
2023-06-03 08:00 | 0.54474 | 0.33088 | 0.51288 | 64.2433
2023-06-03 09:00 | 0.74464 | 0.26837 | 0.43416 | 54.03
2023-06-03 10:00 | 0.69287 | 0.25506 | 0.39854 | 41.56
2023-06-03 11:00 | 0.66233 | 0.29397 | 0.40656 | 55.8217
2023-06-03 12:00 | 0.65297 | 0.36745 | 0.43138 | 64.8842
2023-06-03 13:00 | 0.6784 | 0.33013 | 0.46696 | 84.2042
2023-06-03 14:00 | 0.71178 | 0.27567 | 0.49346 | 71.7233
2023-06-03 15:00 | 0.67676 | 0.20054 | 0.52832 | 102.6458
2023-06-03 16:00 | 0.46256 | 0.14131 | 0.59616 | 154.1742
2023-06-03 17:00 | 0.042656 | 0.12135 | 0.6204 | 247.9167
2023-06-03 18:00 | 0 | 0.15865 | 0.62679 | 162.2642
2023-06-03 19:00 | 0 | 0.20642 | 0.6372 | 112.1525
2023-06-03 20:00 | 0 | 0.25221 | 0.64698 | 101.735
2023-06-03 21:00 | 0 | 0.23849 | 0.65234 | 89.535
2023-06-03 22:00 | 0 | 0.21302 | 0.63984 | 84.3683
2023-06-03 23:00 | 0 | 0.19762 | 0.65858 | 87.5467
2023-06-04 | 0 | 0.19582 | 0.6623 | 87.1167
2023-06-04 01:00 | 0 | 0.18714 | 0.66174 | 82.3867
2023-06-04 02:00 | 0 | 0.16713 | 0.65973 | 64.2133
2023-06-04 03:00 | 0 | 0.12385 | 0.66122 | 55.725
2023-06-04 04:00 | 0 | 0.082199 | 0.65711 | 51.6683
2023-06-04 05:00 | 0 | 0.03621 | 0.66383 | 47.6917
2023-06-04 06:00 | 0 | 0.011205 | 0.67293 | 65.9183
2023-06-04 07:00 | 0.0072767 | 0.00258 | 0.63884 | 75.8792
2023-06-04 08:00 | 0.023966 | 0.0016555 | 0.56213 | 56.5633
2023-06-04 09:00 | 0.11653 | 0.003291 | 0.49065 | 53.2992
2023-06-04 10:00 | 0.21139 | 0.004603 | 0.45102 | 51.4275
2023-06-04 11:00 | 0.35043 | 0.016221 | 0.45265 | 77.4658
2023-06-04 12:00 | 0.42776 | 0.056868 | 0.46164 | 95.0367
2023-06-04 13:00 | 0.42158 | 0.12277 | 0.4699 | 82.7717
2023-06-04 14:00 | 0.51556 | 0.21395 | 0.48358 | 99.0058
2023-06-04 15:00 | 0.48765 | 0.27767 | 0.52954 | 111.3017
2023-06-04 16:00 | 0.29892 | 0.34149 | 0.56987 | 121.8617
2023-06-04 17:00 | 0.035541 | 0.39421 | 0.60397 | 196.6475
2023-06-04 18:00 | 0 | 0.36713 | 0.60557 | 151.8383
2023-06-04 19:00 | 0 | 0.39541 | 0.61715 | 103.1842
2023-06-04 20:00 | 0 | 0.46044 | 0.62869 | 96.0275
2023-06-04 21:00 | 0 | 0.50484 | 0.63583 | 85.5208
2023-06-04 22:00 | 0 | 0.50836 | 0.64068 | 98.9942
2023-06-04 23:00 | 0 | 0.44619 | 0.63596 | 72.0192
2023-06-05 | 0 | 0.41038 | 0.64074 | 67.415
2023-06-05 01:00 | 0 | 0.46352 | 0.64121 | 58.6525
2023-06-05 02:00 | 0 | 0.49325 | 0.64179 | 56.2292
2023-06-05 03:00 | 0 | 0.5315 | 0.63606 | 53.2908
2023-06-05 04:00 | 0 | 0.59167 | 0.63165 | 47.4733
2023-06-05 05:00 | 0 | 0.70657 | 0.62204 | 56.9592
2023-06-05 06:00 | 0 | 0.73616 | 0.62647 | 107.0475
2023-06-05 07:00 | 0.049902 | 0.60272 | 0.59633 | 101.7325
2023-06-05 08:00 | 0.37492 | 0.36832 | 0.53421 | 78.8758
2023-06-05 09:00 | 0.35676 | 0.42004 | 0.46433 | 68.2633
2023-06-05 10:00 | 0.18109 | 0.36522 | 0.43601 | 74.5117
2023-06-05 11:00 | 0.27318 | 0.32725 | 0.42428 | 81.7375
2023-06-05 12:00 | 0.37263 | 0.28153 | 0.43191 | 94.6458
2023-06-05 13:00 | 0.20325 | 0.21422 | 0.45903 | 101.4358
2023-06-05 14:00 | 0.1191 | 0.23919 | 0.48467 | 101.4683
2023-06-05 15:00 | 0.077504 | 0.25113 | 0.51925 | 103.2817
2023-06-05 16:00 | 0.036458 | 0.17799 | 0.58306 | 111.9325
2023-06-05 17:00 | 0.008106 | 0.077587 | 0.60491 | 202.895
2023-06-05 18:00 | 0 | 0.031915 | 0.60538 | 178.1075
2023-06-05 19:00 | 0 | 0.019904 | 0.61839 | 96.6592
2023-06-05 20:00 | 0 | 0.0065815 | 0.62755 | 88.8367
2023-06-05 21:00 | 0 | 0.0049965 | 0.62805 | 76.4233
2023-06-05 22:00 | 0 | 0.004759 | 0.62306 | 72.92
2023-06-05 23:00 | 0 | 0.0070425 | 0.6249 | 72.845
2023-06-06 | 0 | 0.006998 | 0.63499 | 64.025
2023-06-06 01:00 | 0 | 0.015851 | 0.64203 | 54.3883
2023-06-06 02:00 | 0 | 0.038169 | 0.64153 | 51.6308
2023-06-06 03:00 | 0 | 0.099327 | 0.63265 | 51.2375
2023-06-06 04:00 | 0 | 0.14932 | 0.62938 | 66.6608
2023-06-06 05:00 | 0 | 0.24599 | 0.62707 | 79.1408
2023-06-06 06:00 | 0 | 0.32495 | 0.62345 | 104.0217
2023-06-06 07:00 | 0.020466 | 0.36672 | 0.58358 | 113.2892
2023-06-06 08:00 | 0.073239 | 0.27795 | 0.49264 | 79.2075
2023-06-06 09:00 | 0.11425 | 0.12288 | 0.43507 | 67.475
2023-06-06 10:00 | 0.18354 | 0.12149 | 0.402 | 64.8883
2023-06-06 11:00 | 0.19921 | 0.12697 | 0.3924 | 73.85
2023-06-06 12:00 | 0.15445 | 0.10233 | 0.39651 | 78.6708
2023-06-06 13:00 | 0.08122 | 0.077811 | 0.41481 | 73.2883
2023-06-06 14:00 | 0.090548 | 0.065654 | 0.4405 | 86.3117
2023-06-06 15:00 | 0.15693 | 0.05362 | 0.49229 | 97.7475
2023-06-06 16:00 | 0.22321 | 0.031457 | 0.5622 | 185.4958
2023-06-06 17:00 | 0.02816 | 0.039087 | 0.60898 | 274.605
2023-06-06 18:00 | 0 | 0.068093 | 0.60256 | 220.2433
2023-06-06 19:00 | 0 | 0.16899 | 0.61646 | 105.775
2023-06-06 20:00 | 0 | 0.34446 | 0.61708 | 99.2608
2023-06-06 21:00 | 0 | 0.42963 | 0.62947 | 75.4208
2023-06-06 22:00 | 0 | 0.45784 | 0.62712 | 70.3283
2023-06-06 23:00 | 0 | 0.45008 | 0.63456 | 75.9375
2023-06-07 | 0 | 0.4279 | 0.63691 | 82.9658
2023-06-07 01:00 | 0 | 0.48461 | 0.63451 | 70.0383
2023-06-07 02:00 | 0 | 0.61545 | 0.63107 | 55.905
2023-06-07 03:00 | 0 | 0.71448 | 0.63019 | 66.1567
2023-06-07 04:00 | 0 | 0.74657 | 0.63333 | 80.4575
2023-06-07 05:00 | 0 | 0.75769 | 0.62355 | 79.915
2023-06-07 06:00 | 0 | 0.76027 | 0.61327 | 125.8
2023-06-07 07:00 | 0.035078 | 0.7664 | 0.59191 | 110.7142
2023-06-07 08:00 | 0.25673 | 0.69933 | 0.49664 | 53.0658
2023-06-07 09:00 | 0.44015 | 0.68132 | 0.42258 | 9.0042
2023-06-07 10:00 | 0.40459 | 0.61122 | 0.38309 | 45.76
2023-06-07 11:00 | 0.31549 | 0.43321 | 0.3894 | 24.7625
2023-06-07 12:00 | 0.30859 | 0.42749 | 0.3917 | 36.3058
2023-06-07 13:00 | 0.32626 | 0.48414 | 0.40867 | 41.5242
2023-06-07 14:00 | 0.36043 | 0.48607 | 0.41375 | 50.7917
2023-06-07 15:00 | 0.32624 | 0.42893 | 0.46069 | 61.5342
2023-06-07 16:00 | 0.24402 | 0.41464 | 0.56579 | 125.03
2023-06-07 17:00 | 0.025737 | 0.39828 | 0.61523 | 203.9083
2023-06-07 18:00 | 0 | 0.54666 | 0.61465 | 137.5408
2023-06-07 19:00 | 0 | 0.73254 | 0.60634 | 102.9408
2023-06-07 20:00 | 0 | 0.81422 | 0.61427 | 111.55
2023-06-07 21:00 | 0 | 0.84767 | 0.61958 | 75.5392
2023-06-07 22:00 | 0 | 0.86484 | 0.62757 | 82.5583
2023-06-07 23:00 | 0 | 0.84854 | 0.63528 | 81.7883
2023-06-08 | 0 | 0.85837 | 0.6506 | 85.9325
2023-06-08 01:00 | 0 | 0.84589 | 0.65288 | 77.4008
2023-06-08 02:00 | 0 | 0.82258 | 0.65271 | 76.5792
2023-06-08 03:00 | 0 | 0.78817 | 0.6569 | 67.96
2023-06-08 04:00 | 0 | 0.7977 | 0.66335 | 76.83
2023-06-08 05:00 | 0 | 0.81609 | 0.64988 | 84.1608
2023-06-08 06:00 | 0 | 0.82954 | 0.62769 | 90.9383
2023-06-08 07:00 | 0.049841 | 0.75524 | 0.5945 | 103.9075
2023-06-08 08:00 | 0.56775 | 0.5423 | 0.50696 | 67.5342
2023-06-08 09:00 | 0.78469 | 0.49689 | 0.44114 | 69.57
2023-06-08 10:00 | 0.77408 | 0.4436 | 0.40122 | 61.0408
2023-06-08 11:00 | 0.73742 | 0.34124 | 0.38476 | 76.9283
2023-06-08 12:00 | 0.69744 | 0.26334 | 0.39518 | 101.3192
2023-06-08 13:00 | 0.59932 | 0.22446 | 0.41938 | 117.2317
2023-06-08 14:00 | 0.71253 | 0.24258 | 0.4328 | 77.4008
2023-06-08 15:00 | 0.73598 | 0.26908 | 0.47152 | 61.5908
2023-06-08 16:00 | 0.52651 | 0.36978 | 0.56759 | 88.6508
2023-06-08 17:00 | 0.041666 | 0.51794 | 0.62115 | 218.6358
2023-06-08 18:00 | 0 | 0.71193 | 0.61902 | 184.0883
2023-06-08 19:00 | 0 | 0.81793 | 0.63665 | 143.1425
2023-06-08 20:00 | 0 | 0.85391 | 0.64292 | 119.3725
2023-06-08 21:00 | 0 | 0.87156 | 0.64949 | 89.3317
2023-06-08 22:00 | 0 | 0.87211 | 0.66128 | 93.335
2023-06-08 23:00 | 0 | 0.87776 | 0.67427 | 93.5133
2023-06-09 | 0 | 0.85954 | 0.68609 | 91.3633
2023-06-09 01:00 | 0 | 0.8491 | 0.6872 | 83.9258
2023-06-09 02:00 | 0 | 0.84971 | 0.68934 | 84.0175
2023-06-09 03:00 | 0 | 0.82971 | 0.68859 | 68.9392
2023-06-09 04:00 | 0 | 0.85882 | 0.68131 | 84.4033
2023-06-09 05:00 | 0 | 0.85296 | 0.67909 | 93.6833
2023-06-09 06:00 | 0 | 0.81077 | 0.66165 | 120.3467
2023-06-09 07:00 | 0.045756 | 0.7915 | 0.61387 | 101.7358
2023-06-09 08:00 | 0.60951 | 0.67521 | 0.49678 | 55.9142
2023-06-09 09:00 | 0.8381 | 0.58871 | 0.39238 | 9.5708
2023-06-09 10:00 | 0.80622 | 0.48379 | 0.33277 | 10.16
2023-06-09 11:00 | 0.77507 | 0.42412 | 0.31504 | 4.3033
2023-06-09 12:00 | 0.75424 | 0.40176 | 0.32268 | 21.5108
2023-06-09 13:00 | 0.76099 | 0.37579 | 0.32745 | 14.9417
2023-06-09 14:00 | 0.78832 | 0.33178 | 0.36664 | 22.1058
2023-06-09 15:00 | 0.7928 | 0.353 | 0.44321 | 49.3
2023-06-09 16:00 | 0.56156 | 0.34448 | 0.55879 | 108.0567
2023-06-09 17:00 | 0.039804 | 0.49682 | 0.62692 | 226.6067
2023-06-09 18:00 | 0 | 0.68699 | 0.62582 | 166.285
2023-06-09 19:00 | 0 | 0.80477 | 0.6366 | 135.3183
2023-06-09 20:00 | 0 | 0.88599 | 0.64463 | 109.9492
2023-06-09 21:00 | 0 | 0.88031 | 0.64552 | 94.35
2023-06-09 22:00 | 0 | 0.89946 | 0.63754 | 97.5425
2023-06-09 23:00 | 0 | 0.89345 | 0.65193 | 128.1942
2023-06-10 | 0 | 0.86611 | 0.64325 | 94.7075
2023-06-10 01:00 | 0 | 0.8473 | 0.63858 | 79.755
2023-06-10 02:00 | 0 | 0.84785 | 0.65655 | 83.6217
2023-06-10 03:00 | 0 | 0.83431 | 0.65892 | 82.4958
2023-06-10 04:00 | 0 | 0.88062 | 0.6556 | 83.5533
2023-06-10 05:00 | 0 | 0.86571 | 0.65824 | 82.4625
2023-06-10 06:00 | 0 | 0.84804 | 0.63746 | 120.3392
2023-06-10 07:00 | 0.045492 | 0.84174 | 0.58063 | 100.6258
2023-06-10 08:00 | 0.61315 | 0.81311 | 0.47462 | 57.4183
2023-06-10 09:00 | 0.83946 | 0.77416 | 0.39195 | 30.2358
2023-06-10 10:00 | 0.81299 | 0.59972 | 0.33186 | 8.6992
2023-06-10 11:00 | 0.76948 | 0.49622 | 0.32024 | 1.2375
2023-06-10 12:00 | 0.75451 | 0.38172 | 0.31926 | -0.15833
2023-06-10 13:00 | 0.76686 | 0.34396 | 0.33782 | 18.8617
2023-06-10 14:00 | 0.79031 | 0.28577 | 0.37937 | 27.4142
2023-06-10 15:00 | 0.79527 | 0.26039 | 0.44341 | 47.1958
2023-06-10 16:00 | 0.56807 | 0.33953 | 0.57409 | 141.4767
2023-06-10 17:00 | 0.04106 | 0.52188 | 0.63409 | 220.0608
2023-06-10 18:00 | 0 | 0.70943 | 0.63564 | 148.3183
2023-06-10 19:00 | 0 | 0.8392 | 0.64373 | 116.1133
2023-06-10 20:00 | 0 | 0.90262 | 0.64016 | 115.5825
2023-06-10 21:00 | 0 | 0.89845 | 0.64432 | 96.74
2023-06-10 22:00 | 0 | 0.88966 | 0.64044 | 97.8792
2023-06-10 23:00 | 0 | 0.88567 | 0.65716 | 108.6983
2023-06-11 | 0 | 0.83108 | 0.66537 | 100.03
2023-06-11 01:00 | 0 | 0.83381 | 0.6671 | 84.9758
2023-06-11 02:00 | 0 | 0.83832 | 0.68574 | 86.9392
2023-06-11 03:00 | 0 | 0.88444 | 0.68816 | 83.2742
2023-06-11 04:00 | 0 | 0.88631 | 0.68098 | 104.2433
2023-06-11 05:00 | 0 | 0.87246 | 0.66502 | 100.385
2023-06-11 06:00 | 0 | 0.88499 | 0.64334 | 102.2275
2023-06-11 07:00 | 0.049349 | 0.87122 | 0.60776 | 93.2725
2023-06-11 08:00 | 0.58235 | 0.80259 | 0.48894 | 58.9217
2023-06-11 09:00 | 0.78932 | 0.61015 | 0.41979 | 56.4267
2023-06-11 10:00 | 0.77941 | 0.4806 | 0.37468 | 32.1508
2023-06-11 11:00 | 0.74706 | 0.32748 | 0.36525 | 30.8492
2023-06-11 12:00 | 0.73006 | 0.25356 | 0.38541 | 36.3408
2023-06-11 13:00 | 0.74295 | 0.18445 | 0.40718 | 40.8925
2023-06-11 14:00 | 0.76735 | 0.16153 | 0.43075 | 50.2608
2023-06-11 15:00 | 0.76275 | 0.17929 | 0.49669 | 108.8592
2023-06-11 16:00 | 0.52717 | 0.247 | 0.58369 | 194.1958
2023-06-11 17:00 | 0.047793 | 0.31893 | 0.62814 | 208.5142
2023-06-11 18:00 | 0 | 0.36957 | 0.62232 | 142.1342
2023-06-11 19:00 | 0 | 0.40315 | 0.6219 | 111.4408
2023-06-11 20:00 | 0 | 0.5223 | 0.62983 | 109.68
2023-06-11 21:00 | 0 | 0.62728 | 0.63614 | 100.72
2023-06-11 22:00 | 0 | 0.66127 | 0.65091 | 109.8775
2023-06-11 23:00 | 0 | 0.72467 | 0.66145 | 94.2583
2023-06-12 | 0 | 0.78209 | 0.66486 | 88.0867
2023-06-12 01:00 | 0 | 0.81018 | 0.66658 | 82.1725
2023-06-12 02:00 | 0 | 0.80056 | 0.67247 | 79.8492
2023-06-12 03:00 | 0 | 0.79489 | 0.67581 | 77.98
2023-06-12 04:00 | 0 | 0.81549 | 0.67394 | 79.4358
2023-06-12 05:00 | 0 | 0.80967 | 0.67195 | 78.3142
2023-06-12 06:00 | 0 | 0.74334 | 0.6595 | 91.545
2023-06-12 07:00 | 0.04134 | 0.6557 | 0.61922 | 97.2617
2023-06-12 08:00 | 0.16021 | 0.5948 | 0.53029 | 83.0875
2023-06-12 09:00 | 0.22791 | 0.41442 | 0.4911 | 87.5433
2023-06-12 10:00 | 0.30969 | 0.29476 | 0.46298 | 81.4
2023-06-12 11:00 | 0.41657 | 0.21055 | 0.43499 | 68.6475
2023-06-12 12:00 | 0.49048 | 0.13421 | 0.42509 | 99.5433
2023-06-12 13:00 | 0.52269 | 0.099253 | 0.4217 | 66.4442
2023-06-12 14:00 | 0.56161 | 0.085905 | 0.44875 | 75.9117
2023-06-12 15:00 | 0.40004 | 0.065274 | 0.50253 | 105.5783
2023-06-12 16:00 | 0.25791 | 0.076841 | 0.55968 | 128.5667
2023-06-12 17:00 | 0.022945 | 0.1118 | 0.59284 | 4469.8167
2023-06-12 18:00 | 0 | 0.15437 | 0.59471 | 445.415
2023-06-12 19:00 | 0 | 0.20265 | 0.60697 | 216.5017
2023-06-12 20:00 | 0 | 0.23416 | 0.61902 | 184.82
2023-06-12 21:00 | 0 | 0.26742 | 0.62558 | 123.2608
2023-06-12 22:00 | 0 | 0.24115 | 0.62769 | 95.1667
2023-06-12 23:00 | 0 | 0.17508 | 0.63645 | 100.1267
2023-06-13 | 0 | 0.14013 | 0.64642 | 87.505
2023-06-13 01:00 | 0 | 0.15079 | 0.65538 | 86.7733
2023-06-13 02:00 | 0 | 0.20094 | 0.6618 | 86.3883
2023-06-13 03:00 | 0 | 0.2301 | 0.66532 | 86.0033
2023-06-13 04:00 | 0 | 0.22176 | 0.66103 | 86.7092
2023-06-13 05:00 | 0 | 0.22493 | 0.66525 | 85.3292
2023-06-13 06:00 | 0 | 0.27171 | 0.65354 | 142.7333
2023-06-13 07:00 | 0.046763 | 0.28658 | 0.61995 | 156.5575
2023-06-13 08:00 | 0.58341 | 0.19026 | 0.51808 | 74.6042
2023-06-13 09:00 | 0.79757 | 0.090359 | 0.43093 | 80.1958
2023-06-13 10:00 | 0.77399 | 0.075092 | 0.3947 | 88.4992
2023-06-13 11:00 | 0.73875 | 0.12724 | 0.37665 | 82.7942
2023-06-13 12:00 | 0.7193 | 0.13994 | 0.37408 | 81.5
2023-06-13 13:00 | 0.72942 | 0.11524 | 0.38501 | 69.2142
2023-06-13 14:00 | 0.74972 | 0.11355 | 0.40231 | 62.7492
2023-06-13 15:00 | 0.75634 | 0.12252 | 0.45802 | 71.2583
2023-06-13 16:00 | 0.53366 | 0.13433 | 0.57069 | 176.5408
2023-06-13 17:00 | 0.043448 | 0.20465 | 0.61391 | 262.31
2023-06-13 18:00 | 0 | 0.29539 | 0.61855 | 197.2125
2023-06-13 19:00 | 0 | 0.36243 | 0.63788 | 128.4183
2023-06-13 20:00 | 0 | 0.33165 | 0.65602 | 108.5783
2023-06-13 21:00 | 0 | 0.32587 | 0.65833 | 89.2142
2023-06-13 22:00 | 0 | 0.36026 | 0.66446 | 78.4867
2023-06-13 23:00 | 0 | 0.31439 | 0.67221 | 90.9842
2023-06-14 | 0 | 0.30447 | 0.67959 | 84.7842
2023-06-14 01:00 | 0 | 0.27402 | 0.68905 | 61.1617
2023-06-14 02:00 | 0 | 0.22499 | 0.69508 | 38.5025
2023-06-14 03:00 | 0 | 0.19379 | 0.69828 | 32.2533
2023-06-14 04:00 | 0 | 0.20445 | 0.69313 | 36.2892
2023-06-14 05:00 | 0 | 0.21476 | 0.68351 | 71.0392
2023-06-14 06:00 | 0 | 0.2694 | 0.6753 | 106.9558
2023-06-14 07:00 | 0.053762 | 0.28556 | 0.63576 | 128.815
2023-06-14 08:00 | 0.50422 | 0.17198 | 0.51496 | 33.1667
2023-06-14 09:00 | 0.73677 | 0.073701 | 0.43278 | 11.6942
2023-06-14 10:00 | 0.72038 | 0.072259 | 0.38355 | -20.0908
2023-06-14 11:00 | 0.68923 | 0.040246 | 0.36922 | -32.4225
2023-06-14 12:00 | 0.58834 | 0.035245 | 0.36518 | -33.31
2023-06-14 13:00 | 0.57519 | 0.032965 | 0.35571 | -23.2575
2023-06-14 14:00 | 0.642 | 0.033975 | 0.38225 | 22.2675
2023-06-14 15:00 | 0.53043 | 0.038479 | 0.45405 | 51.1475
2023-06-14 16:00 | 0.35431 | 0.06697 | 0.56435 | 108.8283
2023-06-14 17:00 | 0.044809 | 0.13907 | 0.61207 | 229.2775
2023-06-14 18:00 | 0 | 0.20315 | 0.60868 | 176.7725
2023-06-14 19:00 | 0 | 0.20171 | 0.61025 | 109.9892
2023-06-14 20:00 | 0 | 0.18043 | 0.62002 | 91.8
2023-06-14 21:00 | 0 | 0.16385 | 0.64265 | 79.6225
2023-06-14 22:00 | 0 | 0.12123 | 0.65886 | 79.6492
2023-06-14 23:00 | 0 | 0.090759 | 0.67245 | 87.1592
2023-06-15 | 0 | 0.045997 | 0.67694 | 87.665
2023-06-15 01:00 | 0 | 0.031422 | 0.67484 | 70.97
2023-06-15 02:00 | 0 | 0.032211 | 0.66405 | 62.0075
2023-06-15 03:00 | 0 | 0.029263 | 0.65719 | 57.1117
2023-06-15 04:00 | 0 | 0.025842 | 0.66163 | 64.4192
2023-06-15 05:00 | 0 | 0.036854 | 0.65132 | 76.5458
2023-06-15 06:00 | 0 | 0.069554 | 0.65074 | 99.5858
2023-06-15 07:00 | 0.043034 | 0.077973 | 0.6121 | 92.0667
2023-06-15 08:00 | 0.40025 | 0.070765 | 0.49014 | 36.425
2023-06-15 09:00 | 0.69295 | 0.015492 | 0.40793 | 18.3658
2023-06-15 10:00 | 0.72683 | 0.00525 | 0.37596 | -29.1442
2023-06-15 11:00 | 0.67523 | 0.017202 | 0.36598 | -41.8883
2023-06-15 12:00 | 0.57828 | 0.040959 | 0.36148 | -34.3217
2023-06-15 13:00 | 0.53704 | 0.056557 | 0.37603 | -0.28333
2023-06-15 14:00 | 0.43204 | 0.070714 | 0.40362 | 33.7975
2023-06-15 15:00 | 0.44103 | 0.088334 | 0.46978 | 44.2033
2023-06-15 16:00 | 0.28884 | 0.10155 | 0.57555 | 81.05
2023-06-15 17:00 | 0.034191 | 0.112 | 0.63116 | 281.8733
2023-06-15 18:00 | 0 | 0.12916 | 0.62805 | 155.17
2023-06-15 19:00 | 0 | 0.16169 | 0.63038 | 120.5042
2023-06-15 20:00 | 0 | 0.2101 | 0.64017 | 110.8517
2023-06-15 21:00 | 0 | 0.24198 | 0.65712 | 89.0883
2023-06-15 22:00 | 0 | 0.23988 | 0.67169 | 82.8233
2023-06-15 23:00 | 0 | 0.18017 | 0.68108 | 79.9075
2023-06-16 | 0 | 0.17092 | 0.68383 | 80.0358
2023-06-16 01:00 | 0 | 0.18602 | 0.67546 | 62.9367
2023-06-16 02:00 | 0 | 0.20115 | 0.66657 | 54.8717
2023-06-16 03:00 | 0 | 0.1995 | 0.66248 | 54.6783
2023-06-16 04:00 | 0 | 0.22934 | 0.6639 | 74.5425
2023-06-16 05:00 | 0 | 0.26227 | 0.66298 | 80.4517
2023-06-16 06:00 | 0 | 0.32395 | 0.65218 | 114.8867
2023-06-16 07:00 | 0.040389 | 0.34486 | 0.60856 | 114.6225
2023-06-16 08:00 | 0.41057 | 0.27255 | 0.50682 | 53.2433
2023-06-16 09:00 | 0.70276 | 0.18262 | 0.43116 | 50.105
2023-06-16 10:00 | 0.68387 | 0.11955 | 0.39199 | 30.195
2023-06-16 11:00 | 0.61398 | 0.13048 | 0.36917 | 20.4492
2023-06-16 12:00 | 0.61156 | 0.10314 | 0.36571 | 23.4858
2023-06-16 13:00 | 0.53782 | 0.10245 | 0.3719 | 25.1783
2023-06-16 14:00 | 0.52568 | 0.11235 | 0.40871 | 34.5767
2023-06-16 15:00 | 0.59003 | 0.11814 | 0.45976 | 41.7233
2023-06-16 16:00 | 0.43488 | 0.11598 | 0.57586 | 83.415
2023-06-16 17:00 | 0.045273 | 0.12378 | 0.64776 | 178.2483
2023-06-16 18:00 | 0 | 0.12424 | 0.6414 | 114.3033
2023-06-16 19:00 | 0 | 0.15335 | 0.64706 | 111.2392
2023-06-16 20:00 | 0 | 0.19455 | 0.66117 | 113.5592
2023-06-16 21:00 | 0 | 0.23283 | 0.66799 | 96.76
2023-06-16 22:00 | 0 | 0.28775 | 0.65766 | 110.1983
2023-06-16 23:00 | 0 | 0.33211 | 0.65859 | 97.6217
2023-06-17 | 0 | 0.35729 | 0.65172 | 92.9842
2023-06-17 01:00 | 0 | 0.43156 | 0.67185 | 91.3917
2023-06-17 02:00 | 0 | 0.57761 | 0.68344 | 79.5767
2023-06-17 03:00 | 0 | 0.66217 | 0.68903 | 96.0608
2023-06-17 04:00 | 0 | 0.64299 | 0.6826 | 123.1917
2023-06-17 05:00 | 0 | 0.62551 | 0.67526 | 106.6817
2023-06-17 06:00 | 0 | 0.61265 | 0.65472 | 118.3033
2023-06-17 07:00 | 0.038392 | 0.55187 | 0.5989 | 151.6325
2023-06-17 08:00 | 0.25737 | 0.35207 | 0.49282 | 39.4492
2023-06-17 09:00 | 0.34404 | 0.206 | 0.42055 | 42.2317
2023-06-17 10:00 | 0.53769 | 0.27159 | 0.37383 | 18.2567
2023-06-17 11:00 | 0.62337 | 0.34805 | 0.33919 | 21.2775
2023-06-17 12:00 | 0.58162 | 0.34022 | 0.34725 | 22.8242
2023-06-17 13:00 | 0.39317 | 0.32759 | 0.35899 | 20.1967
2023-06-17 14:00 | 0.50343 | 0.30115 | 0.41886 | 102.5367
2023-06-17 15:00 | 0.6423 | 0.27689 | 0.49322 | 111.9533
2023-06-17 16:00 | 0.41527 | 0.28232 | 0.60222 | 111.5042
2023-06-17 17:00 | 0.045521 | 0.30373 | 0.64653 | 140.4033
2023-06-17 18:00 | 0 | 0.41229 | 0.64725 | 134.8083
2023-06-17 19:00 | 0 | 0.5203 | 0.65603 | 142.6425
2023-06-17 20:00 | 0 | 0.50819 | 0.6658 | 129.345
2023-06-17 21:00 | 0 | 0.4989 | 0.66102 | 107.2633
2023-06-17 22:00 | 0 | 0.46212 | 0.66406 | 113.055
2023-06-17 23:00 | 0 | 0.43173 | 0.67651 | 123.0025
2023-06-18 | 0 | 0.45288 | 0.69385 | 83.4292
2023-06-18 01:00 | 0 | 0.45594 | 0.69698 | 82.4808
2023-06-18 02:00 | 0 | 0.43495 | 0.69443 | 78.2092
2023-06-18 03:00 | 0 | 0.55571 | 0.69729 | 72.0458
2023-06-18 04:00 | 0 | 0.53003 | 0.69622 | 59.68
2023-06-18 05:00 | 0 | 0.57186 | 0.69725 | 58.195
2023-06-18 06:00 | 0 | 0.59482 | 0.69366 | 92.7125
2023-06-18 07:00 | 0.044474 | 0.6279 | 0.64306 | 105.5442
2023-06-18 08:00 | 0.56613 | 0.41211 | 0.54075 | 56.0592
2023-06-18 09:00 | 0.77303 | 0.22732 | 0.41677 | 21.0992
2023-06-18 10:00 | 0.75818 | 0.29452 | 0.3595 | -13.3333
2023-06-18 11:00 | 0.73254 | 0.34956 | 0.34856 | -34.0733
2023-06-18 12:00 | 0.71963 | 0.31178 | 0.35312 | -39.8883
2023-06-18 13:00 | 0.72898 | 0.23581 | 0.35701 | -37.3367
2023-06-18 14:00 | 0.75594 | 0.16992 | 0.38691 | 12.3825
2023-06-18 15:00 | 0.76208 | 0.12713 | 0.46739 | 53.7958
2023-06-18 16:00 | 0.54222 | 0.11689 | 0.57387 | 96.5208
2023-06-18 17:00 | 0.042462 | 0.1097 | 0.63157 | 305.9858
2023-06-18 18:00 | 0 | 0.10776 | 0.62426 | 213.3133
2023-06-18 19:00 | 0 | 0.16798 | 0.64587 | 150.6842
2023-06-18 20:00 | 0 | 0.30396 | 0.672 | 101.3233
2023-06-18 21:00 | 0 | 0.36743 | 0.66649 | 76.3575
2023-06-18 22:00 | 0 | 0.42356 | 0.6754 | 80.0242
2023-06-18 23:00 | 0 | 0.50125 | 0.68574 | 74.1275
2023-06-19 | 0 | 0.51229 | 0.67862 | 77.3042
2023-06-19 01:00 | 0 | 0.59908 | 0.67907 | 71.4717
2023-06-19 02:00 | 0 | 0.67456 | 0.68676 | 70.7
2023-06-19 03:00 | 0 | 0.66706 | 0.69534 | 76.6592
2023-06-19 04:00 | 0 | 0.57845 | 0.69949 | 82.6617
2023-06-19 05:00 | 0 | 0.51746 | 0.69558 | 78.1167
2023-06-19 06:00 | 0 | 0.51561 | 0.66722 | 1410.8908
2023-06-19 07:00 | 0.04992 | 0.55792 | 0.62463 | 96.0217
2023-06-19 08:00 | 0.54797 | 0.4525 | 0.51259 | 54.57
2023-06-19 09:00 | 0.75703 | 0.22818 | 0.43394 | 47.8942
2023-06-19 10:00 | 0.75152 | 0.2807 | 0.37902 | 20.7608
2023-06-19 11:00 | 0.70985 | 0.27099 | 0.35474 | 3.2808
2023-06-19 12:00 | 0.64865 | 0.17613 | 0.3454 | 15.495
2023-06-19 13:00 | 0.65654 | 0.13171 | 0.3572 | 23.6225
2023-06-19 14:00 | 0.6507 | 0.11589 | 0.38432 | 24.6675
2023-06-19 15:00 | 0.60645 | 0.094582 | 0.4536 | 65.6817
2023-06-19 16:00 | 0.38148 | 0.096466 | 0.56925 | 151.6017
2023-06-19 17:00 | 0.040209 | 0.13979 | 0.6165 | 1402.3467
2023-06-19 18:00 | 0 | 0.20817 | 0.62089 | 184.8942
2023-06-19 19:00 | 0 | 0.23974 | 0.6288 | 194.1367
2023-06-19 20:00 | 0 | 0.2283 | 0.6393 | 172.4042
2023-06-19 21:00 | 0 | 0.26746 | 0.63984 | 143.46
2023-06-19 22:00 | 0 | 0.29627 | 0.65974 | 108.0558
2023-06-19 23:00 | 0 | 0.30948 | 0.66338 | 103.0475
2023-06-20 | 0 | 0.30044 | 0.6581 | 99.2192
2023-06-20 01:00 | 0 | 0.27438 | 0.65417 | 91.1783
2023-06-20 02:00 | 0 | 0.26353 | 0.65545 | 89.4575
2023-06-20 03:00 | 0 | 0.28808 | 0.65268 | 83.9783
2023-06-20 04:00 | 0 | 0.29012 | 0.64663 | 107.5075
2023-06-20 05:00 | 0 | 0.3758 | 0.64382 | 110.6158
2023-06-20 06:00 | 0 | 0.38055 | 0.62248 | 140.7125
2023-06-20 07:00 | 0.052453 | 0.42789 | 0.57823 | 164.3842
2023-06-20 08:00 | 0.52122 | 0.36097 | 0.49256 | 52.7758
2023-06-20 09:00 | 0.74183 | 0.18887 | 0.42495 | 34.4217
2023-06-20 10:00 | 0.73587 | 0.18521 | 0.37177 | 20.2575
2023-06-20 11:00 | 0.71132 | 0.13201 | 0.34521 | -3.455
2023-06-20 12:00 | 0.66686 | 0.059956 | 0.35469 | 23.3417
2023-06-20 13:00 | 0.59819 | 0.030305 | 0.37645 | 17.9008
2023-06-20 14:00 | 0.51629 | 0.020442 | 0.41471 | 53.79
2023-06-20 15:00 | 0.51129 | 0.024786 | 0.48215 | 99.0108
2023-06-20 16:00 | 0.34463 | 0.029836 | 0.5567 | 221.115
2023-06-20 17:00 | 0.039718 | 0.040276 | 0.59666 | 429.19
2023-06-20 18:00 | 0 | 0.056135 | 0.59574 | 405.6583
2023-06-20 19:00 | 0 | 0.091509 | 0.60295 | 281.8917
2023-06-20 20:00 | 0 | 0.099477 | 0.61753 | 282.0583
2023-06-20 21:00 | 0 | 0.10663 | 0.62866 | 179.5242
2023-06-20 22:00 | 0 | 0.098007 | 0.64519 | 137.4917
2023-06-20 23:00 | 0 | 0.069528 | 0.65536 | 115.3817
2023-06-21 | 0 | 0.045718 | 0.66382 | 114.1092
2023-06-21 01:00 | 0 | 0.028907 | 0.67196 | 107.8008
2023-06-21 02:00 | 0 | 0.026343 | 0.66569 | 101.4558
2023-06-21 03:00 | 0 | 0.027792 | 0.65206 | 90.2592
2023-06-21 04:00 | 0 | 0.02467 | 0.64188 | 104.7575
2023-06-21 05:00 | 0 | 0.020529 | 0.63537 | 109.5775
2023-06-21 06:00 | 0 | 0.037931 | 0.61417 | 151.5508
2023-06-21 07:00 | 0.051889 | 0.09209 | 0.56506 | 201.2292
2023-06-21 08:00 | 0.43786 | 0.10953 | 0.49253 | 72.0183
2023-06-21 09:00 | 0.74414 | 0.077751 | 0.42694 | 48.2133
2023-06-21 10:00 | 0.74014 | 0.1238 | 0.37059 | 11.3725
2023-06-21 11:00 | 0.71769 | 0.18905 | 0.34735 | 22.8983
2023-06-21 12:00 | 0.68071 | 0.16762 | 0.34525 | 21.0958
2023-06-21 13:00 | 0.6761 | 0.11156 | 0.35834 | 20.7833
2023-06-21 14:00 | 0.6286 | 0.094324 | 0.39229 | 49.4725
2023-06-21 15:00 | 0.60399 | 0.079507 | 0.45728 | 97.825
2023-06-21 16:00 | 0.38781 | 0.072563 | 0.55928 | 150.6567
2023-06-21 17:00 | 0.042741 | 0.050632 | 0.60793 | 687.525
2023-06-21 18:00 | 0 | 0.059545 | 0.60529 | 1691.3542
2023-06-21 19:00 | 0 | 0.055156 | 0.61775 | 180.4908
2023-06-21 20:00 | 0 | 0.054276 | 0.60934 | 205.7833
2023-06-21 21:00 | 0 | 0.036117 | 0.63264 | 126.5658
2023-06-21 22:00 | 0 | 0.019478 | 0.64553 | 112.2525
2023-06-21 23:00 | 0 | 0.014483 | 0.65384 | 100.315
2023-06-22 | 0 | 0.025942 | 0.65579 | 101.6133
2023-06-22 01:00 | 0 | 0.034321 | 0.65104 | 95.3975
2023-06-22 02:00 | 0 | 0.039378 | 0.65549 | 95.1575
2023-06-22 03:00 | 0 | 0.037415 | 0.65985 | 91.9083
2023-06-22 04:00 | 0 | 0.054649 | 0.6536 | 111.2333
2023-06-22 05:00 | 0 | 0.064756 | 0.65184 | 117.4317
2023-06-22 06:00 | 0 | 0.056431 | 0.62899 | 145.1025
2023-06-22 07:00 | 0.051751 | 0.063734 | 0.58939 | 182.5175
2023-06-22 08:00 | 0.44213 | 0.040453 | 0.51508 | 120.2
2023-06-22 09:00 | 0.61512 | 0.03919 | 0.44829 | 69.915
2023-06-22 10:00 | 0.67989 | 0.050345 | 0.41229 | 66.205
2023-06-22 11:00 | 0.69282 | 0.088431 | 0.39764 | 58.1292
2023-06-22 12:00 | 0.70552 | 0.095082 | 0.40603 | 78.1767
2023-06-22 13:00 | 0.70761 | 0.085088 | 0.44641 | 130.445
2023-06-22 14:00 | 0.73969 | 0.065007 | 0.49425 | 172.5417
2023-06-22 15:00 | 0.72333 | 0.068486 | 0.53406 | 124.0908
2023-06-22 16:00 | 0.49401 | 0.075582 | 0.58792 | 139.715
2023-06-22 17:00 | 0.04543 | 0.099538 | 0.61308 | 258.7833
2023-06-22 18:00 | 0 | 0.11941 | 0.6242 | 202.24
2023-06-22 19:00 | 0 | 0.15281 | 0.63022 | 139.0858
2023-06-22 20:00 | 0 | 0.13739 | 0.64092 | 112.705
2023-06-22 21:00 | 0 | 0.098168 | 0.64762 | 79.5008
2023-06-22 22:00 | 0 | 0.087247 | 0.66139 | 90.5517
2023-06-22 23:00 | 0 | 0.072059 | 0.67473 | 105.645
2023-06-23 | 0 | 0.043617 | 0.66987 | 103.9525
2023-06-23 01:00 | 0 | 0.024463 | 0.65839 | 97.4833
2023-06-23 02:00 | 0 | 0.022489 | 0.66443 | 99.3867
2023-06-23 03:00 | 0 | 0.01931 | 0.66052 | 84.67
2023-06-23 04:00 | 0 | 0.012696 | 0.66637 | 85.6608
2023-06-23 05:00 | 0 | 0.020658 | 0.67796 | 96.1742
2023-06-23 06:00 | 0 | 0.027602 | 0.66596 | 134.1467
2023-06-23 07:00 | 0.047954 | 0.040111 | 0.61467 | 134.3975
2023-06-23 08:00 | 0.54648 | 0.037882 | 0.52309 | 75.2342
2023-06-23 09:00 | 0.75873 | 0.020799 | 0.46578 | 86.56
2023-06-23 10:00 | 0.74529 | 0.005856 | 0.44576 | 48.3417
2023-06-23 11:00 | 0.71816 | 0.003242 | 0.39607 | 33.8967
2023-06-23 12:00 | 0.70588 | 0.0009195 | 0.36718 | 21.15
2023-06-23 13:00 | 0.71875 | 0.0005265 | 0.36491 | 28.385
2023-06-23 14:00 | 0.74247 | 0.0008855 | 0.39318 | 20.3533
2023-06-23 15:00 | 0.74491 | 0.00039 | 0.42456 | 19.5433
2023-06-23 16:00 | 0.52679 | 0.0005265 | 0.55096 | 114.075
2023-06-23 17:00 | 0.046239 | 0.002018 | 0.6214 | 156.7083
2023-06-23 18:00 | 0 | 0.007883 | 0.6292 | 128.9075
2023-06-23 19:00 | 0 | 0.03972 | 0.63244 | 113.4483
2023-06-23 20:00 | 0 | 0.12229 | 0.64692 | 99.5983
2023-06-23 21:00 | 0 | 0.16332 | 0.66187 | 90.9608
2023-06-23 22:00 | 0 | 0.15957 | 0.66561 | 88.5417
2023-06-23 23:00 | 0 | 0.12164 | 0.68669 | 100.8017
2023-06-24 | 0 | 0.079753 | 0.69424 | 93.2508
2023-06-24 01:00 | 0 | 0.073841 | 0.69431 | 78.0833
2023-06-24 02:00 | 0 | 0.07674 | 0.70103 | 83.6558
2023-06-24 03:00 | 0 | 0.061283 | 0.69671 | 82.2158
2023-06-24 04:00 | 0 | 0.052897 | 0.68439 | 69.8308
2023-06-24 05:00 | 0 | 0.042094 | 0.68371 | 83.7725
2023-06-24 06:00 | 0 | 0.057973 | 0.69023 | 104.7567
2023-06-24 07:00 | 0.048952 | 0.075923 | 0.63431 | 72.6317
2023-06-24 08:00 | 0.54545 | 0.077121 | 0.47514 | 35.4267
2023-06-24 09:00 | 0.75875 | 0.049321 | 0.38194 | 24.7292
2023-06-24 10:00 | 0.73951 | 0.067772 | 0.32201 | -2.8
2023-06-24 11:00 | 0.72002 | 0.06178 | 0.3022 | -21.1142
2023-06-24 12:00 | 0.70087 | 0.035366 | 0.29844 | -34.3542
2023-06-24 13:00 | 0.70282 | 0.019543 | 0.30532 | -27.4117
2023-06-24 14:00 | 0.73217 | 0.017337 | 0.33601 | -9.1867
2023-06-24 15:00 | 0.67445 | 0.028986 | 0.40268 | 40.8442
2023-06-24 16:00 | 0.45743 | 0.057089 | 0.55322 | 112.6658
2023-06-24 17:00 | 0.046999 | 0.087511 | 0.64047 | 172.8942
2023-06-24 18:00 | 0 | 0.15641 | 0.64738 | 146.6067
2023-06-24 19:00 | 0 | 0.26283 | 0.65425 | 111.725
2023-06-24 20:00 | 0 | 0.36718 | 0.66348 | 112.4942
2023-06-24 21:00 | 0 | 0.36363 | 0.67189 | 102.7758
2023-06-24 22:00 | 0 | 0.36109 | 0.67684 | 99.0758
2023-06-24 23:00 | 0 | 0.33268 | 0.68006 | 110.5142
2023-06-25 | 0 | 0.31813 | 0.68721 | 104.2183
2023-06-25 01:00 | 0 | 0.36563 | 0.68908 | 96.9
2023-06-25 02:00 | 0 | 0.40191 | 0.68798 | 87.2142
2023-06-25 03:00 | 0 | 0.41608 | 0.68626 | 90.8483
2023-06-25 04:00 | 0 | 0.42741 | 0.68962 | 91.41
2023-06-25 05:00 | 0 | 0.4948 | 0.69186 | 93.9333
2023-06-25 06:00 | 0 | 0.52426 | 0.67204 | 102.1575
2023-06-25 07:00 | 0.047195 | 0.5024 | 0.62262 | 94.2842
2023-06-25 08:00 | 0.55825 | 0.38347 | 0.48568 | 38.2733
2023-06-25 09:00 | 0.76846 | 0.27652 | 0.39018 | 25.2467
2023-06-25 10:00 | 0.73404 | 0.32733 | 0.33363 | -2.7917
2023-06-25 11:00 | 0.65545 | 0.44922 | 0.31279 | -29.5908
2023-06-25 12:00 | 0.70362 | 0.3325 | 0.30675 | -38.3825
2023-06-25 13:00 | 0.71752 | 0.26053 | 0.3086 | -38.6067
2023-06-25 14:00 | 0.73408 | 0.22656 | 0.32344 | -8.0267
2023-06-25 15:00 | 0.74763 | 0.24115 | 0.3836 | 31.165
2023-06-25 16:00 | 0.52946 | 0.26335 | 0.52719 | 78.0175
2023-06-25 17:00 | 0.046029 | 0.3815 | 0.62365 | 187.245
2023-06-25 18:00 | 0 | 0.47343 | 0.638 | 125.495
2023-06-25 19:00 | 0 | 0.47581 | 0.65381 | 100.1317
2023-06-25 20:00 | 0 | 0.44327 | 0.65261 | 87.7467
2023-06-25 21:00 | 0 | 0.38773 | 0.65478 | 73.5683
2023-06-25 22:00 | 0 | 0.30348 | 0.65273 | 73.9308
2023-06-25 23:00 | 0 | 0.25271 | 0.66886 | 78.1258
2023-06-26 | 0 | 0.25973 | 0.67454 | 94.6567
2023-06-26 01:00 | 0 | 0.26199 | 0.6632 | 72.9933
2023-06-26 02:00 | 0 | 0.30313 | 0.66277 | 68.3333
2023-06-26 03:00 | 0 | 0.33282 | 0.66132 | 69.575
2023-06-26 04:00 | 0 | 0.33616 | 0.65585 | 75.8475
2023-06-26 05:00 | 0 | 0.35968 | 0.65715 | 97.175
2023-06-26 06:00 | 0 | 0.39625 | 0.63954 | 110.8217
2023-06-26 07:00 | 0.05008 | 0.36529 | 0.58827 | 115.6758
2023-06-26 08:00 | 0.53373 | 0.23027 | 0.48145 | 27.8108
2023-06-26 09:00 | 0.71587 | 0.16639 | 0.36008 | 0.86417
2023-06-26 10:00 | 0.66364 | 0.32167 | 0.33381 | -39.9692
2023-06-26 11:00 | 0.4743 | 0.54938 | 0.32447 | -40.0617
2023-06-26 12:00 | 0.514 | 0.59484 | 0.3353 | -44.65
2023-06-26 13:00 | 0.37853 | 0.57742 | 0.33253 | -39.9792
2023-06-26 14:00 | 0.41416 | 0.60975 | 0.34457 | -10.6317
2023-06-26 15:00 | 0.16849 | 0.63984 | 0.41755 | 41.3425
2023-06-26 16:00 | 0.10802 | 0.60681 | 0.53852 | 127.62
2023-06-26 17:00 | 0.014502 | 0.53779 | 0.6013 | 301.3825
2023-06-26 18:00 | 0 | 0.61375 | 0.60036 | 279.4392
2023-06-26 19:00 | 0 | 0.72328 | 0.60735 | 152.8117
2023-06-26 20:00 | 0 | 0.81787 | 0.6176 | 127.97
2023-06-26 21:00 | 0 | 0.85856 | 0.63527 | 88.1867
2023-06-26 22:00 | 0 | 0.87318 | 0.64807 | 90.4833
2023-06-26 23:00 | 0 | 0.87427 | 0.64936 | 81.0008
2023-06-27 | 0 | 0.90715 | 0.64238 | 75.5333
2023-06-27 01:00 | 0 | 0.89513 | 0.63668 | 79.4225
2023-06-27 02:00 | 0 | 0.89414 | 0.63094 | 70.5092
2023-06-27 03:00 | 0 | 0.86985 | 0.62978 | 79.775
2023-06-27 04:00 | 0 | 0.83778 | 0.63159 | 94.8175
2023-06-27 05:00 | 0 | 0.82146 | 0.63061 | 110.6483
2023-06-27 06:00 | 0 | 0.78673 | 0.61905 | 114.8675
2023-06-27 07:00 | 0.049044 | 0.68443 | 0.5718 | 106.9858
2023-06-27 08:00 | 0.4955 | 0.47721 | 0.44696 | 2.5142
2023-06-27 09:00 | 0.64641 | 0.38144 | 0.38201 | -34.8175
2023-06-27 10:00 | 0.54375 | 0.51741 | 0.35973 | -42.885
2023-06-27 11:00 | 0.55756 | 0.61799 | 0.35044 | -45.6142
2023-06-27 12:00 | 0.62917 | 0.58488 | 0.34882 | -44.3483
2023-06-27 13:00 | 0.53611 | 0.50758 | 0.33791 | -30.8633
2023-06-27 14:00 | 0.48281 | 0.47877 | 0.36407 | 21.4292
2023-06-27 15:00 | 0.42848 | 0.50044 | 0.44025 | 72.365
2023-06-27 16:00 | 0.30907 | 0.53745 | 0.56023 | 144.5008
2023-06-27 17:00 | 0.030704 | 0.47346 | 0.61797 | 246.8733
2023-06-27 18:00 | 0 | 0.5705 | 0.62321 | 164.2292
2023-06-27 19:00 | 0 | 0.73151 | 0.62918 | 166.4108
2023-06-27 20:00 | 0 | 0.8146 | 0.63791 | 150.65
2023-06-27 21:00 | 0 | 0.80315 | 0.66137 | 114.4983
2023-06-27 22:00 | 0 | 0.73975 | 0.67811 | 112.1792
2023-06-27 23:00 | 0 | 0.69383 | 0.68805 | 113.6808
2023-06-28 | 0 | 0.70281 | 0.6898 | 104.2892
2023-06-28 01:00 | 0 | 0.68957 | 0.69017 | 96.62
2023-06-28 02:00 | 0 | 0.65715 | 0.68739 | 95.5908
2023-06-28 03:00 | 0 | 0.68263 | 0.68211 | 91.6383
2023-06-28 04:00 | 0 | 0.69515 | 0.67667 | 94.2725
2023-06-28 05:00 | 0 | 0.73918 | 0.66847 | 93.2083
2023-06-28 06:00 | 0 | 0.75745 | 0.64529 | 119.1783
2023-06-28 07:00 | 0.047959 | 0.68083 | 0.59903 | 122.7608
2023-06-28 08:00 | 0.55208 | 0.51133 | 0.51344 | 86.3825
2023-06-28 09:00 | 0.77479 | 0.39851 | 0.43472 | 72.47
2023-06-28 10:00 | 0.76692 | 0.44628 | 0.37124 | -12.0875
2023-06-28 11:00 | 0.73938 | 0.44751 | 0.34652 | -39.8583
2023-06-28 12:00 | 0.71931 | 0.50122 | 0.33216 | -36.4542
2023-06-28 13:00 | 0.71988 | 0.45454 | 0.34434 | 35.61
2023-06-28 14:00 | 0.63939 | 0.4198 | 0.38761 | 73.9925
2023-06-28 15:00 | 0.52497 | 0.37493 | 0.46159 | 99.0975
2023-06-28 16:00 | 0.27559 | 0.30162 | 0.54247 | 165.05
2023-06-28 17:00 | 0.03729 | 0.28718 | 0.5949 | 274.4583
2023-06-28 18:00 | 0 | 0.32122 | 0.60481 | 182.7467
2023-06-28 19:00 | 0 | 0.31489 | 0.61535 | 146.8858
2023-06-28 20:00 | 0 | 0.24836 | 0.62228 | 141.3833
2023-06-28 21:00 | 0 | 0.27983 | 0.6311 | 101.4675
2023-06-28 22:00 | 0 | 0.40872 | 0.65318 | 102.885
2023-06-28 23:00 | 0 | 0.53974 | 0.65555 | 91.9542
2023-06-29 | 0 | 0.4866 | 0.65467 | 86.9217
2023-06-29 01:00 | 0 | 0.5068 | 0.65601 | 95.6933
2023-06-29 02:00 | 0 | 0.53858 | 0.66087 | 82.6167
2023-06-29 03:00 | 0 | 0.59502 | 0.65934 | 73.7283
2023-06-29 04:00 | 0 | 0.65183 | 0.64952 | 67.8608
2023-06-29 05:00 | 0 | 0.66355 | 0.64607 | 81.7117
2023-06-29 06:00 | 0 | 0.68843 | 0.63972 | 91.3908
2023-06-29 07:00 | 0.017865 | 0.67689 | 0.60911 | 124.1325
2023-06-29 08:00 | 0.13874 | 0.42211 | 0.56436 | 103.42
2023-06-29 09:00 | 0.18935 | 0.30153 | 0.52165 | 110.7583
2023-06-29 10:00 | 0.21871 | 0.50705 | 0.4496 | 10.6442
2023-06-29 11:00 | 0.22099 | 0.37908 | 0.3964 | 28.635
2023-06-29 12:00 | 0.21464 | 0.25473 | 0.40018 | 29.0642
2023-06-29 13:00 | 0.18446 | 0.2235 | 0.3937 | 22.0642
2023-06-29 14:00 | 0.17353 | 0.17325 | 0.41451 | 20.6883
2023-06-29 15:00 | 0.10724 | 0.11819 | 0.4725 | 53.9617
2023-06-29 16:00 | 0.078432 | 0.090522 | 0.56033 | 85.8392
2023-06-29 17:00 | 0.014255 | 0.11346 | 0.6084 | 191.7775
2023-06-29 18:00 | 0 | 0.15489 | 0.61059 | 211.5392
2023-06-29 19:00 | 0 | 0.1394 | 0.61935 | 133.6792
2023-06-29 20:00 | 0 | 0.076581 | 0.62409 | 109.1617
2023-06-29 21:00 | 0 | 0.13293 | 0.63204 | 92.1208
2023-06-29 22:00 | 0 | 0.14692 | 0.64163 | 94.5592
2023-06-29 23:00 | 0 | 0.18131 | 0.65217 | 95.8517
2023-06-30 | 0 | 0.19666 | 0.65147 | 84.8083
2023-06-30 01:00 | 0 | 0.20511 | 0.65242 | 89.0567
2023-06-30 02:00 | 0 | 0.21875 | 0.65004 | 73.0767
2023-06-30 03:00 | 0 | 0.21383 | 0.65175 | 66.4108
2023-06-30 04:00 | 0 | 0.20534 | 0.65054 | 74.6675
2023-06-30 05:00 | 0 | 0.18581 | 0.65581 | 89.7067
2023-06-30 06:00 | 0 | 0.17142 | 0.63598 | 116.0008
2023-06-30 07:00 | 0.0095895 | 0.1678 | 0.58328 | 116.6983
2023-06-30 08:00 | 0.060916 | 0.092232 | 0.47247 | 59.4167
2023-06-30 09:00 | 0.12497 | 0.062763 | 0.37396 | 11.4017
2023-06-30 10:00 | 0.20775 | 0.054562 | 0.3386 | -36.4942
2023-06-30 11:00 | 0.15376 | 0.037875 | 0.31448 | -31.4342
2023-06-30 12:00 | 0.083156 | 0.013949 | 0.31455 | -38.5408
2023-06-30 13:00 | 0.040504 | 0.002792 | 0.32304 | -38.12
2023-06-30 14:00 | 0.027676 | 0.0021415 | 0.34159 | -2.0058
2023-06-30 15:00 | 0.020348 | 0.0083095 | 0.41898 | 43.3425
2023-06-30 16:00 | 0.015017 | 0.03558 | 0.54136 | 94.2167
2023-06-30 17:00 | 0.0036263 | 0.079645 | 0.62005 | 152.8383
2023-06-30 18:00 | 0 | 0.11342 | 0.62173 | 155.1467
2023-06-30 19:00 | 0 | 0.11677 | 0.62643 | 124.3333
2023-06-30 20:00 | 0 | 0.061379 | 0.62505 | 113.5117
2023-06-30 21:00 | 0 | 0.02021 | 0.63039 | 100.1983
2023-06-30 22:00 | 0 | 0.019495 | 0.63986 | 117.8933
2023-06-30 23:00 | 0 | 0.075604 | 0.64553 | 117.2742
2023-07-01 | 0 | 0.071995 | 0.65245 | 107.36
2023-07-01 01:00 | 0 | 0.052064 | 0.65809 | 79.3383
2023-07-01 02:00 | 0 | 0.036961 | 0.66607 | 70.95
2023-07-01 03:00 | 0 | 0.038866 | 0.66665 | 83.4375
2023-07-01 04:00 | 0 | 0.080832 | 0.66719 | 92.2792
2023-07-01 05:00 | 0 | 0.16592 | 0.67302 | 105.5275
2023-07-01 06:00 | 0 | 0.20739 | 0.6653 | 142.13
2023-07-01 07:00 | 0.0054116 | 0.16175 | 0.6208 | 193.5733
2023-07-01 08:00 | 0.023665 | 0.17632 | 0.53988 | 173.735
2023-07-01 09:00 | 0.04957 | 0.29441 | 0.48404 | 76.0058
2023-07-01 10:00 | 0.068343 | 0.36086 | 0.43415 | 45.0408
2023-07-01 11:00 | 0.095523 | 0.25219 | 0.39313 | 30.9825
2023-07-01 12:00 | 0.12819 | 0.11024 | 0.38386 | 43.1425
2023-07-01 13:00 | 0.12627 | 0.0914 | 0.41566 | 46.3867
2023-07-01 14:00 | 0.068745 | 0.1168 | 0.4706 | 57.8708
2023-07-01 15:00 | 0.04922 | 0.19773 | 0.53232 | 90.8367
2023-07-01 16:00 | 0.040146 | 0.22452 | 0.58705 | 137.5958
2023-07-01 17:00 | 0.0097281 | 0.31097 | 0.61918 | 268.9875
2023-07-01 18:00 | 0 | 0.3809 | 0.62119 | 202.4367
2023-07-01 19:00 | 0 | 0.36968 | 0.62938 | 129.1442
2023-07-01 20:00 | 0 | 0.25029 | 0.63837 | 170.2475
2023-07-01 21:00 | 0 | 0.35731 | 0.63422 | 127.5725
2023-07-01 22:00 | 0 | 0.36893 | 0.62555 | 138.695
2023-07-01 23:00 | 0 | 0.46401 | 0.63621 | 115.8325
2023-07-02 | 0 | 0.60054 | 0.63422 | 103.6292
2023-07-02 01:00 | 0 | 0.62952 | 0.64381 | 103.3358
2023-07-02 02:00 | 0 | 0.66551 | 0.65802 | 94.6992
2023-07-02 03:00 | 0 | 0.70108 | 0.66526 | 86.8733
2023-07-02 04:00 | 0 | 0.68743 | 0.68159 | 87.1458
2023-07-02 05:00 | 0 | 0.71077 | 0.6829 | 80.9092
2023-07-02 06:00 | 0 | 0.73215 | 0.68046 | 96.715
2023-07-02 07:00 | 0.028965 | 0.63021 | 0.65265 | 116.6967
2023-07-02 08:00 | 0.14083 | 0.35762 | 0.56839 | 94.5958
2023-07-02 09:00 | 0.26786 | 0.36292 | 0.48294 | 46.62
2023-07-02 10:00 | 0.22837 | 0.32177 | 0.41023 | 18.5925
2023-07-02 11:00 | 0.18178 | 0.2751 | 0.39989 | 14.0283
2023-07-02 12:00 | 0.22173 | 0.27483 | 0.40228 | 29.6775
2023-07-02 13:00 | 0.22601 | 0.16781 | 0.41564 | 30.22
2023-07-02 14:00 | 0.11967 | 0.15675 | 0.43581 | 32.7833
2023-07-02 15:00 | 0.098644 | 0.13298 | 0.49668 | 91.7667
2023-07-02 16:00 | 0.060652 | 0.13077 | 0.58014 | 139.94
2023-07-02 17:00 | 0.0077013 | 0.24178 | 0.62308 | 268.1467
2023-07-02 18:00 | 0 | 0.36645 | 0.61611 | 190.2708
2023-07-02 19:00 | 0 | 0.39995 | 0.61276 | 121.59
2023-07-02 20:00 | 0 | 0.24911 | 0.6294 | 116.0392
2023-07-02 21:00 | 0 | 0.15257 | 0.64006 | 98.2417
2023-07-02 22:00 | 0 | 0.096005 | 0.64361 | 103.3708
2023-07-02 23:00 | 0 | 0.12231 | 0.64866 | 90.81
2023-07-03 | 0 | 0.15424 | 0.65089 | 81.6267
2023-07-03 01:00 | 0 | 0.19003 | 0.64762 | 77.2058
2023-07-03 02:00 | 0 | 0.13796 | 0.65623 | 73.0567
2023-07-03 03:00 | 0 | 0.16789 | 0.6399 | 58.3767
2023-07-03 04:00 | 0 | 0.27412 | 0.64668 | 73.9825
2023-07-03 05:00 | 0 | 0.2852 | 0.65465 | 91.3167
2023-07-03 06:00 | 0 | 0.27195 | 0.64318 | 137.8333
2023-07-03 07:00 | 0.0055862 | 0.21462 | 0.63361 | 264.3725
2023-07-03 08:00 | 0.013691 | 0.092678 | 0.60798 | 300.93
2023-07-03 09:00 | 0.019383 | 0.15516 | 0.58904 | 193.0675
2023-07-03 10:00 | 0.069006 | 0.11324 | 0.55092 | 154.4442
2023-07-03 11:00 | 0.064985 | 0.096875 | 0.53161 | 122.345
2023-07-03 12:00 | 0.05767 | 0.15188 | 0.53256 | 140.0325
2023-07-03 13:00 | 0.030276 | 0.11853 | 0.54578 | 201.215
2023-07-03 14:00 | 0.030285 | 0.094589 | 0.54689 | 158.1367
2023-07-03 15:00 | 0.021312 | 0.13358 | 0.57873 | 181.9842
2023-07-03 16:00 | 0.018017 | 0.092157 | 0.61587 | 280.8942
2023-07-03 17:00 | 0.004461 | 0.027175 | 0.6127 | 319.6617
2023-07-03 18:00 | 0 | 0.06327 | 0.59938 | 249.8092
2023-07-03 19:00 | 0 | 0.10012 | 0.60935 | 186.6375
2023-07-03 20:00 | 0 | 0.028201 | 0.62777 | 145.8033
2023-07-03 21:00 | 0 | 0.004276 | 0.645 | 115.9292
2023-07-03 22:00 | 0 | 0.0052275 | 0.6579 | 117.3983
2023-07-03 23:00 | 0 | 0.067389 | 0.66093 | 107.8208
2023-07-04 | 0 | 0.18017 | 0.65963 | 88.1592
2023-07-04 01:00 | 0 | 0.12544 | 0.66161 | 81.0725
2023-07-04 02:00 | 0 | 0.041668 | 0.66125 | 69.8083
2023-07-04 03:00 | 0 | 0.04574 | 0.66439 | 83.8567
2023-07-04 04:00 | 0 | 0.036888 | 0.66514 | 86.4817
2023-07-04 05:00 | 0 | 0.027026 | 0.66613 | 90.4375
2023-07-04 06:00 | 0 | 0.036883 | 0.65436 | 102.3342
2023-07-04 07:00 | 0.0046472 | 0.096498 | 0.63887 | 151.0608
2023-07-04 08:00 | 0.013555 | 0.22731 | 0.59799 | 206.0442
2023-07-04 09:00 | 0.015702 | 0.14713 | 0.58318 | 149.4817
2023-07-04 10:00 | 0.027668 | 0.016555 | 0.55634 | 202.2708
2023-07-04 11:00 | 0.032226 | 0.014075 | 0.5642 | 209.4167
2023-07-04 12:00 | 0.063336 | 0.018536 | 0.55434 | 168.5017
2023-07-04 13:00 | 0.071424 | 0.033668 | 0.5669 | 177.4892
2023-07-04 14:00 | 0.044952 | 0.07374 | 0.58984 | 157.1058
2023-07-04 15:00 | 0.036408 | 0.075334 | 0.60104 | 171.2
2023-07-04 16:00 | 0.022107 | 0.10687 | 0.61074 | 202.2067
2023-07-04 17:00 | 0.0076073 | 0.13278 | 0.62096 | 292.4117
2023-07-04 18:00 | 0 | 0.19569 | 0.61901 | 286.2492
2023-07-04 19:00 | 0 | 0.2017 | 0.63209 | 155.2533
2023-07-04 20:00 | 0 | 0.22675 | 0.64948 | 133.8208
2023-07-04 21:00 | 0 | 0.29343 | 0.6679 | 104.3633
2023-07-04 22:00 | 0 | 0.24765 | 0.67605 | 105.9533
2023-07-04 23:00 | 0 | 0.17855 | 0.67796 | 94.6375
2023-07-05 | 0 | 0.1816 | 0.70274 | 93.8908
2023-07-05 01:00 | 0 | 0.20075 | 0.71786 | 82.03
2023-07-05 02:00 | 0 | 0.1041 | 0.71803 | 70.0558
2023-07-05 03:00 | 0 | 0.086193 | 0.71835 | 59.39
2023-07-05 04:00 | 0 | 0.085094 | 0.71407 | 69.5558
2023-07-05 05:00 | 0 | 0.048952 | 0.70894 | 77.8133
2023-07-05 06:00 | 0 | 0.065671 | 0.69776 | 123.5425
2023-07-05 07:00 | 0.046267 | 0.086474 | 0.66982 | 151.2392
2023-07-05 08:00 | 0.55633 | 0.095378 | 0.57064 | 91.7983
2023-07-05 09:00 | 0.7789 | 0.052338 | 0.49091 | 61.9275
2023-07-05 10:00 | 0.77106 | 0.088545 | 0.44035 | 55.8117
2023-07-05 11:00 | 0.73432 | 0.14945 | 0.41805 | 46.2258
2023-07-05 12:00 | 0.69223 | 0.27138 | 0.41291 | 47.7517
2023-07-05 13:00 | 0.71674 | 0.39506 | 0.4199 | 60.1333
2023-07-05 14:00 | 0.70351 | 0.49832 | 0.43582 | 47.4825
2023-07-05 15:00 | 0.66533 | 0.51769 | 0.47562 | 56.9108
2023-07-05 16:00 | 0.46428 | 0.37961 | 0.5759 | 103.9475
2023-07-05 17:00 | 0.043977 | 0.23452 | 0.64317 | 179.5233
2023-07-05 18:00 | 0 | 0.20054 | 0.64282 | 143.4125
2023-07-05 19:00 | 0 | 0.21919 | 0.66085 | 93.7383
2023-07-05 20:00 | 0 | 0.27374 | 0.67841 | 112.2767
2023-07-05 21:00 | 0 | 0.30034 | 0.68361 | 92.0517
2023-07-05 22:00 | 0 | 0.34427 | 0.68824 | 100.9208
2023-07-05 23:00 | 0 | 0.36541 | 0.69513 | 78.09
2023-07-06 | 0 | 0.35176 | 0.70469 | 75.6775
2023-07-06 01:00 | 0 | 0.32261 | 0.71191 | 74.4942
2023-07-06 02:00 | 0 | 0.31306 | 0.71818 | 67.3242
2023-07-06 03:00 | 0 | 0.33378 | 0.72157 | 67.8275
2023-07-06 04:00 | 0 | 0.32576 | 0.71587 | 66.0483
2023-07-06 05:00 | 0 | 0.30966 | 0.71066 | 85.3117
2023-07-06 06:00 | 0 | 0.23412 | 0.70198 | 117.52
2023-07-06 07:00 | 0.04333 | 0.18591 | 0.64537 | 104.6
2023-07-06 08:00 | 0.55012 | 0.081557 | 0.5238 | 58.2617
2023-07-06 09:00 | 0.75099 | 0.033869 | 0.45456 | 44.1267
2023-07-06 10:00 | 0.5691 | 0.071051 | 0.40163 | 0.66833
2023-07-06 11:00 | 0.56748 | 0.14777 | 0.37632 | -23.5083
2023-07-06 12:00 | 0.65171 | 0.25283 | 0.3807 | 31.305
2023-07-06 13:00 | 0.64986 | 0.3053 | 0.41931 | 42.0317
2023-07-06 14:00 | 0.7099 | 0.3397 | 0.46158 | 55.5083
2023-07-06 15:00 | 0.71438 | 0.39942 | 0.52281 | 67.48
2023-07-06 16:00 | 0.53226 | 0.33132 | 0.59413 | 90.9233
2023-07-06 17:00 | 0.048441 | 0.2716 | 0.64392 | 272.9767
2023-07-06 18:00 | 0 | 0.21415 | 0.64975 | 154.6992
2023-07-06 19:00 | 0 | 0.1912 | 0.65876 | 121.3908
2023-07-06 20:00 | 0 | 0.21408 | 0.67103 | 107.5667
2023-07-06 21:00 | 0 | 0.21663 | 0.67333 | 79.435
2023-07-06 22:00 | 0 | 0.22522 | 0.66792 | 77.9467
2023-07-06 23:00 | 0 | 0.24431 | 0.68038 | 68.25
2023-07-07 | 0 | 0.29163 | 0.68823 | 65.3733
2023-07-07 01:00 | 0 | 0.43782 | 0.6878 | 61.7542
2023-07-07 02:00 | 0 | 0.64862 | 0.6927 | 55.3292
2023-07-07 03:00 | 0 | 0.71533 | 0.69662 | 46.8983
2023-07-07 04:00 | 0 | 0.72738 | 0.69621 | 45.5833
2023-07-07 05:00 | 0 | 0.70072 | 0.69949 | 61.1792
2023-07-07 06:00 | 0 | 0.58095 | 0.6825 | 92.6558
2023-07-07 07:00 | 0.039644 | 0.4753 | 0.63225 | 95.6042
2023-07-07 08:00 | 0.54979 | 0.3211 | 0.49812 | 51.7033
2023-07-07 09:00 | 0.778 | 0.26408 | 0.40171 | 12.4958
2023-07-07 10:00 | 0.77022 | 0.43575 | 0.36102 | -36.7058
2023-07-07 11:00 | 0.7481 | 0.42786 | 0.33697 | -38.46
2023-07-07 12:00 | 0.73229 | 0.44038 | 0.33802 | -40.6142
2023-07-07 13:00 | 0.74616 | 0.43704 | 0.34298 | -40.7758
2023-07-07 14:00 | 0.76786 | 0.39897 | 0.35602 | -28.2225
2023-07-07 15:00 | 0.78153 | 0.38004 | 0.4123 | 36.985
2023-07-07 16:00 | 0.56569 | 0.36702 | 0.53828 | 58.9117
2023-07-07 17:00 | 0.041441 | 0.44428 | 0.64386 | 74.4783
2023-07-07 18:00 | 0 | 0.62884 | 0.64665 | 69.8683
2023-07-07 19:00 | 0 | 0.72524 | 0.64459 | 61.1158
2023-07-07 20:00 | 0 | 0.77076 | 0.64615 | 71.2267
2023-07-07 21:00 | 0 | 0.81113 | 0.64905 | 66.4083
2023-07-07 22:00 | 0 | 0.81992 | 0.64203 | 84.28
2023-07-07 23:00 | 0 | 0.79965 | 0.64074 | 79.9342
2023-07-08 | 0 | 0.76231 | 0.64176 | 55.7475
2023-07-08 01:00 | 0 | 0.67312 | 0.63892 | 56.7117
2023-07-08 02:00 | 0 | 0.60372 | 0.63649 | 44.5183
2023-07-08 03:00 | 0 | 0.57492 | 0.63805 | 31.8558
2023-07-08 04:00 | 0 | 0.51639 | 0.64982 | 35.3167
2023-07-08 05:00 | 0 | 0.55602 | 0.65012 | 37.235
2023-07-08 06:00 | 0 | 0.59548 | 0.63791 | 56.18
2023-07-08 07:00 | 0.042591 | 0.63446 | 0.58782 | 49.3325
2023-07-08 08:00 | 0.58039 | 0.46081 | 0.43929 | 19.0858
2023-07-08 09:00 | 0.81838 | 0.35876 | 0.36027 | -20.0508
2023-07-08 10:00 | 0.8059 | 0.45159 | 0.34861 | -40.9275
2023-07-08 11:00 | 0.76948 | 0.48658 | 0.3413 | -43.295
2023-07-08 12:00 | 0.74899 | 0.4114 | 0.35274 | -49.9442
2023-07-08 13:00 | 0.75399 | 0.39429 | 0.35156 | -45.3008
2023-07-08 14:00 | 0.76497 | 0.35238 | 0.36529 | -41.23
2023-07-08 15:00 | 0.77748 | 0.32259 | 0.37989 | 3.3683
2023-07-08 16:00 | 0.57139 | 0.28516 | 0.51348 | 59.3025
2023-07-08 17:00 | 0.044616 | 0.29714 | 0.63644 | 195.4775
2023-07-08 18:00 | 0 | 0.40478 | 0.64713 | 128.9042
2023-07-08 19:00 | 0 | 0.54853 | 0.65309 | 98.79
2023-07-08 20:00 | 0 | 0.63435 | 0.64762 | 89.0183
2023-07-08 21:00 | 0 | 0.76182 | 0.65824 | 75.87
2023-07-08 22:00 | 0 | 0.76247 | 0.65068 | 82.1658
2023-07-08 23:00 | 0 | 0.74905 | 0.6477 | 69.8875
2023-07-09 | 0 | 0.75894 | 0.64091 | 64.0617
2023-07-09 01:00 | 0 | 0.76707 | 0.6403 | 55.6875
2023-07-09 02:00 | 0 | 0.76685 | 0.63692 | 46.1167
2023-07-09 03:00 | 0 | 0.71287 | 0.64656 | 41.085
2023-07-09 04:00 | 0 | 0.72767 | 0.64571 | 37.0658
2023-07-09 05:00 | 0 | 0.70339 | 0.64151 | 38.4175
2023-07-09 06:00 | 0 | 0.67882 | 0.63395 | 53.9083
2023-07-09 07:00 | 0.044943 | 0.56156 | 0.59508 | 48.1542
2023-07-09 08:00 | 0.58299 | 0.34208 | 0.46075 | 8.8617
2023-07-09 09:00 | 0.82139 | 0.25216 | 0.39015 | 2.7875
2023-07-09 10:00 | 0.80355 | 0.31349 | 0.36028 | -19.0567
2023-07-09 11:00 | 0.76952 | 0.31996 | 0.338 | -34.7375
2023-07-09 12:00 | 0.75258 | 0.33399 | 0.34477 | -41.6592
2023-07-09 13:00 | 0.76123 | 0.38828 | 0.35162 | -38.4783
2023-07-09 14:00 | 0.78589 | 0.44189 | 0.36546 | -14.3117
2023-07-09 15:00 | 0.79455 | 0.52621 | 0.4276 | 14.66
2023-07-09 16:00 | 0.5755 | 0.55142 | 0.53769 | 50.8408
2023-07-09 17:00 | 0.045081 | 0.6153 | 0.6459 | 233.0442
2023-07-09 18:00 | 0 | 0.7237 | 0.64334 | 112.3367
2023-07-09 19:00 | 0 | 0.80951 | 0.64405 | 99.1333
2023-07-09 20:00 | 0 | 0.82733 | 0.64817 | 92.7975
2023-07-09 21:00 | 0 | 0.7692 | 0.64649 | 75.5475
2023-07-09 22:00 | 0 | 0.75141 | 0.63296 | 70.8458
2023-07-09 23:00 | 0 | 0.77147 | 0.63224 | 59.9175
2023-07-10 | 0 | 0.66627 | 0.63562 | 41.3925
2023-07-10 01:00 | 0 | 0.64863 | 0.65282 | 34.7117
2023-07-10 02:00 | 0 | 0.61187 | 0.65062 | 31.6567
2023-07-10 03:00 | 0 | 0.59482 | 0.64571 | 28.7275
2023-07-10 04:00 | 0 | 0.54538 | 0.64614 | 36.1958
2023-07-10 05:00 | 0 | 0.49374 | 0.6486 | 73.3292
2023-07-10 06:00 | 0 | 0.50013 | 0.63348 | 108.4783
2023-07-10 07:00 | 0.048803 | 0.44805 | 0.60553 | 158.0775
2023-07-10 08:00 | 0.55876 | 0.28169 | 0.49785 | 61.2167
2023-07-10 09:00 | 0.78534 | 0.11793 | 0.42998 | 33.1758
2023-07-10 10:00 | 0.76762 | 0.10037 | 0.35747 | 6.1067
2023-07-10 11:00 | 0.74327 | 0.077967 | 0.33424 | -3.7067
2023-07-10 12:00 | 0.72421 | 0.047967 | 0.334 | -14.1975
2023-07-10 13:00 | 0.70825 | 0.021516 | 0.34615 | -7.3808
2023-07-10 14:00 | 0.75151 | 0.010908 | 0.3652 | 12.5825
2023-07-10 15:00 | 0.73489 | 0.010219 | 0.43357 | 38.9767
2023-07-10 16:00 | 0.53427 | 0.011994 | 0.54355 | 73.8825
2023-07-10 17:00 | 0.046422 | 0.012644 | 0.64419 | 127.8975
2023-07-10 18:00 | 0 | 0.025385 | 0.63994 | 130.3033
2023-07-10 19:00 | 0 | 0.031179 | 0.64596 | 101.3875
2023-07-10 20:00 | 0 | 0.035541 | 0.65468 | 93.1342
2023-07-10 21:00 | 0 | 0.069462 | 0.66022 | 76.0667
2023-07-10 22:00 | 0 | 0.098131 | 0.66406 | 84.7058
2023-07-10 23:00 | 0 | 0.13306 | 0.67158 | 85.5725
2023-07-11 | 0 | 0.12634 | 0.67966 | 68.7983
2023-07-11 01:00 | 0 | 0.097031 | 0.68092 | 59.8517
2023-07-11 02:00 | 0 | 0.075814 | 0.67573 | 57.4267
2023-07-11 03:00 | 0 | 0.088574 | 0.67558 | 54.805
2023-07-11 04:00 | 0 | 0.09962 | 0.67576 | 50.715
2023-07-11 05:00 | 0 | 0.13763 | 0.66931 | 74.0458
2023-07-11 06:00 | 0 | 0.18895 | 0.6576 | 180.715
2023-07-11 07:00 | 0.028446 | 0.24135 | 0.60559 | 156.2308
2023-07-11 08:00 | 0.14673 | 0.19029 | 0.48123 | 54.8567
2023-07-11 09:00 | 0.27275 | 0.062065 | 0.40623 | 15.2008
2023-07-11 10:00 | 0.40735 | 0.025645 | 0.35822 | -31.4075
2023-07-11 11:00 | 0.38867 | 0.006167 | 0.35062 | -40.0708
2023-07-11 12:00 | 0.41367 | 0.0027495 | 0.34826 | -40.0717
2023-07-11 13:00 | 0.33599 | 0.007139 | 0.34897 | -39.0033
2023-07-11 14:00 | 0.19161 | 0.037459 | 0.36329 | -0.18
2023-07-11 15:00 | 0.22858 | 0.046803 | 0.43159 | 37.9108
2023-07-11 16:00 | 0.036438 | 0.030075 | 0.54279 | 112.9067
2023-07-11 17:00 | 0.016348 | 0.01909 | 0.62146 | 230.4667
2023-07-11 18:00 | 0 | 0.009694 | 0.62647 | 269.6717
2023-07-11 19:00 | 0 | 0.0013205 | 0.62057 | 157.7975
2023-07-11 20:00 | 0 | 0.003213 | 0.623 | 145.1783
2023-07-11 21:00 | 0 | 0.012532 | 0.6323 | 111.3242
2023-07-11 22:00 | 0 | 0.042874 | 0.65347 | 106.3975
2023-07-11 23:00 | 0 | 0.06692 | 0.66928 | 94.7
2023-07-12 | 0 | 0.11174 | 0.67743 | 81.1233
2023-07-12 01:00 | 0 | 0.16694 | 0.67094 | 62.7167
2023-07-12 02:00 | 0 | 0.25947 | 0.67707 | 59.0467
2023-07-12 03:00 | 0 | 0.36425 | 0.67866 | 58.02
2023-07-12 04:00 | 0 | 0.49056 | 0.68089 | 58.7533
2023-07-12 05:00 | 0 | 0.6271 | 0.67803 | 67.1183
2023-07-12 06:00 | 0 | 0.67457 | 0.66762 | 101.385
2023-07-12 07:00 | 0.043017 | 0.59434 | 0.61896 | 128.8983
2023-07-12 08:00 | 0.58248 | 0.34495 | 0.51562 | 61.9342
2023-07-12 09:00 | 0.81493 | 0.23342 | 0.45396 | 53.2658
2023-07-12 10:00 | 0.80221 | 0.46408 | 0.43079 | 42.0575
2023-07-12 11:00 | 0.77382 | 0.73804 | 0.40027 | 12.9758
2023-07-12 12:00 | 0.75044 | 0.78277 | 0.40522 | 19.1958
2023-07-12 13:00 | 0.76635 | 0.77749 | 0.43026 | 30.6767
2023-07-12 14:00 | 0.78976 | 0.80634 | 0.46377 | 50.4742
2023-07-12 15:00 | 0.80285 | 0.84241 | 0.49962 | 52.0858
2023-07-12 16:00 | 0.57948 | 0.84337 | 0.57826 | 96.1308
2023-07-12 17:00 | 0.043998 | 0.84153 | 0.62039 | 155.5558
2023-07-12 18:00 | 0 | 0.84682 | 0.62794 | 126.8842
2023-07-12 19:00 | 0 | 0.87725 | 0.61617 | 85.8092
2023-07-12 20:00 | 0 | 0.90088 | 0.61812 | 88.9317
2023-07-12 21:00 | 0 | 0.8936 | 0.62439 | 85.5033
2023-07-12 22:00 | 0 | 0.91094 | 0.63062 | 79.9733
2023-07-12 23:00 | 0 | 0.88127 | 0.63131 | 59.0667
2023-07-13 | 0 | 0.90739 | 0.63901 | 56.3592
2023-07-13 01:00 | 0 | 0.90808 | 0.64361 | 55.5967
2023-07-13 02:00 | 0 | 0.90671 | 0.6498 | 54.46
2023-07-13 03:00 | 0 | 0.90906 | 0.64729 | 51.9358
2023-07-13 04:00 | 0 | 0.93054 | 0.65698 | 56.4092
2023-07-13 05:00 | 0 | 0.92897 | 0.66694 | 77.5558
2023-07-13 06:00 | 0 | 0.92393 | 0.65824 | 124.4992
2023-07-13 07:00 | 0.042788 | 0.92199 | 0.62313 | 142.6658
2023-07-13 08:00 | 0.59839 | 0.90178 | 0.51028 | 55.8533
2023-07-13 09:00 | 0.83726 | 0.90874 | 0.42468 | 40.535
2023-07-13 10:00 | 0.82543 | 0.9047 | 0.37888 | 29.8033
2023-07-13 11:00 | 0.78982 | 0.90702 | 0.35461 | 25.1567
2023-07-13 12:00 | 0.76993 | 0.91254 | 0.35118 | 5.1283
2023-07-13 13:00 | 0.78071 | 0.91288 | 0.37094 | 25.1208
2023-07-13 14:00 | 0.80292 | 0.89912 | 0.40499 | 27.1083
2023-07-13 15:00 | 0.8072 | 0.87961 | 0.46419 | 44.3992
2023-07-13 16:00 | 0.58192 | 0.841 | 0.55741 | 66.6258
2023-07-13 17:00 | 0.048524 | 0.76224 | 0.63572 | 112.4025
2023-07-13 18:00 | 0 | 0.77657 | 0.63607 | 131.37
2023-07-13 19:00 | 0 | 0.82201 | 0.63572 | 98.8
2023-07-13 20:00 | 0 | 0.87939 | 0.63957 | 109.26
2023-07-13 21:00 | 0 | 0.9037 | 0.6446 | 91.2417
2023-07-13 22:00 | 0 | 0.8742 | 0.63903 | 81.5442
2023-07-13 23:00 | 0 | 0.88268 | 0.64569 | 69.535
2023-07-14 | 0 | 0.85647 | 0.64919 | 62.8258
2023-07-14 01:00 | 0 | 0.82327 | 0.64871 | 53.1558
2023-07-14 02:00 | 0 | 0.81806 | 0.67023 | 52.05
2023-07-14 03:00 | 0 | 0.73966 | 0.67455 | 46.2992
2023-07-14 04:00 | 0 | 0.73663 | 0.68123 | 54.4117
2023-07-14 05:00 | 0 | 0.73565 | 0.67837 | 77.0542
2023-07-14 06:00 | 0 | 0.76378 | 0.65346 | 99.4333
2023-07-14 07:00 | 0.049119 | 0.7611 | 0.60987 | 79.0317
2023-07-14 08:00 | 0.55997 | 0.62059 | 0.47753 | 30.9017
2023-07-14 09:00 | 0.79138 | 0.35867 | 0.40573 | 14.685
2023-07-14 10:00 | 0.78194 | 0.40072 | 0.35875 | -32.8858
2023-07-14 11:00 | 0.75902 | 0.39019 | 0.34299 | -34.4875
2023-07-14 12:00 | 0.74418 | 0.33643 | 0.34752 | -42.2575
2023-07-14 13:00 | 0.75385 | 0.27151 | 0.36092 | -44.3717
2023-07-14 14:00 | 0.77369 | 0.24427 | 0.37273 | -16.4567
2023-07-14 15:00 | 0.75927 | 0.22562 | 0.42023 | 21.4725
2023-07-14 16:00 | 0.56711 | 0.19855 | 0.52832 | 52.935
2023-07-14 17:00 | 0.067686 | 0.17612 | 0.633 | 92.6158
2023-07-14 18:00 | 0 | 0.20022 | 0.64005 | 91.6183
2023-07-14 19:00 | 0 | 0.24232 | 0.6435 | 83.2275
2023-07-14 20:00 | 0 | 0.31944 | 0.65023 | 75.6933
2023-07-14 21:00 | 0 | 0.38759 | 0.64907 | 64.8908
2023-07-14 22:00 | 0 | 0.46587 | 0.6447 | 64.2375
2023-07-14 23:00 | 0 | 0.58561 | 0.65575 | 70.2
2023-07-15 | 0 | 0.562 | 0.65653 | 61.2592
2023-07-15 01:00 | 0 | 0.60196 | 0.65893 | 55.4508
2023-07-15 02:00 | 0 | 0.57493 | 0.68602 | 51.8275
2023-07-15 03:00 | 0 | 0.63395 | 0.68806 | 35.4283
2023-07-15 04:00 | 0 | 0.61474 | 0.69244 | 44.1775
2023-07-15 05:00 | 0 | 0.65718 | 0.68744 | 47.9717
2023-07-15 06:00 | 0 | 0.69094 | 0.66841 | 80.7092
2023-07-15 07:00 | 0.049565 | 0.67346 | 0.62413 | 83.4608
2023-07-15 08:00 | 0.47081 | 0.47173 | 0.51199 | 43.5108
2023-07-15 09:00 | 0.74572 | 0.22809 | 0.44272 | 29.7267
2023-07-15 10:00 | 0.76933 | 0.29273 | 0.4105 | 33.2083
2023-07-15 11:00 | 0.71945 | 0.3903 | 0.41054 | 34.45
2023-07-15 12:00 | 0.66791 | 0.38135 | 0.39661 | 14.2292
2023-07-15 13:00 | 0.64406 | 0.37315 | 0.38934 | 2.8167
2023-07-15 14:00 | 0.62278 | 0.41141 | 0.40561 | 11.975
2023-07-15 15:00 | 0.40499 | 0.42112 | 0.47383 | 45.8967
2023-07-15 16:00 | 0.38777 | 0.3997 | 0.57461 | 92.1808
2023-07-15 17:00 | 0.06479 | 0.44271 | 0.65773 | 133.35
2023-07-15 18:00 | 0 | 0.50136 | 0.67131 | 113.5475
2023-07-15 19:00 | 0 | 0.53915 | 0.67528 | 95.2167
2023-07-15 20:00 | 0 | 0.58618 | 0.67727 | 109.7783
2023-07-15 21:00 | 0 | 0.53694 | 0.66362 | 94.375
2023-07-15 22:00 | 0 | 0.42103 | 0.65515 | 94.9567
2023-07-15 23:00 | 0 | 0.35618 | 0.66056 | 89.4375
2023-07-16 | 0 | 0.28032 | 0.67706 | 89.605
2023-07-16 01:00 | 0 | 0.27328 | 0.69734 | 83.2583
2023-07-16 02:00 | 0 | 0.24725 | 0.70487 | 61.8675
2023-07-16 03:00 | 0 | 0.20473 | 0.7079 | 59.3842
2023-07-16 04:00 | 0 | 0.21014 | 0.70906 | 64.0758
2023-07-16 05:00 | 0 | 0.20478 | 0.71267 | 82.3033
2023-07-16 06:00 | 0 | 0.21518 | 0.69672 | 88.9308
2023-07-16 07:00 | 0.049461 | 0.16886 | 0.64438 | 83.9508
2023-07-16 08:00 | 0.54799 | 0.0871 | 0.51488 | 36.5175
2023-07-16 09:00 | 0.78024 | 0.054113 | 0.42498 | 11.8242
2023-07-16 10:00 | 0.7676 | 0.22158 | 0.37316 | -38.78
2023-07-16 11:00 | 0.74139 | 0.30222 | 0.36073 | -43.8983
2023-07-16 12:00 | 0.68687 | 0.17215 | 0.36331 | -36.6283
2023-07-16 13:00 | 0.55777 | 0.12806 | 0.38416 | 30.7017
2023-07-16 14:00 | 0.49243 | 0.10237 | 0.42151 | 23.5
2023-07-16 15:00 | 0.48736 | 0.10281 | 0.47857 | 61.6458
2023-07-16 16:00 | 0.37655 | 0.11702 | 0.56954 | 109.975
2023-07-16 17:00 | 0.080241 | 0.13089 | 0.63929 | 197.3917
2023-07-16 18:00 | 0 | 0.15731 | 0.64292 | 166.4017
2023-07-16 19:00 | 0 | 0.15887 | 0.63983 | 122.1917
2023-07-16 20:00 | 0 | 0.1508 | 0.64207 | 113.435
2023-07-16 21:00 | 0 | 0.18417 | 0.64445 | 105.1308
2023-07-16 22:00 | 0 | 0.19478 | 0.64689 | 112.2483
2023-07-16 23:00 | 0 | 0.17431 | 0.64281 | 88.8967
2023-07-17 | 0 | 0.099598 | 0.65064 | 90.4633
2023-07-17 01:00 | 0 | 0.068406 | 0.65644 | 84.1383
2023-07-17 02:00 | 0 | 0.020573 | 0.65973 | 60.515
2023-07-17 03:00 | 0 | 0.003728 | 0.65823 | 62.6825
2023-07-17 04:00 | 0 | 0.0025785 | 0.65387 | 69.1492
2023-07-17 05:00 | 0 | 0.002709 | 0.65551 | 95.6333
2023-07-17 06:00 | 0 | 0.0036205 | 0.63454 | 121.3867
2023-07-17 07:00 | 0.049328 | 0.0017 | 0.60258 | 157.745
2023-07-17 08:00 | 0.46818 | 0.0037905 | 0.52762 | 71.1217
2023-07-17 09:00 | 0.69519 | 0.003167 | 0.47196 | 46.7533
2023-07-17 10:00 | 0.72716 | 0.01733 | 0.44046 | 39.5775
2023-07-17 11:00 | 0.7253 | 0.052971 | 0.4403 | 37.5292
2023-07-17 12:00 | 0.69964 | 0.048571 | 0.42307 | 39.1567
2023-07-17 13:00 | 0.70088 | 0.029184 | 0.45066 | 50.0575
2023-07-17 14:00 | 0.6883 | 0.017187 | 0.48316 | 55.0167
2023-07-17 15:00 | 0.73402 | 0.020833 | 0.53605 | 61.8292
2023-07-17 16:00 | 0.55243 | 0.032309 | 0.61101 | 155.6558
2023-07-17 17:00 | 0.096106 | 0.040741 | 0.6368 | 244.0117
2023-07-17 18:00 | 0 | 0.045241 | 0.62278 | 257.9183
2023-07-17 19:00 | 0 | 0.026762 | 0.63721 | 118.0717
2023-07-17 20:00 | 0 | 0.009033 | 0.63924 | 95.8242
2023-07-17 21:00 | 0 | 0.008155 | 0.6399 | 89.1067
2023-07-17 22:00 | 0 | 0.0069975 | 0.63585 | 79.3733
2023-07-17 23:00 | 0 | 0.018328 | 0.64171 | 80.6625
2023-07-18 | 0 | 0.023751 | 0.65477 | 68.5133
2023-07-18 01:00 | 0 | 0.01429 | 0.66921 | 61.01
2023-07-18 02:00 | 0 | 0.0085835 | 0.6862 | 56.4083
2023-07-18 03:00 | 0 | 0.013383 | 0.69218 | 52.6708
2023-07-18 04:00 | 0 | 0.01424 | 0.69017 | 56.0683
2023-07-18 05:00 | 0 | 0.030399 | 0.68386 | 69.67
2023-07-18 06:00 | 0 | 0.03466 | 0.68766 | 116.3058
2023-07-18 07:00 | 0.049668 | 0.071689 | 0.66268 | 113.1433
2023-07-18 08:00 | 0.54871 | 0.11761 | 0.59449 | 67.0375
2023-07-18 09:00 | 0.76706 | 0.079814 | 0.52128 | 64.5108
2023-07-18 10:00 | 0.75702 | 0.064763 | 0.45604 | 40.5258
2023-07-18 11:00 | 0.73782 | 0.057825 | 0.41651 | 40.52
2023-07-18 12:00 | 0.66357 | 0.038554 | 0.42557 | 30.4683
2023-07-18 13:00 | 0.62421 | 0.028559 | 0.43615 | 23.4808
2023-07-18 14:00 | 0.72767 | 0.034556 | 0.4702 | 51.92
2023-07-18 15:00 | 0.70528 | 0.049164 | 0.51496 | 50.5642
2023-07-18 16:00 | 0.50386 | 0.068417 | 0.59705 | 88.7458
2023-07-18 17:00 | 0.098038 | 0.0929 | 0.64686 | 214.9192
2023-07-18 18:00 | 0 | 0.16723 | 0.64782 | 179.4192
2023-07-18 19:00 | 0 | 0.27598 | 0.64725 | 134.6683
2023-07-18 20:00 | 0 | 0.32271 | 0.65672 | 121.0525
2023-07-18 21:00 | 0 | 0.41056 | 0.6747 | 98.2642
2023-07-18 22:00 | 0 | 0.51867 | 0.67954 | 83.3842
2023-07-18 23:00 | 0 | 0.66477 | 0.68505 | 103.1992
2023-07-19 | 0 | 0.71073 | 0.69043 | 80.8683
2023-07-19 01:00 | 0 | 0.74728 | 0.68853 | 68.5725
2023-07-19 02:00 | 0 | 0.76811 | 0.69206 | 60.3717
2023-07-19 03:00 | 0 | 0.75224 | 0.69118 | 62.3642
2023-07-19 04:00 | 0 | 0.79309 | 0.68697 | 69.0908
2023-07-19 05:00 | 0 | 0.83598 | 0.66819 | 80.6233
2023-07-19 06:00 | 0 | 0.84059 | 0.64739 | 172.8317
2023-07-19 07:00 | 0.052103 | 0.83024 | 0.59517 | 183.9958
2023-07-19 08:00 | 0.54874 | 0.74779 | 0.45787 | -0.95917
2023-07-19 09:00 | 0.77743 | 0.62912 | 0.38319 | -41.0333
2023-07-19 10:00 | 0.7698 | 0.76143 | 0.36825 | -47.8658
2023-07-19 11:00 | 0.6425 | 0.87723 | 0.35623 | -49.7058
2023-07-19 12:00 | 0.51496 | 0.90949 | 0.3442 | -48.9483
2023-07-19 13:00 | 0.46195 | 0.9043 | 0.34638 | -47.2525
2023-07-19 14:00 | 0.29881 | 0.92051 | 0.35185 | -28.4783
2023-07-19 15:00 | 0.17879 | 0.91742 | 0.40719 | 33.2625
2023-07-19 16:00 | 0.15983 | 0.91128 | 0.52506 | 151.0425
2023-07-19 17:00 | 0.041789 | 0.90017 | 0.61834 | 247.9642
2023-07-19 18:00 | 0 | 0.87812 | 0.62392 | 129.5742
2023-07-19 19:00 | 0 | 0.8791 | 0.62789 | 103.4092
2023-07-19 20:00 | 0 | 0.85179 | 0.6355 | 103.3567
2023-07-19 21:00 | 0 | 0.89824 | 0.64617 | 84.7842
2023-07-19 22:00 | 0 | 0.8936 | 0.63354 | 85.0217
2023-07-19 23:00 | 0 | 0.89321 | 0.64498 | 83.2625
2023-07-20 | 0 | 0.89694 | 0.66782 | 85.1883
2023-07-20 01:00 | 0 | 0.90787 | 0.67369 | 77.005
2023-07-20 02:00 | 0 | 0.90625 | 0.66615 | 64.125
2023-07-20 03:00 | 0 | 0.89189 | 0.66037 | 60.0892
2023-07-20 04:00 | 0 | 0.86994 | 0.66154 | 64.2475
2023-07-20 05:00 | 0 | 0.8387 | 0.66278 | 88.005
2023-07-20 06:00 | 0 | 0.82939 | 0.64314 | 162.7833
2023-07-20 07:00 | 0.0049828 | 0.83506 | 0.59053 | 75.2042
2023-07-20 08:00 | 0.028202 | 0.807 | 0.45145 | 29.2442
2023-07-20 09:00 | 0.055666 | 0.78679 | 0.37518 | -7.1308
2023-07-20 10:00 | 0.082009 | 0.71945 | 0.3452 | -42.3267
2023-07-20 11:00 | 0.0959 | 0.65285 | 0.33216 | -42.4467
2023-07-20 12:00 | 0.13367 | 0.63096 | 0.31725 | -28.475
2023-07-20 13:00 | 0.055597 | 0.62025 | 0.34024 | -42.1925
2023-07-20 14:00 | 0.043046 | 0.5793 | 0.36309 | -25.0483
2023-07-20 15:00 | 0.029738 | 0.43782 | 0.40887 | 30.78
2023-07-20 16:00 | 0.047 | 0.26429 | 0.54144 | 80.35
2023-07-20 17:00 | 0.024278 | 0.12336 | 0.63155 | 98.8658
2023-07-20 18:00 | 0 | 0.095336 | 0.63361 | 129.0675
2023-07-20 19:00 | 0 | 0.10434 | 0.64382 | 112.775
2023-07-20 20:00 | 0 | 0.070038 | 0.65836 | 114.0475
2023-07-20 21:00 | 0 | 0.081416 | 0.6699 | 104.1592
2023-07-20 22:00 | 0 | 0.20647 | 0.6674 | 92.7367
2023-07-20 23:00 | 0 | 0.38607 | 0.67107 | 74.5575
2023-07-21 | 0 | 0.40703 | 0.68453 | 75.0958
2023-07-21 01:00 | 0 | 0.2775 | 0.70006 | 72.6467
2023-07-21 02:00 | 0 | 0.16689 | 0.69773 | 62.8667
2023-07-21 03:00 | 0 | 0.20646 | 0.69865 | 58.6408
2023-07-21 04:00 | 0 | 0.25044 | 0.70324 | 80.1008
2023-07-21 05:00 | 0 | 0.40449 | 0.68859 | 97.4083
2023-07-21 06:00 | 0 | 0.58874 | 0.66443 | 146.6275
2023-07-21 07:00 | 0.013889 | 0.79427 | 0.62003 | 138.7383
2023-07-21 08:00 | 0.13585 | 0.7679 | 0.49887 | 54.1958
2023-07-21 09:00 | 0.28376 | 0.73206 | 0.41175 | 31.3542
2023-07-21 10:00 | 0.33776 | 0.67193 | 0.36161 | -6.6817
2023-07-21 11:00 | 0.37334 | 0.72844 | 0.33195 | -20.5075
2023-07-21 12:00 | 0.34404 | 0.72539 | 0.32404 | -10.3775
2023-07-21 13:00 | 0.45955 | 0.74629 | 0.33871 | 13.0583
2023-07-21 14:00 | 0.4883 | 0.80902 | 0.38473 | 27.9842
2023-07-21 15:00 | 0.40789 | 0.80629 | 0.482 | 56.3383
2023-07-21 16:00 | 0.38194 | 0.78018 | 0.57541 | 108.18
2023-07-21 17:00 | 0.071655 | 0.73233 | 0.62536 | 241.5842
2023-07-21 18:00 | 0 | 0.6624 | 0.62987 | 179.2233
2023-07-21 19:00 | 0 | 0.71269 | 0.64658 | 130.4433
2023-07-21 20:00 | 0 | 0.73515 | 0.65089 | 115.1892
2023-07-21 21:00 | 0 | 0.6446 | 0.65773 | 104.8333
2023-07-21 22:00 | 0 | 0.57448 | 0.66038 | 115.5533
2023-07-21 23:00 | 0 | 0.58604 | 0.65922 | 100.6717
2023-07-22 | 0 | 0.63742 | 0.67065 | 89.4217
2023-07-22 01:00 | 0 | 0.66597 | 0.68466 | 73.8833
2023-07-22 02:00 | 0 | 0.71368 | 0.68686 | 63.8483
2023-07-22 03:00 | 0 | 0.78321 | 0.69863 | 62.2617
2023-07-22 04:00 | 0 | 0.80503 | 0.70907 | 68.495
2023-07-22 05:00 | 0 | 0.87214 | 0.70581 | 78.9358
2023-07-22 06:00 | 0 | 0.85503 | 0.69016 | 113.9533
2023-07-22 07:00 | 0.045599 | 0.84076 | 0.62791 | 103.6942
2023-07-22 08:00 | 0.56375 | 0.70757 | 0.46706 | 18.3433
2023-07-22 09:00 | 0.79064 | 0.62022 | 0.36596 | -15.6583
2023-07-22 10:00 | 0.78527 | 0.62688 | 0.34442 | -42.7283
2023-07-22 11:00 | 0.7598 | 0.51552 | 0.3332 | -46.3117
2023-07-22 12:00 | 0.7405 | 0.36954 | 0.33415 | -46.1475
2023-07-22 13:00 | 0.74175 | 0.29936 | 0.34 | -43.3175
2023-07-22 14:00 | 0.76472 | 0.27668 | 0.35307 | -39.0875
2023-07-22 15:00 | 0.7726 | 0.23566 | 0.38566 | 26.3992
2023-07-22 16:00 | 0.56306 | 0.20065 | 0.53078 | 90.7658
2023-07-22 17:00 | 0.14714 | 0.21388 | 0.63389 | 169.3475
2023-07-22 18:00 | 0 | 0.30526 | 0.64559 | 141.2792
2023-07-22 19:00 | 0 | 0.31522 | 0.64284 | 108.2208
2023-07-22 20:00 | 0 | 0.3103 | 0.66935 | 113.6858
2023-07-22 21:00 | 0 | 0.27268 | 0.67962 | 95.8183
2023-07-22 22:00 | 0 | 0.24394 | 0.67412 | 92.8033
2023-07-22 23:00 | 0 | 0.20105 | 0.67016 | 96.8483
2023-07-23 | 0 | 0.18641 | 0.69319 | 94.0958
2023-07-23 01:00 | 0 | 0.21026 | 0.71604 | 82.5975
2023-07-23 02:00 | 0 | 0.26092 | 0.71911 | 96.0217
2023-07-23 03:00 | 0 | 0.27226 | 0.7208 | 87.6817
2023-07-23 04:00 | 0 | 0.29412 | 0.72362 | 94.8083
2023-07-23 05:00 | 0 | 0.3016 | 0.71711 | 94.4325
2023-07-23 06:00 | 0 | 0.32001 | 0.69628 | 98.1283
2023-07-23 07:00 | 0.0458 | 0.28461 | 0.6366 | 72.84
2023-07-23 08:00 | 0.57157 | 0.12916 | 0.50234 | 38.9125
2023-07-23 09:00 | 0.79494 | 0.052713 | 0.41517 | 17.6867
2023-07-23 10:00 | 0.793 | 0.049391 | 0.35573 | -9.7567
2023-07-23 11:00 | 0.76436 | 0.033505 | 0.33597 | -0.08
2023-07-23 12:00 | 0.74244 | 0.0075765 | 0.33362 | -26.4
2023-07-23 13:00 | 0.70705 | 0.002811 | 0.33864 | -7.8675
2023-07-23 14:00 | 0.6818 | 0.000706 | 0.37409 | 25.045
2023-07-23 15:00 | 0.74009 | 0.000569 | 0.44779 | 40.5292
2023-07-23 16:00 | 0.56956 | 0.000671 | 0.56572 | 118.01
2023-07-23 17:00 | 0.15062 | 0.0006675 | 0.637 | 220.0675
2023-07-23 18:00 | 0 | 0.0050225 | 0.64043 | 251.2258
2023-07-23 19:00 | 0 | 0.018064 | 0.65033 | 127.9533
2023-07-23 20:00 | 0 | 0.040265 | 0.65168 | 104.7917
2023-07-23 21:00 | 0 | 0.067834 | 0.65918 | 88.5675
2023-07-23 22:00 | 0 | 0.074246 | 0.65364 | 85.5892
2023-07-23 23:00 | 0 | 0.080627 | 0.65107 | 77.3283
2023-07-24 | 0 | 0.088832 | 0.66567 | 74.1717
2023-07-24 01:00 | 0 | 0.13139 | 0.68167 | 75.6625
2023-07-24 02:00 | 0 | 0.19352 | 0.68731 | 58.3317
2023-07-24 03:00 | 0 | 0.28292 | 0.68586 | 69.9808
2023-07-24 04:00 | 0 | 0.34938 | 0.68259 | 83.7892
2023-07-24 05:00 | 0 | 0.35674 | 0.68754 | 101.5408
2023-07-24 06:00 | 0 | 0.35167 | 0.66194 | 139.8383
2023-07-24 07:00 | 0.051227 | 0.32894 | 0.63928 | 173.1925
2023-07-24 08:00 | 0.56097 | 0.18779 | 0.60741 | 116.0192
2023-07-24 09:00 | 0.78576 | 0.069598 | 0.5467 | 65.9142
2023-07-24 10:00 | 0.78343 | 0.068987 | 0.50312 | 71.1375
2023-07-24 11:00 | 0.72047 | 0.028042 | 0.48804 | 90.3733
2023-07-24 12:00 | 0.68726 | 0.011401 | 0.48334 | 107.7258
2023-07-24 13:00 | 0.67249 | 0.005668 | 0.48695 | 86.0975
2023-07-24 14:00 | 0.71397 | 0.007039 | 0.4741 | 61.2017
2023-07-24 15:00 | 0.74897 | 0.013139 | 0.49975 | 67.3675
2023-07-24 16:00 | 0.54813 | 0.038025 | 0.5612 | 117.9742
2023-07-24 17:00 | 0.15715 | 0.1188 | 0.62835 | 306.9258
2023-07-24 18:00 | 0 | 0.22793 | 0.62625 | 288.1433
2023-07-24 19:00 | 0 | 0.27881 | 0.62638 | 152.6517
2023-07-24 20:00 | 0 | 0.1544 | 0.64265 | 136.6767
2023-07-24 21:00 | 0 | 0.12951 | 0.65658 | 109.8967
2023-07-24 22:00 | 0 | 0.088174 | 0.65559 | 101.54
2023-07-24 23:00 | 0 | 0.056494 | 0.65598 | 100.4533
2023-07-25 | 0 | 0.036716 | 0.67255 | 119.2208
2023-07-25 01:00 | 0 | 0.023349 | 0.67509 | 93.7392
2023-07-25 02:00 | 0 | 0.0192 | 0.66838 | 69.4917
2023-07-25 03:00 | 0 | 0.0092105 | 0.6663 | 66.085
2023-07-25 04:00 | 0 | 0.005481 | 0.66641 | 82.655
2023-07-25 05:00 | 0 | 0.0048665 | 0.66875 | 95.2733
2023-07-25 06:00 | 0 | 0.003764 | 0.65146 | 147.505
2023-07-25 07:00 | 0.052093 | 0.009313 | 0.60066 | 144.42
2023-07-25 08:00 | 0.55861 | 0.013397 | 0.47632 | 20.9008
2023-07-25 09:00 | 0.77686 | 0.0084605 | 0.39141 | -33.0142
2023-07-25 10:00 | 0.75873 | 0.02711 | 0.33465 | -24.4133
2023-07-25 11:00 | 0.70375 | 0.040847 | 0.33395 | -35.09
2023-07-25 12:00 | 0.64207 | 0.062155 | 0.33349 | -38.9558
2023-07-25 13:00 | 0.64922 | 0.069033 | 0.34047 | -23.5092
2023-07-25 14:00 | 0.7592 | 0.067253 | 0.36507 | 25.9008
2023-07-25 15:00 | 0.73978 | 0.074758 | 0.4172 | 45.3892
2023-07-25 16:00 | 0.56262 | 0.082448 | 0.5181 | 127.1017
2023-07-25 17:00 | 0.16923 | 0.091171 | 0.59592 | 293.8208
2023-07-25 18:00 | 0 | 0.075807 | 0.59638 | 310.8333
2023-07-25 19:00 | 0 | 0.055661 | 0.59786 | 283.5783
2023-07-25 20:00 | 0 | 0.069559 | 0.61172 | 220.115
2023-07-25 21:00 | 0 | 0.081607 | 0.61883 | 146.6917
2023-07-25 22:00 | 0 | 0.16475 | 0.63033 | 138.8533
2023-07-25 23:00 | 0 | 0.44996 | 0.63666 | 142.7042
2023-07-26 | 0 | 0.65284 | 0.63063 | 104.2075
2023-07-26 01:00 | 0 | 0.83392 | 0.64477 | 84.8317
2023-07-26 02:00 | 0 | 0.87545 | 0.65236 | 81.7142
2023-07-26 03:00 | 0 | 0.88485 | 0.65257 | 82.4833
2023-07-26 04:00 | 0 | 0.88927 | 0.65564 | 92.3458
2023-07-26 05:00 | 0 | 0.89469 | 0.65203 | 101.0025
2023-07-26 06:00 | 0 | 0.90049 | 0.62963 | 232.0292
2023-07-26 07:00 | 0.043877 | 0.87232 | 0.58123 | 185.6308
2023-07-26 08:00 | 0.6185 | 0.72378 | 0.48374 | 60.4375
2023-07-26 09:00 | 0.86451 | 0.71683 | 0.41812 | 2.02
2023-07-26 10:00 | 0.85297 | 0.69233 | 0.36785 | -27.5708
2023-07-26 11:00 | 0.81661 | 0.71979 | 0.35977 | -22.1292
2023-07-26 12:00 | 0.7959 | 0.72181 | 0.36806 | 13.9408
2023-07-26 13:00 | 0.80383 | 0.7252 | 0.3862 | 18.9975
2023-07-26 14:00 | 0.82515 | 0.75613 | 0.41433 | 25.6767
2023-07-26 15:00 | 0.83141 | 0.78384 | 0.4467 | 27.0633
2023-07-26 16:00 | 0.61205 | 0.77709 | 0.52406 | 105.6275
2023-07-26 17:00 | 0.19076 | 0.76191 | 0.61255 | 331.0217
2023-07-26 18:00 | 0 | 0.8137 | 0.61856 | 276.8967
2023-07-26 19:00 | 0 | 0.86244 | 0.61778 | 233.4858
2023-07-26 20:00 | 0 | 0.88053 | 0.62095 | 118.075
2023-07-26 21:00 | 0 | 0.89139 | 0.64111 | 89.6317
2023-07-26 22:00 | 0 | 0.90906 | 0.65171 | 84.515
2023-07-26 23:00 | 0 | 0.90321 | 0.66528 | 86.3692
2023-07-27 | 0 | 0.88099 | 0.66925 | 84.0125
2023-07-27 01:00 | 0 | 0.91566 | 0.67031 | 74.9508
2023-07-27 02:00 | 0 | 0.86836 | 0.6653 | 71.2208
2023-07-27 03:00 | 0 | 0.84052 | 0.66471 | 66.3067
2023-07-27 04:00 | 0 | 0.80801 | 0.65888 | 81.6883
2023-07-27 05:00 | 0 | 0.78111 | 0.65958 | 89.8792
2023-07-27 06:00 | 0 | 0.66528 | 0.65346 | 162.7517
2023-07-27 07:00 | 0.046526 | 0.6594 | 0.59969 | 174.0458
2023-07-27 08:00 | 0.60561 | 0.47226 | 0.4969 | 48.4325
2023-07-27 09:00 | 0.84932 | 0.24093 | 0.40839 | 19.7858
2023-07-27 10:00 | 0.83848 | 0.14407 | 0.36557 | -0.205
2023-07-27 11:00 | 0.8145 | 0.06986 | 0.35014 | -19.365
2023-07-27 12:00 | 0.794 | 0.029166 | 0.36981 | -32.3108
2023-07-27 13:00 | 0.79627 | 0.0077555 | 0.38701 | -38.5025
2023-07-27 14:00 | 0.82194 | 0.0057215 | 0.39981 | -17.9567
2023-07-27 15:00 | 0.83067 | 0.006181 | 0.4588 | 32.2875
2023-07-27 16:00 | 0.60583 | 0.006257 | 0.5694 | 91.0317
2023-07-27 17:00 | 0.18398 | 0.0057885 | 0.64915 | 159.4242
2023-07-27 18:00 | 0 | 0.0009715 | 0.64772 | 166.9058
2023-07-27 19:00 | 0 | 0.004392 | 0.6455 | 133.6233
2023-07-27 20:00 | 0 | 0.0034315 | 0.64784 | 115.7075
2023-07-27 21:00 | 0 | 0.0036855 | 0.6568 | 88.985
2023-07-27 22:00 | 0 | 0.0024085 | 0.65431 | 85.27
2023-07-27 23:00 | 0 | 0.00281 | 0.67254 | 72.3292
2023-07-28 | 0 | 0.0033685 | 0.68515 | 75.1675
2023-07-28 01:00 | 0 | 0.00706 | 0.67629 | 64.9267
2023-07-28 02:00 | 0 | 0.02294 | 0.6789 | 60.6583
2023-07-28 03:00 | 0 | 0.06481 | 0.6772 | 61.8825
2023-07-28 04:00 | 0 | 0.13767 | 0.67727 | 59.9675
2023-07-28 05:00 | 0 | 0.19211 | 0.68171 | 75.8683
2023-07-28 06:00 | 0 | 0.25214 | 0.67288 | 127.5808
2023-07-28 07:00 | 0.055295 | 0.21875 | 0.62791 | 92.9767
2023-07-28 08:00 | 0.45143 | 0.10927 | 0.47734 | 42.92
2023-07-28 09:00 | 0.66418 | 0.028226 | 0.3819 | 10.955
2023-07-28 10:00 | 0.786 | 0.020389 | 0.34756 | -27.3842
2023-07-28 11:00 | 0.77066 | 0.012324 | 0.33746 | -26.0717
2023-07-28 12:00 | 0.67053 | 0.000429 | 0.3386 | -40.4358
2023-07-28 13:00 | 0.62466 | 0 | 0.34325 | -1.435
2023-07-28 14:00 | 0.50779 | 0.0026895 | 0.36218 | 14.0333
2023-07-28 15:00 | 0.40972 | 0.011239 | 0.40933 | 48.7108
2023-07-28 16:00 | 0.30417 | 0.02059 | 0.52793 | 105.6
2023-07-28 17:00 | 0.0635 | 0.066804 | 0.63503 | 211.9242
2023-07-28 18:00 | 0 | 0.14862 | 0.64371 | 201.4725
2023-07-28 19:00 | 0 | 0.23655 | 0.64701 | 136.2617
2023-07-28 20:00 | 0 | 0.39646 | 0.66223 | 97.6242
2023-07-28 21:00 | 0 | 0.48768 | 0.67088 | 100.8008
2023-07-28 22:00 | 0 | 0.54726 | 0.66991 | 125.9158
2023-07-28 23:00 | 0 | 0.61052 | 0.67307 | 96.8533
2023-07-29 | 0 | 0.63772 | 0.68813 | 111.335
2023-07-29 01:00 | 0 | 0.63342 | 0.70744 | 111.1017
2023-07-29 02:00 | 0 | 0.6352 | 0.70791 | 114.7192
2023-07-29 03:00 | 0 | 0.62436 | 0.70948 | 105.635
2023-07-29 04:00 | 0 | 0.56215 | 0.71001 | 68.99
2023-07-29 05:00 | 0 | 0.56974 | 0.71303 | 83.5367
2023-07-29 06:00 | 0 | 0.59207 | 0.68601 | 114.2867
2023-07-29 07:00 | 0.047834 | 0.51186 | 0.61641 | 74.4258
2023-07-29 08:00 | 0.58568 | 0.36616 | 0.44987 | 9.4275
2023-07-29 09:00 | 0.81281 | 0.23036 | 0.35929 | -16.4617
2023-07-29 10:00 | 0.81944 | 0.44199 | 0.33414 | -39.9367
2023-07-29 11:00 | 0.79124 | 0.61203 | 0.32977 | -42.1992
2023-07-29 12:00 | 0.77339 | 0.521 | 0.32849 | -40.6967
2023-07-29 13:00 | 0.67021 | 0.50864 | 0.33138 | -40.3508
2023-07-29 14:00 | 0.59683 | 0.58334 | 0.34218 | 1.8133
2023-07-29 15:00 | 0.42893 | 0.70544 | 0.3922 | 20.1725
2023-07-29 16:00 | 0.3336 | 0.77596 | 0.51499 | 55.62
2023-07-29 17:00 | 0.10526 | 0.84389 | 0.64254 | 109.1775
2023-07-29 18:00 | 0 | 0.86138 | 0.65629 | 126.7817
2023-07-29 19:00 | 0 | 0.87419 | 0.66183 | 78.0375
2023-07-29 20:00 | 0 | 0.85553 | 0.66783 | 72.8533
2023-07-29 21:00 | 0 | 0.86618 | 0.67776 | 94.955
2023-07-29 22:00 | 0 | 0.86126 | 0.67126 | 113.7117
2023-07-29 23:00 | 0 | 0.8534 | 0.65559 | 74.0792
2023-07-30 | 0 | 0.87914 | 0.6776 | 72.6125
2023-07-30 01:00 | 0 | 0.88079 | 0.68707 | 68.5892
2023-07-30 02:00 | 0 | 0.86351 | 0.69266 | 59.22
2023-07-30 03:00 | 0 | 0.87243 | 0.69672 | 56.4975
2023-07-30 04:00 | 0 | 0.87374 | 0.69869 | 57.7783
2023-07-30 05:00 | 0 | 0.8489 | 0.69684 | 72.0325
2023-07-30 06:00 | 0 | 0.82871 | 0.69887 | 93.1383
2023-07-30 07:00 | 0.0581 | 0.82739 | 0.62662 | 55.7008
2023-07-30 08:00 | 0.55538 | 0.71332 | 0.4546 | 11.7792
2023-07-30 09:00 | 0.763 | 0.73668 | 0.37013 | -23.3017
2023-07-30 10:00 | 0.5989 | 0.88991 | 0.3522 | -42.3733
2023-07-30 11:00 | 0.67828 | 0.92921 | 0.35648 | -49.8392
2023-07-30 12:00 | 0.6069 | 0.91787 | 0.36696 | -54.9533
2023-07-30 13:00 | 0.44081 | 0.92089 | 0.36947 | -50.3825
2023-07-30 14:00 | 0.4403 | 0.90645 | 0.364 | -26.6375
2023-07-30 15:00 | 0.51854 | 0.88486 | 0.40393 | 27.78
2023-07-30 16:00 | 0.25248 | 0.79396 | 0.53968 | 48.4542
2023-07-30 17:00 | 0.077195 | 0.65955 | 0.66007 | 135.5742
2023-07-30 18:00 | 0 | 0.47388 | 0.67147 | 104.5467
2023-07-30 19:00 | 0 | 0.42378 | 0.67645 | 93.3683
2023-07-30 20:00 | 0 | 0.31346 | 0.68579 | 84.8658
2023-07-30 21:00 | 0 | 0.506 | 0.68669 | 72.9983
2023-07-30 22:00 | 0 | 0.56713 | 0.68118 | 71.9892
2023-07-30 23:00 | 0 | 0.51733 | 0.67648 | 58.6175
2023-07-31 | 0 | 0.37493 | 0.69327 | 62.135
2023-07-31 01:00 | 0 | 0.37651 | 0.69317 | 62.5375
2023-07-31 02:00 | 0 | 0.33985 | 0.69003 | 63.14
2023-07-31 03:00 | 0 | 0.36374 | 0.68966 | 63.7292
2023-07-31 04:00 | 0 | 0.33642 | 0.68895 | 59.5808
2023-07-31 05:00 | 0 | 0.28869 | 0.6858 | 91.2542
2023-07-31 06:00 | 0 | 0.39245 | 0.66927 | 183.0708
2023-07-31 07:00 | 0.032292 | 0.44033 | 0.61022 | 163.3267
2023-07-31 08:00 | 0.32608 | 0.27186 | 0.4996 | 54.3633
2023-07-31 09:00 | 0.38874 | 0.19944 | 0.39375 | 16.6217
2023-07-31 10:00 | 0.38692 | 0.2744 | 0.34014 | -1.4367
2023-07-31 11:00 | 0.49712 | 0.22684 | 0.32764 | -27.7217
2023-07-31 12:00 | 0.44259 | 0.15813 | 0.32597 | -38.5592
2023-07-31 13:00 | 0.37919 | 0.097798 | 0.33367 | -36.7708
2023-07-31 14:00 | 0.36944 | 0.044746 | 0.36305 | 18.23
2023-07-31 15:00 | 0.23183 | 0.023335 | 0.42229 | 37.0133
2023-07-31 16:00 | 0.18548 | 0.031429 | 0.52364 | 75.44
2023-07-31 17:00 | 0.10437 | 0.052255 | 0.62959 | 122.5075
2023-07-31 18:00 | 0 | 0.057896 | 0.64601 | 147.9867
2023-07-31 19:00 | 0 | 0.043092 | 0.64985 | 89.4733
2023-07-31 20:00 | 0 | 0.026719 | 0.66021 | 98.5558
2023-07-31 21:00 | 0 | 0.029295 | 0.65278 | 77.1617
2023-07-31 22:00 | 0 | 0.035088 | 0.63977 | 79.8475
2023-07-31 23:00 | 0 | 0.034776 | 0.64731 | 81.5575
2023-08-01 | 0 | 0.038335 | 0.65033 | 65.76
2023-08-01 01:00 | 0 | 0.038733 | 0.6519 | 64.8417
2023-08-01 02:00 | 0 | 0.045761 | 0.66923 | 64.1417
2023-08-01 03:00 | 0 | 0.037809 | 0.67576 | 64.5042
2023-08-01 04:00 | 0 | 0.032103 | 0.6816 | 58.8967
2023-08-01 05:00 | 0 | 0.022544 | 0.67939 | 74.9333
2023-08-01 06:00 | 0 | 0.033791 | 0.65281 | 174.9017
2023-08-01 07:00 | 0.02189 | 0.037319 | 0.58128 | 71.025
2023-08-01 08:00 | 0.14306 | 0.016729 | 0.45916 | 20.5425
2023-08-01 09:00 | 0.18754 | 0.012193 | 0.37993 | -32.5367
2023-08-01 10:00 | 0.27047 | 0.0019745 | 0.3581 | -47.785
2023-08-01 11:00 | 0.48378 | 0.00249 | 0.35442 | -53.0083
2023-08-01 12:00 | 0.52146 | 0.0008115 | 0.35993 | -55.3292
2023-08-01 13:00 | 0.59913 | 0.0006485 | 0.35101 | -49.715
2023-08-01 14:00 | 0.6043 | 0.000592 | 0.35834 | -41.585
2023-08-01 15:00 | 0.62377 | 0.000584 | 0.39665 | -18.9117
2023-08-01 16:00 | 0.38956 | 0.007559 | 0.51425 | 92.5692
2023-08-01 17:00 | 0.097946 | 0.037893 | 0.60306 | 326.8358
2023-08-01 18:00 | 0 | 0.09068 | 0.60542 | 2058.1375
2023-08-01 19:00 | 0 | 0.13804 | 0.60556 | 227.8167
2023-08-01 20:00 | 0 | 0.14982 | 0.61534 | 180.95
2023-08-01 21:00 | 0 | 0.18628 | 0.63094 | 115.5942
2023-08-01 22:00 | 0 | 0.15205 | 0.64303 | 129.9083
2023-08-01 23:00 | 0 | 0.12475 | 0.65054 | 103.5558
2023-08-02 | 0 | 0.096103 | 0.65323 | 84.2308
2023-08-02 01:00 | 0 | 0.075855 | 0.65578 | 77.9733
2023-08-02 02:00 | 0 | 0.077589 | 0.66312 | 70.8117
2023-08-02 03:00 | 0 | 0.062635 | 0.65323 | 69.0642
2023-08-02 04:00 | 0 | 0.047343 | 0.65674 | 83.3692
2023-08-02 05:00 | 0 | 0.046733 | 0.65828 | 102.2025
2023-08-02 06:00 | 0 | 0.058819 | 0.64349 | 187.8183
2023-08-02 07:00 | 0.063209 | 0.063011 | 0.59132 | 142.9875
2023-08-02 08:00 | 0.37081 | 0.047926 | 0.46497 | 31.5692
2023-08-02 09:00 | 0.53954 | 0.097806 | 0.37665 | 12.8392
2023-08-02 10:00 | 0.61855 | 0.12844 | 0.34284 | -17.2892
2023-08-02 11:00 | 0.68632 | 0.1667 | 0.33899 | 9.9192
2023-08-02 12:00 | 0.68675 | 0.11868 | 0.34438 | 13.2975
2023-08-02 13:00 | 0.68115 | 0.039141 | 0.34867 | -15.9125
2023-08-02 14:00 | 0.71132 | 0.010733 | 0.37338 | 23.25
2023-08-02 15:00 | 0.77251 | 0.021712 | 0.44039 | 35.7542
2023-08-02 16:00 | 0.56473 | 0.09801 | 0.52755 | 84.7892
2023-08-02 17:00 | 0.17615 | 0.33454 | 0.60708 | 165.8267
2023-08-02 18:00 | 0 | 0.55578 | 0.61253 | 120.5442
2023-08-02 19:00 | 0 | 0.4821 | 0.62785 | 84.75
2023-08-02 20:00 | 0 | 0.35712 | 0.62636 | 95.68
2023-08-02 21:00 | 0 | 0.30348 | 0.63748 | 91.845
2023-08-02 22:00 | 0 | 0.25102 | 0.64138 | 123.7858
2023-08-02 23:00 | 0 | 0.23224 | 0.64926 | 115.8042
2023-08-03 | 0 | 0.23863 | 0.64093 | 88.2242
2023-08-03 01:00 | 0 | 0.26936 | 0.635 | 95.4108
2023-08-03 02:00 | 0 | 0.27407 | 0.6401 | 92.9325
2023-08-03 03:00 | 0 | 0.26114 | 0.65277 | 81.1525
2023-08-03 04:00 | 0 | 0.24033 | 0.64353 | 57.0825
2023-08-03 05:00 | 0 | 0.23414 | 0.64014 | 74.2008
2023-08-03 06:00 | 0 | 0.24454 | 0.62845 | 126.8883
2023-08-03 07:00 | 0.071613 | 0.19904 | 0.5803 | 55.2983
2023-08-03 08:00 | 0.41602 | 0.08805 | 0.44367 | -19.0725
2023-08-03 09:00 | 0.53823 | 0.15997 | 0.36591 | -38.6625
2023-08-03 10:00 | 0.57583 | 0.25394 | 0.34541 | -40.5658
2023-08-03 11:00 | 0.58091 | 0.24563 | 0.3337 | -40.0867
2023-08-03 12:00 | 0.57101 | 0.23287 | 0.34115 | -42.0608
2023-08-03 13:00 | 0.48254 | 0.23768 | 0.35468 | -40.4908
2023-08-03 14:00 | 0.43254 | 0.2263 | 0.37372 | -28.9575
2023-08-03 15:00 | 0.3823 | 0.19505 | 0.39767 | -21.9475
2023-08-03 16:00 | 0.38776 | 0.17183 | 0.49605 | 48.5983
2023-08-03 17:00 | 0.16363 | 0.22333 | 0.60838 | 180.6292
2023-08-03 18:00 | 0 | 0.36185 | 0.62559 | 121.6192
2023-08-03 19:00 | 0 | 0.39066 | 0.62865 | 117.9292
2023-08-03 20:00 | 0 | 0.27711 | 0.64161 | 111.4042
2023-08-03 21:00 | 0 | 0.2829 | 0.65057 | 84.095
2023-08-03 22:00 | 0 | 0.27746 | 0.64265 | 77.2833
2023-08-03 23:00 | 0 | 0.20865 | 0.63714 | 64.1525
2023-08-04 | 0 | 0.22085 | 0.65684 | 69.7192
2023-08-04 01:00 | 0 | 0.25656 | 0.65534 | 54.1442
2023-08-04 02:00 | 0 | 0.29135 | 0.65694 | 53.7183
2023-08-04 03:00 | 0 | 0.35227 | 0.66246 | 53.8417
2023-08-04 04:00 | 0 | 0.35358 | 0.67262 | 56.7367
2023-08-04 05:00 | 0 | 0.30128 | 0.66917 | 73.835
2023-08-04 06:00 | 0 | 0.20945 | 0.65463 | 120.0925
2023-08-04 07:00 | 0.053305 | 0.16174 | 0.59244 | 87.6442
2023-08-04 08:00 | 0.34742 | 0.078926 | 0.44797 | 8.12
2023-08-04 09:00 | 0.48856 | 0.10686 | 0.36567 | -1.9742
2023-08-04 10:00 | 0.4712 | 0.1473 | 0.33121 | -18.1233
2023-08-04 11:00 | 0.49025 | 0.14598 | 0.3215 | -9.6208
2023-08-04 12:00 | 0.57394 | 0.19116 | 0.32211 | -37.2525
2023-08-04 13:00 | 0.69513 | 0.14618 | 0.33858 | -41.8367
2023-08-04 14:00 | 0.76941 | 0.092292 | 0.3446 | -28.8292
2023-08-04 15:00 | 0.76862 | 0.039788 | 0.38216 | -0.32333
2023-08-04 16:00 | 0.56196 | 0.01748 | 0.49682 | 68.5767
2023-08-04 17:00 | 0.1754 | 0.046451 | 0.63134 | 121.1217
2023-08-04 18:00 | 0 | 0.15679 | 0.63882 | 89.2325
2023-08-04 19:00 | 0 | 0.23391 | 0.63492 | 83.6008
2023-08-04 20:00 | 0 | 0.20402 | 0.6463 | 64.6617
2023-08-04 21:00 | 0 | 0.20515 | 0.65351 | 64.0133
2023-08-04 22:00 | 0 | 0.13575 | 0.64677 | 64.9092
2023-08-04 23:00 | 0 | 0.12576 | 0.64805 | 62.8592
2023-08-05 | 0 | 0.094326 | 0.66605 | 68.195
2023-08-05 01:00 | 0 | 0.078773 | 0.67699 | 59.1733
2023-08-05 02:00 | 0 | 0.054871 | 0.6822 | 54.7375
2023-08-05 03:00 | 0 | 0.014692 | 0.67976 | 53.5742
2023-08-05 04:00 | 0 | 0.0043215 | 0.67644 | 49.6108
2023-08-05 05:00 | 0 | 0.0023115 | 0.66864 | 56.0492
2023-08-05 06:00 | 0 | 0.000601 | 0.65915 | 72.6833
2023-08-05 07:00 | 0.014828 | 0.006832 | 0.58367 | 54.375
2023-08-05 08:00 | 0.046413 | 0.018679 | 0.44081 | -4.3383
2023-08-05 09:00 | 0.069488 | 0.039251 | 0.35583 | -25.7592
2023-08-05 10:00 | 0.086159 | 0.044443 | 0.3387 | -39.5925
2023-08-05 11:00 | 0.11118 | 0.04763 | 0.33183 | -39.3067
2023-08-05 12:00 | 0.18666 | 0.061529 | 0.33564 | -43.9992
2023-08-05 13:00 | 0.26038 | 0.040697 | 0.33491 | -43.5667
2023-08-05 14:00 | 0.059395 | 0.010368 | 0.34359 | 0.145
2023-08-05 15:00 | 0.023127 | 0.010171 | 0.39923 | 10.5758
2023-08-05 16:00 | 0.019357 | 0.034149 | 0.50804 | 62.4017
2023-08-05 17:00 | 0.010395 | 0.036533 | 0.63391 | 141.4108
2023-08-05 18:00 | 0 | 0.054845 | 0.64069 | 112.2842
2023-08-05 19:00 | 0 | 0.062766 | 0.63964 | 95.845
2023-08-05 20:00 | 0 | 0.063714 | 0.65117 | 100.4042
2023-08-05 21:00 | 0 | 0.054029 | 0.65249 | 86.8033
2023-08-05 22:00 | 0 | 0.067561 | 0.64081 | 77.3067
2023-08-05 23:00 | 0 | 0.10128 | 0.64604 | 86.9333
2023-08-06 | 0 | 0.13334 | 0.65223 | 77.4383
2023-08-06 01:00 | 0 | 0.19225 | 0.64804 | 61.3325
2023-08-06 02:00 | 0 | 0.25537 | 0.66664 | 56.8708
2023-08-06 03:00 | 0 | 0.35522 | 0.67312 | 55.0875
2023-08-06 04:00 | 0 | 0.43689 | 0.67299 | 54.0983
2023-08-06 05:00 | 0 | 0.50956 | 0.67543 | 64.0108
2023-08-06 06:00 | 0 | 0.55409 | 0.67972 | 71.6733
2023-08-06 07:00 | 0.046363 | 0.51852 | 0.59663 | 56.2017
2023-08-06 08:00 | 0.37419 | 0.33582 | 0.43939 | -0.83583
2023-08-06 09:00 | 0.4841 | 0.22845 | 0.37951 | 10.4983
2023-08-06 10:00 | 0.52313 | 0.24784 | 0.36092 | 12.2883
2023-08-06 11:00 | 0.65146 | 0.20271 | 0.34858 | 25.5725
2023-08-06 12:00 | 0.66741 | 0.17897 | 0.36192 | 36.3142
2023-08-06 13:00 | 0.69174 | 0.16812 | 0.38779 | 37.7083
2023-08-06 14:00 | 0.78157 | 0.18594 | 0.42021 | 40.2908
2023-08-06 15:00 | 0.75442 | 0.20052 | 0.44856 | 33.3542
2023-08-06 16:00 | 0.60018 | 0.20161 | 0.51537 | 90.5675
2023-08-06 17:00 | 0.19917 | 0.23834 | 0.6092 | 203.5475
2023-08-06 18:00 | 0 | 0.33646 | 0.62773 | 234.8333
2023-08-06 19:00 | 0 | 0.4194 | 0.63052 | 115.7283
2023-08-06 20:00 | 0 | 0.50968 | 0.64431 | 91.0492
2023-08-06 21:00 | 0 | 0.62763 | 0.64376 | 78.9592
2023-08-06 22:00 | 0 | 0.63878 | 0.63936 | 83.1425
2023-08-06 23:00 | 0 | 0.53664 | 0.64203 | 75.2408
2023-08-07 | 0 | 0.51382 | 0.64832 | 64.225
2023-08-07 01:00 | 0 | 0.46251 | 0.64725 | 60.4108
2023-08-07 02:00 | 0 | 0.48171 | 0.64541 | 56.6375
2023-08-07 03:00 | 0 | 0.53975 | 0.65351 | 58.8167
2023-08-07 04:00 | 0 | 0.60681 | 0.67031 | 70.5675
2023-08-07 05:00 | 0 | 0.53862 | 0.67929 | 96.1367
2023-08-07 06:00 | 0 | 0.56113 | 0.66307 | 138.9417
2023-08-07 07:00 | 0.19305 | 0.44832 | 0.59984 | 102.2167
2023-08-07 08:00 | 0.63457 | 0.25928 | 0.45641 | 39.2017
2023-08-07 09:00 | 0.87125 | 0.24801 | 0.39243 | 22.2375
2023-08-07 10:00 | 0.86598 | 0.45482 | 0.35272 | -36.4533
2023-08-07 11:00 | 0.84132 | 0.42916 | 0.32743 | 12.6592
2023-08-07 12:00 | 0.8311 | 0.39866 | 0.36372 | 44.0367
2023-08-07 13:00 | 0.83676 | 0.33981 | 0.39719 | 53.9242
2023-08-07 14:00 | 0.85739 | 0.33428 | 0.43139 | 58.1742
2023-08-07 15:00 | 0.87261 | 0.39171 | 0.47711 | 59.375
2023-08-07 16:00 | 0.64179 | 0.39754 | 0.54292 | 125.3983
2023-08-07 17:00 | 0.21452 | 0.29922 | 0.60139 | 172.9367
2023-08-07 18:00 | 0 | 0.38928 | 0.60659 | 168.2392
2023-08-07 19:00 | 0 | 0.47074 | 0.62082 | 154.2383
2023-08-07 20:00 | 0 | 0.45385 | 0.63264 | 123.81
2023-08-07 21:00 | 0 | 0.53166 | 0.63655 | 112.1267
2023-08-07 22:00 | 0 | 0.60768 | 0.6341 | 102.81
2023-08-07 23:00 | 0 | 0.67027 | 0.64313 | 84.1
2023-08-08 | 0 | 0.76488 | 0.6438 | 74.6517
2023-08-08 01:00 | 0 | 0.7377 | 0.64162 | 72.6342
2023-08-08 02:00 | 0 | 0.70333 | 0.63619 | 65.4383
2023-08-08 03:00 | 0 | 0.58196 | 0.63594 | 62.4308
2023-08-08 04:00 | 0 | 0.53223 | 0.64635 | 63.9233
2023-08-08 05:00 | 0 | 0.49745 | 0.65348 | 89.3733
2023-08-08 06:00 | 0 | 0.49 | 0.64537 | 227.8617
2023-08-08 07:00 | 0.19564 | 0.4899 | 0.58878 | 125.4433
2023-08-08 08:00 | 0.63298 | 0.36921 | 0.45483 | 54.6242
2023-08-08 09:00 | 0.86809 | 0.20673 | 0.37691 | 19.91
2023-08-08 10:00 | 0.86299 | 0.15814 | 0.33634 | -16
2023-08-08 11:00 | 0.8307 | 0.079006 | 0.31755 | 3.5925
2023-08-08 12:00 | 0.81342 | 0.043529 | 0.3299 | 6.4517
2023-08-08 13:00 | 0.81484 | 0.054812 | 0.36479 | 26.6867
2023-08-08 14:00 | 0.83252 | 0.096674 | 0.40163 | 33.9908
2023-08-08 15:00 | 0.82952 | 0.11942 | 0.46094 | 47.1433
2023-08-08 16:00 | 0.62707 | 0.14441 | 0.53639 | 91.8508
2023-08-08 17:00 | 0.20647 | 0.18141 | 0.60855 | 342.5058
2023-08-08 18:00 | 0 | 0.30557 | 0.61174 | 338.98
2023-08-08 19:00 | 0 | 0.35055 | 0.60891 | 150.5883
2023-08-08 20:00 | 0 | 0.34693 | 0.61538 | 129.4667
2023-08-08 21:00 | 0 | 0.39198 | 0.64022 | 118.2442
2023-08-08 22:00 | 0 | 0.41878 | 0.65044 | 91.8133
2023-08-08 23:00 | 0 | 0.41208 | 0.65119 | 69.3725
2023-08-09 | 0 | 0.45447 | 0.64625 | 56.2542
2023-08-09 01:00 | 0 | 0.48048 | 0.64174 | 55.0333
2023-08-09 02:00 | 0 | 0.47786 | 0.63906 | 51.5625
2023-08-09 03:00 | 0 | 0.49768 | 0.6437 | 51.8425
2023-08-09 04:00 | 0 | 0.45281 | 0.64142 | 56.7475
2023-08-09 05:00 | 0 | 0.43083 | 0.64206 | 73.2167
2023-08-09 06:00 | 0 | 0.42946 | 0.62987 | 164.5658
2023-08-09 07:00 | 0.19245 | 0.373 | 0.5694 | 122.96
2023-08-09 08:00 | 0.62467 | 0.27782 | 0.42179 | 17.26
2023-08-09 09:00 | 0.84958 | 0.12906 | 0.34136 | -30.2217
2023-08-09 10:00 | 0.84891 | 0.18117 | 0.32077 | -40.8233
2023-08-09 11:00 | 0.83083 | 0.12696 | 0.31573 | -38.5883
2023-08-09 12:00 | 0.81115 | 0.095898 | 0.33397 | -40.8317
2023-08-09 13:00 | 0.79173 | 0.10086 | 0.34128 | -40.9667
2023-08-09 14:00 | 0.81758 | 0.12728 | 0.3444 | -33.2842
2023-08-09 15:00 | 0.82803 | 0.17984 | 0.38788 | 24.2033
2023-08-09 16:00 | 0.60348 | 0.27208 | 0.49148 | 66.3042
2023-08-09 17:00 | 0.20892 | 0.31601 | 0.62841 | 203.0317
2023-08-09 18:00 | 0 | 0.40282 | 0.64294 | 164.5342
2023-08-09 19:00 | 0 | 0.4876 | 0.63792 | 95.3875
2023-08-09 20:00 | 0 | 0.47114 | 0.65378 | 94.3192
2023-08-09 21:00 | 0 | 0.61593 | 0.65977 | 95.9358
2023-08-09 22:00 | 0 | 0.66436 | 0.64973 | 92.2967
2023-08-09 23:00 | 0 | 0.6736 | 0.64875 | 79.54
2023-08-10 | 0 | 0.66558 | 0.65727 | 76.7492
2023-08-10 01:00 | 0 | 0.60756 | 0.65456 | 64.7733
2023-08-10 02:00 | 0 | 0.61676 | 0.65544 | 56.765
2023-08-10 03:00 | 0 | 0.68264 | 0.65901 | 57.8408
2023-08-10 04:00 | 0 | 0.69231 | 0.66364 | 64.7833
2023-08-10 05:00 | 0 | 0.66581 | 0.67181 | 75.5675
2023-08-10 06:00 | 0 | 0.68341 | 0.65704 | 671.5642
2023-08-10 07:00 | 0.16177 | 0.58965 | 0.56055 | 97.7708
2023-08-10 08:00 | 0.55826 | 0.36994 | 0.41193 | 9.9325
2023-08-10 09:00 | 0.70517 | 0.22 | 0.34013 | -41.175
2023-08-10 10:00 | 0.64559 | 0.281 | 0.3206 | -44.6242
2023-08-10 11:00 | 0.5914 | 0.27415 | 0.30545 | -23.5892
2023-08-10 12:00 | 0.54994 | 0.24743 | 0.31795 | 14.5183
2023-08-10 13:00 | 0.6063 | 0.22859 | 0.33288 | -12.1167
2023-08-10 14:00 | 0.53808 | 0.21464 | 0.34047 | -2.9408
2023-08-10 15:00 | 0.4849 | 0.20784 | 0.38915 | 34.345
2023-08-10 16:00 | 0.4052 | 0.26067 | 0.49891 | 76.1767
2023-08-10 17:00 | 0.16048 | 0.33131 | 0.61844 | 184.5492
2023-08-10 18:00 | 0 | 0.44515 | 0.63618 | 167.315
2023-08-10 19:00 | 0 | 0.46253 | 0.63841 | 99.1117
2023-08-10 20:00 | 0 | 0.35352 | 0.66577 | 116.1158
2023-08-10 21:00 | 0 | 0.39246 | 0.67746 | 129.2458
2023-08-10 22:00 | 0 | 0.39795 | 0.66611 | 80.5842
2023-08-10 23:00 | 0 | 0.34586 | 0.68184 | 72.2233
2023-08-11 | 0 | 0.31876 | 0.69491 | 69.4267
2023-08-11 01:00 | 0 | 0.30565 | 0.6926 | 59.7958
2023-08-11 02:00 | 0 | 0.2708 | 0.68001 | 58.8692
2023-08-11 03:00 | 0 | 0.27232 | 0.67127 | 59.08
2023-08-11 04:00 | 0 | 0.25072 | 0.67878 | 62.1325
2023-08-11 05:00 | 0 | 0.23871 | 0.68381 | 97.6175
2023-08-11 06:00 | 0 | 0.20781 | 0.66742 | 159.01
2023-08-11 07:00 | 0.098626 | 0.14496 | 0.58237 | 122.2708
2023-08-11 08:00 | 0.37921 | 0.079576 | 0.42892 | 25.7408
2023-08-11 09:00 | 0.61357 | 0.077827 | 0.34444 | -23.4042
2023-08-11 10:00 | 0.48226 | 0.16629 | 0.32405 | -44.2858
2023-08-11 11:00 | 0.42136 | 0.19217 | 0.31416 | -47.5175
2023-08-11 12:00 | 0.43757 | 0.27934 | 0.31738 | -47.4658
2023-08-11 13:00 | 0.4207 | 0.3835 | 0.32985 | -45.8867
2023-08-11 14:00 | 0.36874 | 0.39514 | 0.33569 | -34.3825
2023-08-11 15:00 | 0.3485 | 0.35584 | 0.38803 | 16.1992
2023-08-11 16:00 | 0.22295 | 0.31405 | 0.51647 | 80.18
2023-08-11 17:00 | 0.060301 | 0.28784 | 0.63495 | 124.2683
2023-08-11 18:00 | 0 | 0.28775 | 0.66216 | 113.6442
2023-08-11 19:00 | 0 | 0.20013 | 0.66522 | 91.1425
2023-08-11 20:00 | 0 | 0.12215 | 0.67733 | 90.7742
2023-08-11 21:00 | 0 | 0.24962 | 0.66998 | 75.2192
2023-08-11 22:00 | 0 | 0.38059 | 0.66856 | 92.0358
2023-08-11 23:00 | 0 | 0.33737 | 0.67739 | 102.7567
2023-08-12 | 0 | 0.2499 | 0.67894 | 70.5875
2023-08-12 01:00 | 0 | 0.25923 | 0.67667 | 58.0592
2023-08-12 02:00 | 0 | 0.23186 | 0.68351 | 56.0825
2023-08-12 03:00 | 0 | 0.22158 | 0.69736 | 56.0833
2023-08-12 04:00 | 0 | 0.21494 | 0.7016 | 60.1167
2023-08-12 05:00 | 0 | 0.18252 | 0.67651 | 63.39
2023-08-12 06:00 | 0 | 0.14292 | 0.67602 | 90.12
2023-08-12 07:00 | 0.063529 | 0.095315 | 0.57109 | 43.2517
2023-08-12 08:00 | 0.18133 | 0.053846 | 0.40359 | -25.9475
2023-08-12 09:00 | 0.34591 | 0.14048 | 0.35868 | -44.6442
2023-08-12 10:00 | 0.35831 | 0.23287 | 0.33561 | -46.5417
2023-08-12 11:00 | 0.32866 | 0.31464 | 0.32809 | -49.625
2023-08-12 12:00 | 0.23327 | 0.3251 | 0.32908 | -50.135
2023-08-12 13:00 | 0.21765 | 0.27231 | 0.3299 | -41.6675
2023-08-12 14:00 | 0.14988 | 0.11932 | 0.34374 | -20.0917
2023-08-12 15:00 | 0.14578 | 0.021415 | 0.39137 | 14.3183
2023-08-12 16:00 | 0.31992 | 0.010914 | 0.49329 | 72.4908
2023-08-12 17:00 | 0.12837 | 0.014255 | 0.6252 | 145.3483
2023-08-12 18:00 | 0 | 0.0062415 | 0.65837 | 142.4842
2023-08-12 19:00 | 0 | 0.0089945 | 0.66809 | 101.71
2023-08-12 20:00 | 0 | 0.031484 | 0.67679 | 149.2217
2023-08-12 21:00 | 0 | 0.026484 | 0.66842 | 116.8483
2023-08-12 22:00 | 0 | 0.028171 | 0.65644 | 98.6267
2023-08-12 23:00 | 0 | 0.022758 | 0.652 | 86.8658
2023-08-13 | 0 | 0.014591 | 0.65066 | 70.5542
2023-08-13 01:00 | 0 | 0.016296 | 0.67186 | 74.8367
2023-08-13 02:00 | 0 | 0.020522 | 0.67909 | 66.3
2023-08-13 03:00 | 0 | 0.031021 | 0.67779 | 61.7908
2023-08-13 04:00 | 0 | 0.037553 | 0.67691 | 63.7158
2023-08-13 05:00 | 0 | 0.039885 | 0.67813 | 63.2542
2023-08-13 06:00 | 0 | 0.041071 | 0.67234 | 75.9925
2023-08-13 07:00 | 0.16175 | 0.024062 | 0.55974 | 39.5342
2023-08-13 08:00 | 0.47412 | 0.004439 | 0.40971 | -29.5742
2023-08-13 09:00 | 0.79062 | 0.0014185 | 0.36384 | -44.7617
2023-08-13 10:00 | 0.83803 | 0.0008415 | 0.34485 | -49.2342
2023-08-13 11:00 | 0.80644 | 0.005933 | 0.34429 | -54.1667
2023-08-13 12:00 | 0.79258 | 0.046159 | 0.33902 | -54.5017
2023-08-13 13:00 | 0.74302 | 0.062528 | 0.34167 | -52.7283
2023-08-13 14:00 | 0.85545 | 0.056623 | 0.34746 | -46.5917
2023-08-13 15:00 | 0.87232 | 0.050699 | 0.36869 | -16.7408
2023-08-13 16:00 | 0.64728 | 0.045526 | 0.47573 | 78.7258
2023-08-13 17:00 | 0.2268 | 0.060377 | 0.61941 | 205.0292
2023-08-13 18:00 | 0 | 0.080715 | 0.64974 | 221.1492
2023-08-13 19:00 | 0 | 0.055799 | 0.65177 | 131.6575
2023-08-13 20:00 | 0 | 0.027286 | 0.6613 | 129.9025
2023-08-13 21:00 | 0 | 0.0019335 | 0.66363 | 104.6942
2023-08-13 22:00 | 0 | 0.004216 | 0.66204 | 98.6025
2023-08-13 23:00 | 0 | 0.002988 | 0.67485 | 111.6608
2023-08-14 | 0 | 0.004899 | 0.67376 | 81.2375
2023-08-14 01:00 | 0 | 0.016668 | 0.66979 | 71.6858
2023-08-14 02:00 | 0 | 0.013814 | 0.66856 | 59.4383
2023-08-14 03:00 | 0 | 0.005604 | 0.69421 | 62.9008
2023-08-14 04:00 | 0 | 0.01416 | 0.68651 | 64.1392
2023-08-14 05:00 | 0 | 0.082953 | 0.68849 | 93.6217
2023-08-14 06:00 | 0 | 0.13612 | 0.66825 | 251.7158
2023-08-14 07:00 | 0.15817 | 0.16714 | 0.57484 | 135.7658
2023-08-14 08:00 | 0.51371 | 0.11275 | 0.40482 | 3.5792
2023-08-14 09:00 | 0.82789 | 0.037601 | 0.33822 | -24.8158
2023-08-14 10:00 | 0.85542 | 0.019016 | 0.32212 | -42.8858
2023-08-14 11:00 | 0.84036 | 0.003898 | 0.3142 | -45.9508
2023-08-14 12:00 | 0.81682 | 0.0088475 | 0.31507 | -45.8583
2023-08-14 13:00 | 0.825 | 0.030142 | 0.31725 | -43.6108
2023-08-14 14:00 | 0.87418 | 0.047477 | 0.32462 | -37.8808
2023-08-14 15:00 | 0.89211 | 0.061077 | 0.35543 | -9.665
2023-08-14 16:00 | 0.66233 | 0.081588 | 0.47623 | 137.41
2023-08-14 17:00 | 0.22929 | 0.12561 | 0.60093 | 317.995
2023-08-14 18:00 | 0 | 0.18064 | 0.61265 | 326.925
2023-08-14 19:00 | 0 | 0.16864 | 0.62134 | 227.4433
2023-08-14 20:00 | 0 | 0.098245 | 0.63611 | 189.2742
2023-08-14 21:00 | 0 | 0.027637 | 0.63578 | 126.2692
2023-08-14 22:00 | 0 | 0.004206 | 0.63886 | 145.7508
2023-08-14 23:00 | 0 | 0.003286 | 0.63646 | 204.04
2023-08-15 | 0 | 0.005805 | 0.63246 | 168.1
2023-08-15 01:00 | 0 | 0.018672 | 0.63841 | 124.1008
2023-08-15 02:00 | 0 | 0.028531 | 0.64913 | 83.9192
2023-08-15 03:00 | 0 | 0.021423 | 0.65621 | 76.75
2023-08-15 04:00 | 0 | 0.020199 | 0.65502 | 91.8933
2023-08-15 05:00 | 0 | 0.017074 | 0.63885 | 94.4883
2023-08-15 06:00 | 0 | 0.017746 | 0.63359 | 223.8442
2023-08-15 07:00 | 0.21422 | 0.014507 | 0.5498 | 134.8067
2023-08-15 08:00 | 0.65063 | 0.021841 | 0.40799 | 14.3683
2023-08-15 09:00 | 0.87924 | 0.0039695 | 0.35102 | -4.13
2023-08-15 10:00 | 0.86713 | 0.026742 | 0.3346 | -40.9908
2023-08-15 11:00 | 0.84238 | 0.05109 | 0.31758 | -8.3958
2023-08-15 12:00 | 0.83354 | 0.050994 | 0.32104 | -17.305
2023-08-15 13:00 | 0.84896 | 0.074451 | 0.32724 | 3.4867
2023-08-15 14:00 | 0.82941 | 0.15035 | 0.35581 | 23.5867
2023-08-15 15:00 | 0.66605 | 0.31765 | 0.41362 | 32.6825
2023-08-15 16:00 | 0.53777 | 0.30966 | 0.50116 | 99.1592
2023-08-15 17:00 | 0.15495 | 0.16364 | 0.5854 | 356.1275
2023-08-15 18:00 | 0 | 0.10058 | 0.59743 | 898.485
2023-08-15 19:00 | 0 | 0.12899 | 0.61915 | 181.9225
2023-08-15 20:00 | 0 | 0.44437 | 0.62048 | 239.0183
2023-08-15 21:00 | 0 | 0.87726 | 0.63303 | 160.05
2023-08-15 22:00 | 0 | 0.9083 | 0.63877 | 151.0708
2023-08-15 23:00 | 0 | 0.90116 | 0.63543 | 131.2117
2023-08-16 | 0 | 0.9081 | 0.64121 | 104.4942
2023-08-16 01:00 | 0 | 0.91502 | 0.66018 | 101.6333
2023-08-16 02:00 | 0 | 0.90412 | 0.66843 | 98.1333
2023-08-16 03:00 | 0 | 0.9153 | 0.68336 | 107.7142
2023-08-16 04:00 | 0 | 0.89437 | 0.68442 | 116.5658
2023-08-16 05:00 | 0 | 0.87745 | 0.68142 | 212.1358
2023-08-16 06:00 | 0 | 0.88339 | 0.67294 | 317.3108
2023-08-16 07:00 | 0.21359 | 0.75771 | 0.56165 | 134.4867
2023-08-16 08:00 | 0.65601 | 0.35921 | 0.41477 | 19.915
2023-08-16 09:00 | 0.89907 | 0.56265 | 0.36052 | -15.1233
2023-08-16 10:00 | 0.88817 | 0.69008 | 0.34638 | -41.89
2023-08-16 11:00 | 0.85353 | 0.70611 | 0.32547 | -40.9
2023-08-16 12:00 | 0.85795 | 0.59733 | 0.32927 | -41
2023-08-16 13:00 | 0.86578 | 0.52839 | 0.33015 | -41.0725
2023-08-16 14:00 | 0.88397 | 0.52771 | 0.33499 | -17.1933
2023-08-16 15:00 | 0.88888 | 0.48071 | 0.38956 | 28.9817
2023-08-16 16:00 | 0.65466 | 0.44404 | 0.52072 | 117.2108
2023-08-16 17:00 | 0.23569 | 0.31513 | 0.61435 | 294.4092
2023-08-16 18:00 | 0 | 0.33158 | 0.63496 | 315.6992
2023-08-16 19:00 | 0 | 0.43534 | 0.63613 | 188.4142
2023-08-16 20:00 | 0 | 0.49581 | 0.64496 | 130.9442
2023-08-16 21:00 | 0 | 0.48855 | 0.64588 | 123.9158
2023-08-16 22:00 | 0 | 0.4426 | 0.63523 | 123.7242
2023-08-16 23:00 | 0 | 0.41725 | 0.62891 | 100.38
2023-08-17 | 0 | 0.39136 | 0.62702 | 91.3525
2023-08-17 01:00 | 0 | 0.33615 | 0.63398 | 90.14
2023-08-17 02:00 | 0 | 0.26675 | 0.6376 | 77.0075
2023-08-17 03:00 | 0 | 0.20548 | 0.63385 | 73.1008
2023-08-17 04:00 | 0 | 0.17944 | 0.62924 | 80.7142
2023-08-17 05:00 | 0 | 0.21186 | 0.62541 | 95.1517
2023-08-17 06:00 | 0 | 0.19658 | 0.62332 | 117.1125
2023-08-17 07:00 | 0.21515 | 0.15413 | 0.53588 | 103.3225
2023-08-17 08:00 | 0.63763 | 0.071278 | 0.43229 | 47.2008
2023-08-17 09:00 | 0.85773 | 0.0032995 | 0.37197 | 45.18
2023-08-17 10:00 | 0.84866 | 0.001546 | 0.34497 | 43.0425
2023-08-17 11:00 | 0.83292 | 0.000901 | 0.34731 | 34.5992
2023-08-17 12:00 | 0.82436 | 0.0024755 | 0.32947 | -3.3758
2023-08-17 13:00 | 0.83665 | 0.00845 | 0.32817 | -10.6275
2023-08-17 14:00 | 0.85655 | 0.021489 | 0.3629 | 33.0192
2023-08-17 15:00 | 0.86802 | 0.036174 | 0.43458 | 79.5942
2023-08-17 16:00 | 0.64315 | 0.075204 | 0.53561 | 169.7558
2023-08-17 17:00 | 0.23046 | 0.13675 | 0.62058 | 178.4992
2023-08-17 18:00 | 0 | 0.15105 | 0.64142 | 287.935
2023-08-17 19:00 | 0 | 0.15626 | 0.64417 | 162.8008
2023-08-17 20:00 | 0 | 0.16752 | 0.6515 | 138.5583
2023-08-17 21:00 | 0 | 0.17091 | 0.66366 | 100.065
2023-08-17 22:00 | 0 | 0.17007 | 0.663 | 140.8567
2023-08-17 23:00 | 0 | 0.15581 | 0.65996 | 122.0325
2023-08-18 | 0 | 0.14654 | 0.66423 | 90.6083
2023-08-18 01:00 | 0 | 0.13195 | 0.66234 | 70.525
2023-08-18 02:00 | 0 | 0.11353 | 0.64613 | 59.0917
2023-08-18 03:00 | 0 | 0.061477 | 0.6438 | 50.4958
2023-08-18 04:00 | 0 | 0.046032 | 0.64013 | 54.4867
2023-08-18 05:00 | 0 | 0.035068 | 0.64507 | 61.2567
2023-08-18 06:00 | 0 | 0.039794 | 0.64178 | 121.57
2023-08-18 07:00 | 0.20999 | 0.05344 | 0.58678 | 106.5575
2023-08-18 08:00 | 0.63806 | 0.064112 | 0.50995 | 73.0667
2023-08-18 09:00 | 0.85452 | 0.045576 | 0.44496 | 56.43
2023-08-18 10:00 | 0.862 | 0.1051 | 0.42716 | 51.5175
2023-08-18 11:00 | 0.85757 | 0.11385 | 0.39187 | 43.97
2023-08-18 12:00 | 0.84369 | 0.1123 | 0.37784 | -3.135
2023-08-18 13:00 | 0.8492 | 0.098425 | 0.3634 | -33.8442
2023-08-18 14:00 | 0.86722 | 0.077347 | 0.36386 | -40.4717
2023-08-18 15:00 | 0.87009 | 0.048354 | 0.3743 | -2.4917
2023-08-18 16:00 | 0.64654 | 0.041887 | 0.47781 | 54.1142
2023-08-18 17:00 | 0.23052 | 0.038332 | 0.61762 | 125.9175
2023-08-18 18:00 | 0 | 0.03314 | 0.64376 | 147.3675
2023-08-18 19:00 | 0 | 0.031524 | 0.64698 | 86.3092
2023-08-18 20:00 | 0 | 0.062854 | 0.64879 | 83.0825
2023-08-18 21:00 | 0 | 0.15412 | 0.65709 | 72.0283
2023-08-18 22:00 | 0 | 0.15861 | 0.64314 | 69.3467
2023-08-18 23:00 | 0 | 0.11319 | 0.64581 | 78.0075
2023-08-19 | 0 | 0.061412 | 0.64331 | 60.965
2023-08-19 01:00 | 0 | 0.057767 | 0.64626 | 60.1675
2023-08-19 02:00 | 0 | 0.10519 | 0.66781 | 61.485
2023-08-19 03:00 | 0 | 0.18026 | 0.66268 | 60.3867
2023-08-19 04:00 | 0 | 0.35235 | 0.6585 | 60.6758
2023-08-19 05:00 | 0 | 0.53887 | 0.65516 | 61.17
2023-08-19 06:00 | 0 | 0.64094 | 0.65281 | 71.105
2023-08-19 07:00 | 0.22855 | 0.63273 | 0.4969 | 27.9958
2023-08-19 08:00 | 0.64337 | 0.41793 | 0.37419 | -36.7325
2023-08-19 09:00 | 0.87625 | 0.29843 | 0.3263 | -44.7775
2023-08-19 10:00 | 0.87426 | 0.2861 | 0.31488 | -54.7517
2023-08-19 11:00 | 0.85343 | 0.22217 | 0.30344 | -55.525
2023-08-19 12:00 | 0.83469 | 0.16697 | 0.29677 | -54.7817
2023-08-19 13:00 | 0.83901 | 0.12592 | 0.30894 | -56.0917
2023-08-19 14:00 | 0.86828 | 0.10748 | 0.31662 | -50.2842
2023-08-19 15:00 | 0.88122 | 0.084777 | 0.34176 | -41.685
2023-08-19 16:00 | 0.65131 | 0.0831 | 0.41833 | 21.8867
2023-08-19 17:00 | 0.2372 | 0.13679 | 0.60929 | 91.9983
2023-08-19 18:00 | 0 | 0.22002 | 0.62575 | 96.0233
2023-08-19 19:00 | 0 | 0.3021 | 0.6231 | 75.5558
2023-08-19 20:00 | 0 | 0.34318 | 0.63447 | 80.8333
2023-08-19 21:00 | 0 | 0.35821 | 0.63349 | 76.755
2023-08-19 22:00 | 0 | 0.43667 | 0.62221 | 69.9033
2023-08-19 23:00 | 0 | 0.53807 | 0.63151 | 67.1425
2023-08-20 | 0 | 0.62068 | 0.62252 | 58.6975
2023-08-20 01:00 | 0 | 0.65269 | 0.61765 | 57.9575
2023-08-20 02:00 | 0 | 0.73086 | 0.61768 | 56.665
2023-08-20 03:00 | 0 | 0.80278 | 0.61821 | 58.5042
2023-08-20 04:00 | 0 | 0.81862 | 0.61705 | 55.8133
2023-08-20 05:00 | 0 | 0.8162 | 0.61747 | 60.0308
2023-08-20 06:00 | 0 | 0.81669 | 0.62535 | 62.95
2023-08-20 07:00 | 0.23581 | 0.69682 | 0.48702 | 43.3675
2023-08-20 08:00 | 0.66891 | 0.46157 | 0.35417 | -14.42
2023-08-20 09:00 | 0.88937 | 0.37654 | 0.31854 | -41.0483
2023-08-20 10:00 | 0.88158 | 0.31474 | 0.30232 | -45.18
2023-08-20 11:00 | 0.85854 | 0.21651 | 0.29453 | -46.16
2023-08-20 12:00 | 0.84075 | 0.14671 | 0.29302 | -45.5183
2023-08-20 13:00 | 0.84137 | 0.12842 | 0.31807 | -47.9442
2023-08-20 14:00 | 0.86804 | 0.12531 | 0.35575 | -47.105
2023-08-20 15:00 | 0.86048 | 0.12343 | 0.35825 | -16.3142
2023-08-20 16:00 | 0.62357 | 0.12652 | 0.45234 | 56.75
2023-08-20 17:00 | 0.21454 | 0.11897 | 0.60837 | 195.8692
2023-08-20 18:00 | 0 | 0.17185 | 0.62917 | 271.5658
2023-08-20 19:00 | 0 | 0.3146 | 0.63724 | 163.8133
2023-08-20 20:00 | 0 | 0.39975 | 0.64918 | 180.8575
2023-08-20 21:00 | 0 | 0.37112 | 0.64631 | 119.1675
2023-08-20 22:00 | 0 | 0.42094 | 0.65081 | 124.5875
2023-08-20 23:00 | 0 | 0.51672 | 0.65865 | 112.7383
2023-08-21 | 0 | 0.61508 | 0.67602 | 94.4767
2023-08-21 01:00 | 0 | 0.65075 | 0.67767 | 90.1592
2023-08-21 02:00 | 0 | 0.63665 | 0.66901 | 68.7158
2023-08-21 03:00 | 0 | 0.62974 | 0.67062 | 64.3542
2023-08-21 04:00 | 0 | 0.63497 | 0.66586 | 65.1475
2023-08-21 05:00 | 0 | 0.60745 | 0.65901 | 114.0417
2023-08-21 06:00 | 0 | 0.55032 | 0.62457 | 229.4142
2023-08-21 07:00 | 0.19689 | 0.4446 | 0.52963 | 57.8017
2023-08-21 08:00 | 0.63804 | 0.23093 | 0.39081 | -14.3833
2023-08-21 09:00 | 0.86441 | 0.30126 | 0.35575 | -41.1467
2023-08-21 10:00 | 0.77661 | 0.5542 | 0.34712 | -44.8542
2023-08-21 11:00 | 0.72301 | 0.49895 | 0.33138 | -41.3133
2023-08-21 12:00 | 0.6501 | 0.41417 | 0.31888 | -38.8317
2023-08-21 13:00 | 0.58599 | 0.38475 | 0.3138 | -30.7208
2023-08-21 14:00 | 0.47883 | 0.37272 | 0.32737 | -35.3658
2023-08-21 15:00 | 0.46018 | 0.38187 | 0.37431 | -13.7883
2023-08-21 16:00 | 0.35891 | 0.3726 | 0.48064 | 47.9575
2023-08-21 17:00 | 0.11467 | 0.40712 | 0.60433 | 208.0158
2023-08-21 18:00 | 0 | 0.46995 | 0.61992 | 239.3425
2023-08-21 19:00 | 0 | 0.44135 | 0.622 | 142.27
2023-08-21 20:00 | 0 | 0.38177 | 0.63786 | 164.8883
2023-08-21 21:00 | 0 | 0.34931 | 0.64937 | 135.265
2023-08-21 22:00 | 0 | 0.32711 | 0.65119 | 117.5008
2023-08-21 23:00 | 0 | 0.32304 | 0.65453 | 104.4858
2023-08-22 | 0 | 0.31421 | 0.66194 | 82.6725
2023-08-22 01:00 | 0 | 0.25258 | 0.66179 | 68.3633
2023-08-22 02:00 | 0 | 0.19152 | 0.6646 | 65.945
2023-08-22 03:00 | 0 | 0.1483 | 0.66179 | 60.6967
2023-08-22 04:00 | 0 | 0.12118 | 0.6578 | 62.065
2023-08-22 05:00 | 0 | 0.087571 | 0.66318 | 78.2333
2023-08-22 06:00 | 0 | 0.060176 | 0.64893 | 111.3492
2023-08-22 07:00 | 0.23468 | 0.040194 | 0.54396 | 44.995
2023-08-22 08:00 | 0.68621 | 0.030582 | 0.41465 | -23.4533
2023-08-22 09:00 | 0.86111 | 0.065756 | 0.3744 | -42.1475
2023-08-22 10:00 | 0.8381 | 0.11032 | 0.34924 | -38.8567
2023-08-22 11:00 | 0.76782 | 0.11801 | 0.32842 | -41.1717
2023-08-22 12:00 | 0.67006 | 0.11979 | 0.31645 | -12.5092
2023-08-22 13:00 | 0.54744 | 0.14437 | 0.33675 | 23.445
2023-08-22 14:00 | 0.54436 | 0.17223 | 0.36736 | 22.85
2023-08-22 15:00 | 0.44958 | 0.20171 | 0.42887 | 39.49
2023-08-22 16:00 | 0.35669 | 0.21178 | 0.52628 | 96.5883
2023-08-22 17:00 | 0.10224 | 0.13901 | 0.61853 | 246.2942
2023-08-22 18:00 | 0 | 0.15121 | 0.62902 | 258.7383
2023-08-22 19:00 | 0 | 0.1665 | 0.63453 | 136.6458
2023-08-22 20:00 | 0 | 0.22566 | 0.64802 | 112.4117
2023-08-22 21:00 | 0 | 0.23236 | 0.64978 | 106.2767
2023-08-22 22:00 | 0 | 0.28122 | 0.6503 | 112.4742
2023-08-22 23:00 | 0 | 0.75871 | 0.65507 | 80.4925
2023-08-23 | 0 | 0.91843 | 0.65501 | 66.0558
2023-08-23 01:00 | 0 | 0.91011 | 0.66584 | 58.0742
2023-08-23 02:00 | 0 | 0.89681 | 0.67096 | 55.64
2023-08-23 03:00 | 0 | 0.90495 | 0.66389 | 55.5208
2023-08-23 04:00 | 0 | 0.90387 | 0.66569 | 58.2825
2023-08-23 05:00 | 0 | 0.91189 | 0.67137 | 78.0908
2023-08-23 06:00 | 0 | 0.91512 | 0.65659 | 147.3725
2023-08-23 07:00 | 0.25052 | 0.91014 | 0.54814 | 83.3642
2023-08-23 08:00 | 0.74155 | 0.9124 | 0.40227 | -8.0292
2023-08-23 09:00 | 0.96006 | 0.8985 | 0.33427 | -33.0167
2023-08-23 10:00 | 0.95389 | 0.89765 | 0.31437 | -42.0625
2023-08-23 11:00 | 0.93076 | 0.89921 | 0.2997 | -44.3058
2023-08-23 12:00 | 0.91974 | 0.88623 | 0.29991 | -44.7883
2023-08-23 13:00 | 0.92398 | 0.86753 | 0.30166 | -41.2042
2023-08-23 14:00 | 0.94057 | 0.85426 | 0.32346 | -19.18
2023-08-23 15:00 | 0.95092 | 0.81733 | 0.37532 | 3.4675
2023-08-23 16:00 | 0.77773 | 0.76652 | 0.46564 | 92.2333
2023-08-23 17:00 | 0.24636 | 0.63999 | 0.60482 | 214.4317
2023-08-23 18:00 | 0 | 0.57344 | 0.62117 | 244.7558
2023-08-23 19:00 | 0 | 0.60733 | 0.62232 | 141.1933
2023-08-23 20:00 | 0 | 0.6231 | 0.62478 | 117.5833
2023-08-23 21:00 | 0 | 0.6681 | 0.62148 | 110.1592
2023-08-23 22:00 | 0 | 0.74849 | 0.62094 | 95.985
2023-08-23 23:00 | 0 | 0.84565 | 0.61677 | 70.535
2023-08-24 | 0 | 0.86623 | 0.6237 | 70.4358
2023-08-24 01:00 | 0 | 0.89016 | 0.64257 | 84.1733
2023-08-24 02:00 | 0 | 0.88103 | 0.64863 | 56.8017
2023-08-24 03:00 | 0 | 0.85187 | 0.65478 | 54.1892
2023-08-24 04:00 | 0 | 0.79472 | 0.64337 | 60.7683
2023-08-24 05:00 | 0 | 0.74 | 0.63502 | 79.7142
2023-08-24 06:00 | 0 | 0.69193 | 0.62435 | 126.2367
2023-08-24 07:00 | 0.25186 | 0.56325 | 0.52856 | 44.7692
2023-08-24 08:00 | 0.73794 | 0.29536 | 0.39515 | -21.8942
2023-08-24 09:00 | 0.94336 | 0.21615 | 0.36099 | -43.1092
2023-08-24 10:00 | 0.93086 | 0.093643 | 0.33524 | -43.7867
2023-08-24 11:00 | 0.89747 | 0.026545 | 0.32364 | -41.2858
2023-08-24 12:00 | 0.88343 | 0.009793 | 0.3187 | -39.2
2023-08-24 13:00 | 0.88968 | 0.014243 | 0.32751 | -39.6717
2023-08-24 14:00 | 0.91152 | 0.020497 | 0.3432 | -38.25
2023-08-24 15:00 | 0.92071 | 0.030845 | 0.3773 | 0.19417
2023-08-24 16:00 | 0.74863 | 0.038608 | 0.48709 | 42.8858
2023-08-24 17:00 | 0.2477 | 0.051759 | 0.61758 | 132.9733
2023-08-24 18:00 | 0 | 0.064012 | 0.63537 | 254.6617
2023-08-24 19:00 | 0 | 0.078799 | 0.63993 | 131.6933
2023-08-24 20:00 | 0 | 0.068652 | 0.63553 | 109.4217
2023-08-24 21:00 | 0 | 0.070036 | 0.64125 | 85.7725
2023-08-24 22:00 | 0 | 0.06229 | 0.63443 | 95.1183
2023-08-24 23:00 | 0 | 0.06022 | 0.63129 | 77.3108
2023-08-25 | 0 | 0.05321 | 0.62415 | 64.2117
2023-08-25 01:00 | 0 | 0.058434 | 0.62589 | 60.5983
2023-08-25 02:00 | 0 | 0.071259 | 0.61411 | 53.2017
2023-08-25 03:00 | 0 | 0.12129 | 0.61822 | 53.0908
2023-08-25 04:00 | 0 | 0.1586 | 0.61731 | 55.8908
2023-08-25 05:00 | 0 | 0.19385 | 0.62375 | 95.8542
2023-08-25 06:00 | 0 | 0.2067 | 0.61278 | 138.69
2023-08-25 07:00 | 0.25123 | 0.17992 | 0.51393 | 54.7567
2023-08-25 08:00 | 0.73595 | 0.12102 | 0.3942 | -5.7533
2023-08-25 09:00 | 0.89777 | 0.047641 | 0.34716 | -39.3342
2023-08-25 10:00 | 0.89712 | 0.097061 | 0.32038 | -41.0242
2023-08-25 11:00 | 0.88716 | 0.12503 | 0.30447 | -38.4008
2023-08-25 12:00 | 0.87614 | 0.12178 | 0.30711 | -32.085
2023-08-25 13:00 | 0.87233 | 0.12401 | 0.33124 | -38.25
2023-08-25 14:00 | 0.89468 | 0.13479 | 0.36256 | -38.9075
2023-08-25 15:00 | 0.88439 | 0.19163 | 0.39732 | -24.4283
2023-08-25 16:00 | 0.69197 | 0.26028 | 0.49207 | 52.7108
2023-08-25 17:00 | 0.22073 | 0.4207 | 0.62011 | 145.2633
2023-08-25 18:00 | 0 | 0.59114 | 0.63385 | 185.3742
2023-08-25 19:00 | 0 | 0.61534 | 0.6465 | 118.3333
2023-08-25 20:00 | 0 | 0.56147 | 0.65495 | 105.8267
2023-08-25 21:00 | 0 | 0.55831 | 0.65387 | 85.555
2023-08-25 22:00 | 0 | 0.62726 | 0.64354 | 88.3808
2023-08-25 23:00 | 0 | 0.67728 | 0.64002 | 94.2792
2023-08-26 | 0 | 0.7269 | 0.6227 | 79.3417
2023-08-26 01:00 | 0 | 0.76859 | 0.61729 | 68.8383
2023-08-26 02:00 | 0 | 0.76193 | 0.62366 | 57.845
2023-08-26 03:00 | 0 | 0.75164 | 0.63514 | 56.4325
2023-08-26 04:00 | 0 | 0.78344 | 0.62817 | 53.7625
2023-08-26 05:00 | 0 | 0.7839 | 0.64105 | 80.4875
2023-08-26 06:00 | 0 | 0.80738 | 0.64217 | 102.6108
2023-08-26 07:00 | 0.15156 | 0.71744 | 0.50841 | 17.7642
2023-08-26 08:00 | 0.63227 | 0.41122 | 0.39266 | -20.185
2023-08-26 09:00 | 0.88727 | 0.64494 | 0.33638 | -11.3783
2023-08-26 10:00 | 0.83611 | 0.77614 | 0.32053 | -23.5667
2023-08-26 11:00 | 0.75803 | 0.59023 | 0.31201 | -21.5775
2023-08-26 12:00 | 0.68679 | 0.43819 | 0.3169 | -27.2683
2023-08-26 13:00 | 0.64869 | 0.36255 | 0.31738 | -32.0517
2023-08-26 14:00 | 0.72966 | 0.37729 | 0.33249 | -34.3667
2023-08-26 15:00 | 0.60287 | 0.45758 | 0.36884 | 4.8267
2023-08-26 16:00 | 0.53291 | 0.60657 | 0.48163 | 55.1433
2023-08-26 17:00 | 0.18802 | 0.79154 | 0.6109 | 116.735
2023-08-26 18:00 | 0 | 0.86548 | 0.64243 | 137.4308
2023-08-26 19:00 | 0 | 0.8771 | 0.64886 | 85.1158
2023-08-26 20:00 | 0 | 0.79916 | 0.64779 | 73.3
2023-08-26 21:00 | 0 | 0.75713 | 0.64118 | 70.0125
2023-08-26 22:00 | 0 | 0.76136 | 0.62586 | 70.8133
2023-08-26 23:00 | 0 | 0.8022 | 0.61614 | 69.4325
2023-08-27 | 0 | 0.82916 | 0.61408 | 62.5342
2023-08-27 01:00 | 0 | 0.84287 | 0.61638 | 55.63
2023-08-27 02:00 | 0 | 0.84819 | 0.62533 | 61.0458
2023-08-27 03:00 | 0 | 0.84896 | 0.62549 | 57.2008
2023-08-27 04:00 | 0 | 0.85938 | 0.63634 | 70.535
2023-08-27 05:00 | 0 | 0.84906 | 0.63994 | 75.5025
2023-08-27 06:00 | 0 | 0.83423 | 0.6383 | 87.4517
2023-08-27 07:00 | 0.19883 | 0.68435 | 0.50227 | 6.7958
2023-08-27 08:00 | 0.78416 | 0.44477 | 0.39781 | -32.6967
2023-08-27 09:00 | 0.88438 | 0.69947 | 0.3528 | -46.855
2023-08-27 10:00 | 0.86338 | 0.75341 | 0.32555 | -47.0708
2023-08-27 11:00 | 0.75994 | 0.58326 | 0.31834 | -45.43
2023-08-27 12:00 | 0.65098 | 0.48892 | 0.31452 | -43.9783
2023-08-27 13:00 | 0.53026 | 0.46897 | 0.32452 | -42.2475
2023-08-27 14:00 | 0.30327 | 0.49492 | 0.33181 | -15.9325
2023-08-27 15:00 | 0.17653 | 0.55045 | 0.37384 | -7.3125
2023-08-27 16:00 | 0.28797 | 0.59809 | 0.47378 | 50.6117
2023-08-27 17:00 | 0.1217 | 0.66465 | 0.61986 | 129.5358
2023-08-27 18:00 | 0 | 0.70583 | 0.64574 | 197.3775
2023-08-27 19:00 | 0 | 0.70776 | 0.64682 | 115.545
2023-08-27 20:00 | 0 | 0.57886 | 0.64984 | 94.3308
2023-08-27 21:00 | 0 | 0.66483 | 0.64962 | 78.0733
2023-08-27 22:00 | 0 | 0.65701 | 0.62837 | 77.2358
2023-08-27 23:00 | 0 | 0.64518 | 0.6204 | 84.2483
2023-08-28 | 0 | 0.60423 | 0.61559 | 71.5633
2023-08-28 01:00 | 0 | 0.61402 | 0.61395 | 64.975
2023-08-28 02:00 | 0 | 0.71701 | 0.62324 | 76.64
2023-08-28 03:00 | 0 | 0.76755 | 0.62701 | 83.7925
2023-08-28 04:00 | 0 | 0.81727 | 0.63003 | 95.3125
2023-08-28 05:00 | 0 | 0.81352 | 0.63518 | 116.21
2023-08-28 06:00 | 4.5115e-05 | 0.7671 | 0.63466 | 198.8333
2023-08-28 07:00 | 0.24435 | 0.63008 | 0.49943 | 45.48
2023-08-28 08:00 | 0.67623 | 0.53387 | 0.38663 | -12.8258
2023-08-28 09:00 | 0.65036 | 0.84505 | 0.33771 | -33.9533
2023-08-28 10:00 | 0.62785 | 0.85043 | 0.32857 | -43.6542
2023-08-28 11:00 | 0.60774 | 0.76488 | 0.31256 | -36.885
2023-08-28 12:00 | 0.63785 | 0.70113 | 0.309 | -21.5725
2023-08-28 13:00 | 0.6564 | 0.66818 | 0.31863 | 1.6942
2023-08-28 14:00 | 0.55848 | 0.69436 | 0.34047 | 10.7225
2023-08-28 15:00 | 0.44141 | 0.73153 | 0.4055 | 27.4342
2023-08-28 16:00 | 0.32521 | 0.70274 | 0.51855 | 98.6692
2023-08-28 17:00 | 0.089189 | 0.51503 | 0.61656 | 216.5967
2023-08-28 18:00 | 0 | 0.35058 | 0.6333 | 274.4775
2023-08-28 19:00 | 0 | 0.36561 | 0.63514 | 136.7675
2023-08-28 20:00 | 0 | 0.41823 | 0.64918 | 140.3308
2023-08-28 21:00 | 0 | 0.53083 | 0.64943 | 124.7667
2023-08-28 22:00 | 0 | 0.52513 | 0.63855 | 88.2458
2023-08-28 23:00 | 0 | 0.46936 | 0.62925 | 71.805
2023-08-29 | 0 | 0.36795 | 0.62112 | 63.6383
2023-08-29 01:00 | 0 | 0.42543 | 0.63333 | 58.0817
2023-08-29 02:00 | 0 | 0.51652 | 0.64277 | 55.7483
2023-08-29 03:00 | 0 | 0.60179 | 0.63953 | 53.6067
2023-08-29 04:00 | 0 | 0.64809 | 0.64099 | 55.77
2023-08-29 05:00 | 0 | 0.59986 | 0.64743 | 64.6825
2023-08-29 06:00 | 0 | 0.50548 | 0.64845 | 125.6908
2023-08-29 07:00 | 0.027549 | 0.37893 | 0.55964 | 56.5392
2023-08-29 08:00 | 0.060383 | 0.18143 | 0.41468 | 9.815
2023-08-29 09:00 | 0.13176 | 0.15709 | 0.34171 | -6.7417
2023-08-29 10:00 | 0.1847 | 0.21937 | 0.32407 | -24.3575
2023-08-29 11:00 | 0.25046 | 0.20096 | 0.29915 | -18.655
2023-08-29 12:00 | 0.32022 | 0.058597 | 0.30194 | -22.97
2023-08-29 13:00 | 0.25183 | 0.0032555 | 0.31388 | -8.3167
2023-08-29 14:00 | 0.16495 | 0.0005395 | 0.36863 | 14.28
2023-08-29 15:00 | 0.075161 | 0.024122 | 0.41342 | 11.2008
2023-08-29 16:00 | 0.036072 | 0.040886 | 0.50481 | 44.4683
2023-08-29 17:00 | 0.012618 | 0.033097 | 0.62167 | 131.6042
2023-08-29 18:00 | 0 | 0.053106 | 0.64533 | 202.1633
2023-08-29 19:00 | 0 | 0.069223 | 0.63951 | 136.795
2023-08-29 20:00 | 0 | 0.094501 | 0.64664 | 102.04
2023-08-29 21:00 | 0 | 0.073548 | 0.64439 | 75.1342
2023-08-29 22:00 | 0 | 0.041514 | 0.63015 | 70.3083
2023-08-29 23:00 | 0 | 0.042271 | 0.63935 | 87.9425
2023-08-30 | 0 | 0.058756 | 0.65713 | 79.9158
2023-08-30 01:00 | 0 | 0.067772 | 0.64149 | 49.94
2023-08-30 02:00 | 0 | 0.060909 | 0.65768 | 61.1192
2023-08-30 03:00 | 0 | 0.061671 | 0.67063 | 71.6558
2023-08-30 04:00 | 0 | 0.082115 | 0.665 | 54.14
2023-08-30 05:00 | 0 | 0.084636 | 0.66388 | 64.2183
2023-08-30 06:00 | 0 | 0.083322 | 0.65452 | 90.9933
2023-08-30 07:00 | 0.051522 | 0.077561 | 0.53786 | 39.4308
2023-08-30 08:00 | 0.23384 | 0.057341 | 0.39902 | -14.6075
2023-08-30 09:00 | 0.5154 | 0.052427 | 0.34334 | -31.1833
2023-08-30 10:00 | 0.63997 | 0.075315 | 0.30421 | -30.4592
2023-08-30 11:00 | 0.70126 | 0.055484 | 0.28694 | -23.5633
2023-08-30 12:00 | 0.72165 | 0.044621 | 0.28951 | 1.8817
2023-08-30 13:00 | 0.67289 | 0.035788 | 0.3075 | 12.7667
2023-08-30 14:00 | 0.69345 | 0.034007 | 0.3892 | 49.3525
2023-08-30 15:00 | 0.77448 | 0.033846 | 0.45349 | 60.6208
2023-08-30 16:00 | 0.57888 | 0.033223 | 0.55862 | 93.7983
2023-08-30 17:00 | 0.18303 | 0.046133 | 0.61979 | 214.6892
2023-08-30 18:00 | 0 | 0.074478 | 0.63094 | 175.7033
2023-08-30 19:00 | 0 | 0.12707 | 0.6396 | 137.81
2023-08-30 20:00 | 0 | 0.19712 | 0.6472 | 109.7425
2023-08-30 21:00 | 0 | 0.20786 | 0.66231 | 88.975
2023-08-30 22:00 | 0 | 0.22168 | 0.64453 | 76.555
2023-08-30 23:00 | 0 | 0.2849 | 0.65748 | 75.5392
2023-08-31 | 0 | 0.26967 | 0.66978 | 68.7925
2023-08-31 01:00 | 0 | 0.27041 | 0.6717 | 59.4342
2023-08-31 02:00 | 0 | 0.29459 | 0.67002 | 63.4925
2023-08-31 03:00 | 0 | 0.34864 | 0.67225 | 56.4775
2023-08-31 04:00 | 0 | 0.35844 | 0.68 | 59.31
2023-08-31 05:00 | 0 | 0.40247 | 0.68442 | 76.4942
2023-08-31 06:00 | 0.00014814 | 0.44596 | 0.67312 | 151.1933
2023-08-31 07:00 | 0.099221 | 0.38743 | 0.55223 | 50.7133
2023-08-31 08:00 | 0.45769 | 0.26096 | 0.40727 | -20.3433
2023-08-31 09:00 | 0.41688 | 0.3287 | 0.35117 | -34.4683
2023-08-31 10:00 | 0.50351 | 0.27075 | 0.32779 | -43.9767
2023-08-31 11:00 | 0.54393 | 0.22632 | 0.31748 | -46.5908
2023-08-31 12:00 | 0.49365 | 0.1921 | 0.3099 | -46.6783
2023-08-31 13:00 | 0.59851 | 0.16486 | 0.31084 | -33.5683
2023-08-31 14:00 | 0.55813 | 0.16502 | 0.32413 | -17.1383
2023-08-31 15:00 | 0.602 | 0.18479 | 0.37406 | 3.3475
2023-08-31 16:00 | 0.53293 | 0.18036 | 0.4676 | 31.4233
2023-08-31 17:00 | 0.097838 | 0.18297 | 0.61993 | 96.4183
2023-08-31 18:00 | 0 | 0.2624 | 0.65257 | 123.1025
2023-08-31 19:00 | 0 | 0.31047 | 0.66397 | 94.2358
2023-08-31 20:00 | 0 | 0.3308 | 0.67643 | 102.5475
2023-08-31 21:00 | 0 | 0.36008 | 0.69095 | 87.5583
2023-08-31 22:00 | 0 | 0.41552 | 0.67253 | 93.5167
2023-08-31 23:00 | 0 | 0.54284 | 0.67255 | 82.6067
2023-09-01 | 0 | 0.59259 | 0.66996 | 75.52
2023-09-01 01:00 | 0 | 0.51865 | 0.66897 | 64.8308
2023-09-01 02:00 | 0 | 0.40729 | 0.6699 | 68.8475
2023-09-01 03:00 | 0 | 0.32954 | 0.65749 | 62.0075
2023-09-01 04:00 | 0 | 0.33952 | 0.65989 | 63.7267
2023-09-01 05:00 | 0 | 0.34957 | 0.65919 | 71.2958
2023-09-01 06:00 | 0.00092087 | 0.35258 | 0.65481 | 128.7375
2023-09-01 07:00 | 0.1508 | 0.35683 | 0.52475 | 26.3842
2023-09-01 08:00 | 0.52691 | 0.36783 | 0.40468 | -29.085
2023-09-01 09:00 | 0.68694 | 0.33339 | 0.35925 | -44.8992
2023-09-01 10:00 | 0.54556 | 0.27116 | 0.32771 | -48.38
2023-09-01 11:00 | 0.54963 | 0.28416 | 0.31099 | -48.3092
2023-09-01 12:00 | 0.49681 | 0.30711 | 0.31026 | -49.5217
2023-09-01 13:00 | 0.44647 | 0.37579 | 0.30562 | -47.0125
2023-09-01 14:00 | 0.39016 | 0.58163 | 0.3087 | -36.0267
2023-09-01 15:00 | 0.2258 | 0.74802 | 0.35267 | -23.5675
2023-09-01 16:00 | 0.12809 | 0.83821 | 0.43794 | 38.4433
2023-09-01 17:00 | 0.016646 | 0.85616 | 0.60038 | 184.8008
2023-09-01 18:00 | 0 | 0.83931 | 0.62523 | 269.4008
2023-09-01 19:00 | 0 | 0.73661 | 0.6287 | 188.0333
2023-09-01 20:00 | 0 | 0.51914 | 0.64303 | 170.0058
2023-09-01 21:00 | 0 | 0.506 | 0.6541 | 129.7117
2023-09-01 22:00 | 0 | 0.52637 | 0.64975 | 109.8308
2023-09-01 23:00 | 0 | 0.73952 | 0.66024 | 124.5125
2023-09-02 | 0 | 0.86348 | 0.66718 | 80.7342
2023-09-02 01:00 | 0 | 0.59842 | 0.67419 | 65.7642
2023-09-02 02:00 | 0 | 0.14852 | 0.67909 | 63.4575
2023-09-02 03:00 | 0 | 0.03796 | 0.66932 | 62.7233
2023-09-02 04:00 | 0 | 0.034634 | 0.66819 | 68.095
2023-09-02 05:00 | 0 | 0.041746 | 0.65505 | 81.5408
2023-09-02 06:00 | 0.0012948 | 0.25289 | 0.64648 | 90.3233
2023-09-02 07:00 | 0.077889 | 0.70096 | 0.49667 | 1.9192
2023-09-02 08:00 | 0.32388 | 0.73307 | 0.40216 | -28.9992
2023-09-02 09:00 | 0.43862 | 0.75473 | 0.3457 | -42.2683
2023-09-02 10:00 | 0.40121 | 0.83956 | 0.32033 | -42.8142
2023-09-02 11:00 | 0.53762 | 0.92206 | 0.30991 | -41.015
2023-09-02 12:00 | 0.5625 | 0.92713 | 0.30569 | -43.7858
2023-09-02 13:00 | 0.54749 | 0.93131 | 0.31308 | -43.9892
2023-09-02 14:00 | 0.58916 | 0.93288 | 0.32318 | -28.0483
2023-09-02 15:00 | 0.50677 | 0.92944 | 0.3558 | -15.8633
2023-09-02 16:00 | 0.29015 | 0.92419 | 0.46792 | 66.1258
2023-09-02 17:00 | 0.097845 | 0.91369 | 0.5996 | 164.4433
2023-09-02 18:00 | 0 | 0.89251 | 0.63149 | 210.8383
2023-09-02 19:00 | 0 | 0.89129 | 0.63499 | 159.1
2023-09-02 20:00 | 0 | 0.90109 | 0.63265 | 146.595
2023-09-02 21:00 | 0 | 0.90155 | 0.64589 | 99.67
2023-09-02 22:00 | 0 | 0.88517 | 0.63413 | 99.8158
2023-09-02 23:00 | 0 | 0.86594 | 0.64567 | 79.8517
2023-09-03 | 0 | 0.84182 | 0.63611 | 65.1142
2023-09-03 01:00 | 0 | 0.80859 | 0.63194 | 61.1667
2023-09-03 02:00 | 0 | 0.80528 | 0.63482 | 67.0575
2023-09-03 03:00 | 0 | 0.82549 | 0.64048 | 69.2533
2023-09-03 04:00 | 0 | 0.85228 | 0.64451 | 62.3675
2023-09-03 05:00 | 0 | 0.84926 | 0.64743 | 56.86
2023-09-03 06:00 | 0.0020344 | 0.85583 | 0.63546 | 68.9775
2023-09-03 07:00 | 0.20536 | 0.79797 | 0.49051 | 14.9542
2023-09-03 08:00 | 0.65508 | 0.59242 | 0.36784 | -9.9475
2023-09-03 09:00 | 0.66407 | 0.46112 | 0.34437 | -36.1292
2023-09-03 10:00 | 0.71859 | 0.37451 | 0.32843 | -44.23
2023-09-03 11:00 | 0.85659 | 0.37812 | 0.32188 | -47.1033
2023-09-03 12:00 | 0.87305 | 0.46504 | 0.32328 | -47.6633
2023-09-03 13:00 | 0.8481 | 0.53177 | 0.33642 | -47.695
2023-09-03 14:00 | 0.82746 | 0.55097 | 0.33666 | -18.5783
2023-09-03 15:00 | 0.64906 | 0.57632 | 0.38763 | 25.6292
2023-09-03 16:00 | 0.60892 | 0.6013 | 0.49803 | 53.7758
2023-09-03 17:00 | 0.18877 | 0.54751 | 0.62076 | 106.3183
2023-09-03 18:00 | 0.00016612 | 0.51079 | 0.6501 | 152.4283
2023-09-03 19:00 | 0 | 0.33358 | 0.64544 | 89.3358
2023-09-03 20:00 | 0 | 0.17213 | 0.62555 | 75.6675
2023-09-03 21:00 | 0 | 0.10722 | 0.62621 | 62.7508
2023-09-03 22:00 | 0 | 0.046135 | 0.63965 | 81.4208
2023-09-03 23:00 | 0 | 0.016732 | 0.63481 | 62.8142
2023-09-04 | 0 | 0.007411 | 0.63138 | 59.0692
2023-09-04 01:00 | 0 | 0.01044 | 0.6569 | 62.1058
2023-09-04 02:00 | 0 | 0.0308 | 0.65711 | 59.095
2023-09-04 03:00 | 0 | 0.067409 | 0.66341 | 68.965
2023-09-04 04:00 | 0 | 0.12363 | 0.66663 | 80.1067
2023-09-04 05:00 | 0 | 0.22512 | 0.66195 | 68.2858
2023-09-04 06:00 | 0.0021761 | 0.42765 | 0.64091 | 82.6992
2023-09-04 07:00 | 0.26743 | 0.45385 | 0.54534 | 63.0292
2023-09-04 08:00 | 0.86017 | 0.40057 | 0.45866 | 22.285
2023-09-04 09:00 | 0.88453 | 0.42809 | 0.40662 | 41.3142
2023-09-04 10:00 | 0.80528 | 0.3508 | 0.37225 | 6.9225
2023-09-04 11:00 | 0.85216 | 0.27382 | 0.3474 | 15.9842
2023-09-04 12:00 | 0.86329 | 0.13466 | 0.33463 | 3.67
2023-09-04 13:00 | 0.77343 | 0.071653 | 0.34601 | 14.1442
2023-09-04 14:00 | 0.67622 | 0.038859 | 0.36498 | 14.6758
2023-09-04 15:00 | 0.40112 | 0.035014 | 0.39917 | 37.7167
2023-09-04 16:00 | 0.26947 | 0.060584 | 0.5014 | 103.7125
2023-09-04 17:00 | 0.045784 | 0.093747 | 0.58395 | 2800.8608
2023-09-04 18:00 | 4.5609e-05 | 0.14489 | 0.59992 | 256.1542
2023-09-04 19:00 | 0 | 0.22466 | 0.60917 | 140.0883
2023-09-04 20:00 | 0 | 0.26575 | 0.61812 | 119.7767
2023-09-04 21:00 | 0 | 0.34447 | 0.62681 | 98.3625
2023-09-04 22:00 | 0 | 0.42708 | 0.63329 | 96.135
2023-09-04 23:00 | 0 | 0.50947 | 0.62846 | 75.2475
2023-09-05 | 0 | 0.56614 | 0.65217 | 73.3408
2023-09-05 01:00 | 0 | 0.5853 | 0.65617 | 62.0725
2023-09-05 02:00 | 0 | 0.61951 | 0.65169 | 35.5183
2023-09-05 03:00 | 0 | 0.60664 | 0.65219 | 38.1283
2023-09-05 04:00 | 0 | 0.67249 | 0.65251 | 41.8617
2023-09-05 05:00 | 0 | 0.6326 | 0.65207 | 59.7867
2023-09-05 06:00 | 0.0023577 | 0.54209 | 0.64366 | 76.7192
2023-09-05 07:00 | 0.25656 | 0.43487 | 0.48075 | 22.3267
2023-09-05 08:00 | 0.85543 | 0.28651 | 0.37018 | -15.6967
2023-09-05 09:00 | 0.92187 | 0.41236 | 0.34599 | -40.41
2023-09-05 10:00 | 0.91955 | 0.31098 | 0.34405 | -51.3308
2023-09-05 11:00 | 0.86424 | 0.16552 | 0.34829 | -60.72
2023-09-05 12:00 | 0.7644 | 0.081133 | 0.33832 | -56.0983
2023-09-05 13:00 | 0.6209 | 0.08451 | 0.33486 | -52.6467
2023-09-05 14:00 | 0.58602 | 0.14676 | 0.33473 | -43.9967
2023-09-05 15:00 | 0.43276 | 0.24704 | 0.36611 | -10.4958
2023-09-05 16:00 | 0.57622 | 0.32401 | 0.47298 | 45.8717
2023-09-05 17:00 | 0.18143 | 0.39486 | 0.59891 | 134.6617
2023-09-05 18:00 | 0.00023345 | 0.47621 | 0.60891 | 241.7617
2023-09-05 19:00 | 0 | 0.54842 | 0.60901 | 161.8483
2023-09-05 20:00 | 0 | 0.52181 | 0.60232 | 96.7267
2023-09-05 21:00 | 0 | 0.53442 | 0.62611 | 103.3425
2023-09-05 22:00 | 0 | 0.56413 | 0.65478 | 120.1983
2023-09-05 23:00 | 0 | 0.63017 | 0.65824 | 94.7942
2023-09-06 | 0 | 0.62496 | 0.67337 | 76.725
2023-09-06 01:00 | 0 | 0.65255 | 0.68443 | 77.9283
2023-09-06 02:00 | 0 | 0.69021 | 0.69386 | 87.26
2023-09-06 03:00 | 0 | 0.7367 | 0.69525 | 88.7825
2023-09-06 04:00 | 0 | 0.74801 | 0.69227 | 84.1917
2023-09-06 05:00 | 0 | 0.70492 | 0.68735 | 88.4617
2023-09-06 06:00 | 0.0041891 | 0.61325 | 0.66903 | 126.6192
2023-09-06 07:00 | 0.25833 | 0.49665 | 0.54186 | 42.525
2023-09-06 08:00 | 0.74208 | 0.37631 | 0.40841 | 22.6033
2023-09-06 09:00 | 0.74476 | 0.35786 | 0.33402 | -15.5467
2023-09-06 10:00 | 0.62393 | 0.22853 | 0.30931 | -28.1992
2023-09-06 11:00 | 0.69605 | 0.21258 | 0.29023 | -3.0583
2023-09-06 12:00 | 0.59331 | 0.21292 | 0.30127 | -15.455
2023-09-06 13:00 | 0.48506 | 0.28986 | 0.31601 | 15.255
2023-09-06 14:00 | 0.54916 | 0.39781 | 0.34303 | 53.4375
2023-09-06 15:00 | 0.63203 | 0.47131 | 0.41225 | 12.0542
2023-09-06 16:00 | 0.54502 | 0.58032 | 0.5268 | 75.5683
2023-09-06 17:00 | 0.17649 | 0.61807 | 0.61585 | 1443.3783
2023-09-06 18:00 | 0.00027458 | 0.57068 | 0.62047 | 201.0892
2023-09-06 19:00 | 0 | 0.47567 | 0.62794 | 153.0267
2023-09-06 20:00 | 0 | 0.37093 | 0.64039 | 96.5058
2023-09-06 21:00 | 0 | 0.46609 | 0.65086 | 106.055
2023-09-06 22:00 | 0 | 0.54745 | 0.66563 | 91.6617
2023-09-06 23:00 | 0 | 0.51341 | 0.68333 | 86.08
2023-09-07 | 0 | 0.56333 | 0.67641 | 79.66
2023-09-07 01:00 | 0 | 0.58247 | 0.67311 | 69.0675
2023-09-07 02:00 | 0 | 0.60729 | 0.67217 | 66.4508
2023-09-07 03:00 | 0 | 0.59831 | 0.67345 | 72.0717
2023-09-07 04:00 | 0 | 0.49661 | 0.67243 | 81.6575
2023-09-07 05:00 | 0 | 0.46443 | 0.67712 | 84.2967
2023-09-07 06:00 | 0.0054021 | 0.51533 | 0.64975 | 98.82
2023-09-07 07:00 | 0.15013 | 0.45532 | 0.543 | 55.1033
2023-09-07 08:00 | 0.27444 | 0.37774 | 0.42661 | 31.2908
2023-09-07 09:00 | 0.19848 | 0.52384 | 0.3731 | 27.8133
2023-09-07 10:00 | 0.21405 | 0.67908 | 0.34902 | 8.2625
2023-09-07 11:00 | 0.60773 | 0.89281 | 0.32519 | -21.5467
2023-09-07 12:00 | 0.6846 | 0.92783 | 0.32793 | -37.9492
2023-09-07 13:00 | 0.5248 | 0.9081 | 0.32678 | -39.1692
2023-09-07 14:00 | 0.33485 | 0.79969 | 0.33215 | 16.9033
2023-09-07 15:00 | 0.10991 | 0.48032 | 0.38416 | 52.28
2023-09-07 16:00 | 0.056909 | 0.47184 | 0.48395 | 71.0633
2023-09-07 17:00 | 0.016749 | 0.82809 | 0.58574 | 115.0525
2023-09-07 18:00 | 1.5831e-05 | 0.88956 | 0.60158 | 137.4442
2023-09-07 19:00 | 0 | 0.79756 | 0.60994 | 66.1192
2023-09-07 20:00 | 0 | 0.56173 | 0.62346 | 63.1192
2023-09-07 21:00 | 0 | 0.61636 | 0.63348 | 52.2858
2023-09-07 22:00 | 0 | 0.61286 | 0.63678 | 56.5833
2023-09-07 23:00 | 0 | 0.62484 | 0.65377 | 61.2042
2023-09-08 | 0 | 0.62127 | 0.65181 | 52.9892
2023-09-08 01:00 | 0 | 0.615 | 0.64147 | 39.4083
2023-09-08 02:00 | 0 | 0.55192 | 0.64833 | 46.2625
2023-09-08 03:00 | 0 | 0.5204 | 0.67875 | 64.5892
2023-09-08 04:00 | 0 | 0.43418 | 0.69545 | 62.445
2023-09-08 05:00 | 0 | 0.39999 | 0.68887 | 61.265
2023-09-08 06:00 | 0.0031621 | 0.34294 | 0.66004 | 79.3958
2023-09-08 07:00 | 0.085549 | 0.19923 | 0.56745 | 46.2775
2023-09-08 08:00 | 0.14091 | 0.0096345 | 0.46824 | 53.23
2023-09-08 09:00 | 0.10113 | 0.013945 | 0.41134 | 62.7408
2023-09-08 10:00 | 0.15511 | 0.065774 | 0.37183 | 25.7908
2023-09-08 11:00 | 0.42117 | 0.10104 | 0.33378 | 11.0767
2023-09-08 12:00 | 0.37358 | 0.12272 | 0.33111 | 23.7208
2023-09-08 13:00 | 0.36502 | 0.16462 | 0.33398 | -4.6233
2023-09-08 14:00 | 0.29182 | 0.26388 | 0.35327 | -13.785
2023-09-08 15:00 | 0.37415 | 0.30833 | 0.39814 | 29.185
2023-09-08 16:00 | 0.31626 | 0.27788 | 0.49431 | 218.9217
2023-09-08 17:00 | 0.12475 | 0.22009 | 0.61456 | 91.6358
2023-09-08 18:00 | 0.00030845 | 0.24157 | 0.63257 | 99.25
2023-09-08 19:00 | 0 | 0.27041 | 0.62739 | 97.6175
2023-09-08 20:00 | 0 | 0.26897 | 0.62395 | 61.6058
2023-09-08 21:00 | 0 | 0.26765 | 0.60971 | 56.16
2023-09-08 22:00 | 0 | 0.28057 | 0.61427 | 62.6792
2023-09-08 23:00 | 0 | 0.28753 | 0.61302 | 59.355
2023-09-09 | 0 | 0.28362 | 0.60741 | 54.7892
2023-09-09 01:00 | 0 | 0.24242 | 0.61593 | 55.1608
2023-09-09 02:00 | 0 | 0.19798 | 0.63551 | 50.6817
2023-09-09 03:00 | 0 | 0.14174 | 0.6365 | 51.6892
2023-09-09 04:00 | 0 | 0.094003 | 0.63509 | 52.2592
2023-09-09 05:00 | 0 | 0.048114 | 0.63556 | 55.2517
2023-09-09 06:00 | 0.017659 | 0.023757 | 0.6218 | 56.8592
2023-09-09 07:00 | 0.25738 | 0.007472 | 0.49147 | -2.5342
2023-09-09 08:00 | 0.62711 | 0.002043 | 0.38682 | -37.845
2023-09-09 09:00 | 0.87665 | 0.007064 | 0.34699 | -48.0308
2023-09-09 10:00 | 0.89271 | 0.048865 | 0.31502 | -47.8983
2023-09-09 11:00 | 0.88315 | 0.081696 | 0.30022 | -46.6317
2023-09-09 12:00 | 0.87345 | 0.11131 | 0.30297 | -48.1958
2023-09-09 13:00 | 0.88725 | 0.18081 | 0.30626 | -46.615
2023-09-09 14:00 | 0.89145 | 0.21188 | 0.33606 | -49.7475
2023-09-09 15:00 | 0.90194 | 0.21656 | 0.37049 | -40.0483
2023-09-09 16:00 | 0.83743 | 0.19583 | 0.43508 | 23.2975
2023-09-09 17:00 | 0.23552 | 0.14857 | 0.60024 | 115.4475
2023-09-09 18:00 | 0.00088955 | 0.11265 | 0.63712 | 212.4108
2023-09-09 19:00 | 0 | 0.09335 | 0.63024 | 124.6608
2023-09-09 20:00 | 0 | 0.092775 | 0.63085 | 90.7375
2023-09-09 21:00 | 0 | 0.088649 | 0.63826 | 91.6508
2023-09-09 22:00 | 0 | 0.11136 | 0.64159 | 106.1958
2023-09-09 23:00 | 0 | 0.16593 | 0.63766 | 97.7692
2023-09-10 | 0 | 0.26551 | 0.6401 | 87.3025
2023-09-10 01:00 | 0 | 0.43351 | 0.65154 | 71.0683
2023-09-10 02:00 | 0 | 0.48138 | 0.65617 | 67.03
2023-09-10 03:00 | 0 | 0.50809 | 0.66111 | 69.1708
2023-09-10 04:00 | 0 | 0.5302 | 0.67144 | 70.2117
2023-09-10 05:00 | 0 | 0.53613 | 0.67354 | 58.505
2023-09-10 06:00 | 0.012434 | 0.54497 | 0.65333 | 60.8242
2023-09-10 07:00 | 0.29075 | 0.38988 | 0.50536 | -13.0892
2023-09-10 08:00 | 0.85522 | 0.16874 | 0.38973 | -25.9808
2023-09-10 09:00 | 0.89891 | 0.14878 | 0.35898 | -46.6692
2023-09-10 10:00 | 0.90629 | 0.084039 | 0.32506 | -37.3142
2023-09-10 11:00 | 0.90809 | 0.016434 | 0.31084 | -23.315
2023-09-10 12:00 | 0.88452 | 0.002422 | 0.31374 | -12.8075
2023-09-10 13:00 | 0.89255 | 0.003504 | 0.31996 | -3.7625
2023-09-10 14:00 | 0.89968 | 0.022509 | 0.34473 | 31.8758
2023-09-10 15:00 | 0.82248 | 0.045183 | 0.39962 | 23.0033
2023-09-10 16:00 | 0.72674 | 0.050482 | 0.50094 | 37.1483
2023-09-10 17:00 | 0.23455 | 0.031145 | 0.59893 | 112.7992
2023-09-10 18:00 | 0.00061234 | 0.007661 | 0.6172 | 215.1183
2023-09-10 19:00 | 0 | 0.0023985 | 0.60777 | 124.4108
2023-09-10 20:00 | 0 | 0.008436 | 0.60732 | 78.2875
2023-09-10 21:00 | 0 | 0.005559 | 0.61294 | 75.41
2023-09-10 22:00 | 0 | 0.00464 | 0.61942 | 71.9875
2023-09-10 23:00 | 0 | 0.00291 | 0.62907 | 73.6658
2023-09-11 | 0 | 0.00642 | 0.65037 | 73.4483
2023-09-11 01:00 | 0 | 0.003377 | 0.64684 | 68.7825
2023-09-11 02:00 | 0 | 0.018471 | 0.64721 | 62.8308
2023-09-11 03:00 | 0 | 0.033415 | 0.64299 | 62.4717
2023-09-11 04:00 | 0 | 0.03346 | 0.64729 | 84.7117
2023-09-11 05:00 | 0 | 0.029847 | 0.64323 | 94.7733
2023-09-11 06:00 | 0.012508 | 0.029066 | 0.61827 | 128.9333
2023-09-11 07:00 | 0.17016 | 0.025567 | 0.48339 | 17.5258
2023-09-11 08:00 | 0.36197 | 0.020737 | 0.3644 | -13.8258
2023-09-11 09:00 | 0.4246 | 0.002972 | 0.33133 | -23.275
2023-09-11 10:00 | 0.43755 | 0.000367 | 0.3118 | 2.785
2023-09-11 11:00 | 0.46819 | 0.000422 | 0.31449 | 23.4958
2023-09-11 12:00 | 0.20951 | 0.000246 | 0.33076 | 22.3783
2023-09-11 13:00 | 0.26337 | 0.0021165 | 0.34416 | 8.0267
2023-09-11 14:00 | 0.43901 | 0.019249 | 0.37199 | 17.2083
2023-09-11 15:00 | 0.53117 | 0.051659 | 0.40788 | 20.98
2023-09-11 16:00 | 0.24826 | 0.041978 | 0.46928 | 60.725
2023-09-11 17:00 | 0.077869 | 0.018196 | 0.57374 | 233.5208
2023-09-11 18:00 | 0.00028917 | 0.008083 | 0.59279 | 278.0308
2023-09-11 19:00 | 0 | 0.009782 | 0.59427 | 176.595
2023-09-11 20:00 | 0 | 0.026881 | 0.59846 | 124.5033
2023-09-11 21:00 | 0 | 0.078368 | 0.61175 | 101.225
2023-09-11 22:00 | 0 | 0.1128 | 0.6146 | 100.6217
2023-09-11 23:00 | 0 | 0.13548 | 0.62954 | 102.5475
2023-09-12 | 0 | 0.12656 | 0.63587 | 86.2592
2023-09-12 01:00 | 0 | 0.078335 | 0.64569 | 84.4558
2023-09-12 02:00 | 0 | 0.062043 | 0.64556 | 87.7575
2023-09-12 03:00 | 0 | 0.087605 | 0.64626 | 86.1342
2023-09-12 04:00 | 0 | 0.15429 | 0.65328 | 91.4808
2023-09-12 05:00 | 0 | 0.27527 | 0.66674 | 101.1392
2023-09-12 06:00 | 0.022451 | 0.33414 | 0.62921 | 191.8608
2023-09-12 07:00 | 0.39392 | 0.27937 | 0.46471 | 29.3633
2023-09-12 08:00 | 0.88218 | 0.17805 | 0.35723 | -24.6608
2023-09-12 09:00 | 0.92105 | 0.21908 | 0.32036 | -23.7742
2023-09-12 10:00 | 0.93042 | 0.2113 | 0.29615 | -13.9467
2023-09-12 11:00 | 0.88325 | 0.17972 | 0.29061 | -8.7633
2023-09-12 12:00 | 0.8865 | 0.18734 | 0.28863 | -10.9242
2023-09-12 13:00 | 0.90222 | 0.20818 | 0.29511 | -17.905
2023-09-12 14:00 | 0.935 | 0.20932 | 0.31163 | -11.92
2023-09-12 15:00 | 0.93383 | 0.19184 | 0.35569 | 7.3117
2023-09-12 16:00 | 0.85172 | 0.17202 | 0.45799 | 43.2783
2023-09-12 17:00 | 0.26185 | 0.17133 | 0.58063 | 139.7083
2023-09-12 18:00 | 0.001082 | 0.21618 | 0.60618 | 177.2567
2023-09-12 19:00 | 0 | 0.20747 | 0.61641 | 107.4817
2023-09-12 20:00 | 0 | 0.1451 | 0.62097 | 133.6025
2023-09-12 21:00 | 0 | 0.1026 | 0.62566 | 111.2533
2023-09-12 22:00 | 0 | 0.096904 | 0.63351 | 95.1008
2023-09-12 23:00 | 0 | 0.13089 | 0.64868 | 104.7483
2023-09-13 | 0 | 0.17785 | 0.66271 | 89.6467
2023-09-13 01:00 | 0 | 0.179 | 0.65897 | 79.9842
2023-09-13 02:00 | 0 | 0.1999 | 0.65881 | 75.9858
2023-09-13 03:00 | 0 | 0.18741 | 0.66247 | 77.0933
2023-09-13 04:00 | 0 | 0.16681 | 0.66789 | 82.0867
2023-09-13 05:00 | 0 | 0.16733 | 0.67016 | 112.2608
2023-09-13 06:00 | 0.024774 | 0.17167 | 0.63179 | 215.7058
2023-09-13 07:00 | 0.39683 | 0.12591 | 0.49105 | 38.675
2023-09-13 08:00 | 0.83984 | 0.075389 | 0.37585 | -19.14
2023-09-13 09:00 | 0.89855 | 0.21292 | 0.34808 | -44.4983
2023-09-13 10:00 | 0.8813 | 0.20766 | 0.32068 | -44.2633
2023-09-13 11:00 | 0.86702 | 0.15707 | 0.31552 | -41.2758
2023-09-13 12:00 | 0.86807 | 0.12988 | 0.31342 | 3.5442
2023-09-13 13:00 | 0.85211 | 0.12199 | 0.34887 | 16.495
2023-09-13 14:00 | 0.93043 | 0.15813 | 0.3676 | 4.3592
2023-09-13 15:00 | 0.90871 | 0.23276 | 0.3703 | 5.2533
2023-09-13 16:00 | 0.81648 | 0.43187 | 0.4654 | 85.6092
2023-09-13 17:00 | 0.25432 | 0.68389 | 0.5796 | 179.02
2023-09-13 18:00 | 0.00094854 | 0.81521 | 0.6238 | 181.6333
2023-09-13 19:00 | 0 | 0.75299 | 0.62606 | 107.9883
2023-09-13 20:00 | 0 | 0.49339 | 0.63151 | 95.8058
2023-09-13 21:00 | 0 | 0.40336 | 0.63807 | 97.2275
2023-09-13 22:00 | 0 | 0.34952 | 0.64081 | 99.8292
2023-09-13 23:00 | 0 | 0.39637 | 0.64383 | 83.4708
2023-09-14 | 0 | 0.4374 | 0.65462 | 66.2225
2023-09-14 01:00 | 0 | 0.40893 | 0.65665 | 60.6175
2023-09-14 02:00 | 0 | 0.3601 | 0.64703 | 57.1733
2023-09-14 03:00 | 0 | 0.31303 | 0.65514 | 59.445
2023-09-14 04:00 | 0 | 0.27161 | 0.67184 | 61.39
2023-09-14 05:00 | 0 | 0.29315 | 0.6839 | 73.1042
2023-09-14 06:00 | 0.026895 | 0.4038 | 0.64788 | 78.9075
2023-09-14 07:00 | 0.39217 | 0.38791 | 0.47828 | 14.7083
2023-09-14 08:00 | 0.8679 | 0.386 | 0.36462 | -24.4492
2023-09-14 09:00 | 0.9074 | 0.69291 | 0.32663 | -36.8092
2023-09-14 10:00 | 0.87901 | 0.65812 | 0.31133 | -38.4375
2023-09-14 11:00 | 0.85298 | 0.69605 | 0.29507 | -41.3742
2023-09-14 12:00 | 0.85284 | 0.69258 | 0.29638 | -31.31
2023-09-14 13:00 | 0.81998 | 0.66186 | 0.30559 | -19.5275
2023-09-14 14:00 | 0.79714 | 0.68596 | 0.33175 | -20.9717
2023-09-14 15:00 | 0.64941 | 0.69549 | 0.36313 | 1.5592
2023-09-14 16:00 | 0.53928 | 0.70374 | 0.45602 | 48.9717
2023-09-14 17:00 | 0.17963 | 0.76716 | 0.59118 | 122.2142
2023-09-14 18:00 | 0.0011407 | 0.84248 | 0.62993 | 138.5042
2023-09-14 19:00 | 0 | 0.81156 | 0.63036 | 91.0383
2023-09-14 20:00 | 0 | 0.56932 | 0.63225 | 67.9425
2023-09-14 21:00 | 0 | 0.55329 | 0.63703 | 63.9092
2023-09-14 22:00 | 0 | 0.50152 | 0.63909 | 81.375
2023-09-14 23:00 | 0 | 0.52981 | 0.64564 | 76.515
2023-09-15 | 0 | 0.6656 | 0.64002 | 60.3767
2023-09-15 01:00 | 0 | 0.79122 | 0.6329 | 55.1683
2023-09-15 02:00 | 0 | 0.7646 | 0.63031 | 53.9192
2023-09-15 03:00 | 0 | 0.64598 | 0.64157 | 53.5917
2023-09-15 04:00 | 0 | 0.66668 | 0.64915 | 58.2533
2023-09-15 05:00 | 0 | 0.72294 | 0.65408 | 64.0417
2023-09-15 06:00 | 0.0178 | 0.68744 | 0.62431 | 62.0775
2023-09-15 07:00 | 0.34336 | 0.60979 | 0.46176 | 8.0183
2023-09-15 08:00 | 0.48623 | 0.67556 | 0.37691 | -31.3325
2023-09-15 09:00 | 0.69218 | 0.81662 | 0.34638 | -44.7692
2023-09-15 10:00 | 0.60351 | 0.72188 | 0.32259 | -42.9083
2023-09-15 11:00 | 0.70416 | 0.49612 | 0.31262 | -43.9225
2023-09-15 12:00 | 0.75618 | 0.4953 | 0.32199 | -47.9175
2023-09-15 13:00 | 0.8119 | 0.61548 | 0.33051 | -48.2067
2023-09-15 14:00 | 0.72194 | 0.48066 | 0.34283 | -42.7575
2023-09-15 15:00 | 0.46058 | 0.25603 | 0.36442 | -29.4433
2023-09-15 16:00 | 0.45885 | 0.1553 | 0.44135 | 11.6625
2023-09-15 17:00 | 0.19439 | 0.18752 | 0.59411 | 127.395
2023-09-15 18:00 | 0.00065345 | 0.3041 | 0.63633 | 130.5417
2023-09-15 19:00 | 0 | 0.43858 | 0.63413 | 70.4008
2023-09-15 20:00 | 0 | 0.39891 | 0.63607 | 62.2692
2023-09-15 21:00 | 0 | 0.36289 | 0.6441 | 74.3467
2023-09-15 22:00 | 0 | 0.35962 | 0.6396 | 76.4683
2023-09-15 23:00 | 0 | 0.36735 | 0.63607 | 67.5225
2023-09-16 | 0 | 0.37998 | 0.6425 | 56.9342
2023-09-16 01:00 | 0 | 0.38553 | 0.65424 | 56.7617
2023-09-16 02:00 | 0 | 0.39245 | 0.64513 | 52.945
2023-09-16 03:00 | 0 | 0.37627 | 0.64177 | 52.94
2023-09-16 04:00 | 0 | 0.36748 | 0.65798 | 56.1142
2023-09-16 05:00 | 0 | 0.38706 | 0.66229 | 56.5342
2023-09-16 06:00 | 0.019358 | 0.37446 | 0.61302 | 29.1042
2023-09-16 07:00 | 0.2334 | 0.22853 | 0.49421 | -42.4758
2023-09-16 08:00 | 0.33773 | 0.18142 | 0.41173 | -49.5042
2023-09-16 09:00 | 0.31459 | 0.21719 | 0.37775 | -58.4492
2023-09-16 10:00 | 0.22299 | 0.17999 | 0.36351 | -62.0292
2023-09-16 11:00 | 0.14428 | 0.18824 | 0.3486 | -65.0492
2023-09-16 12:00 | 0.2767 | 0.18178 | 0.35015 | -63.1792
2023-09-16 13:00 | 0.17037 | 0.15781 | 0.34396 | -62.2725
2023-09-16 14:00 | 0.1554 | 0.23217 | 0.34238 | -51.6325
2023-09-16 15:00 | 0.18871 | 0.35503 | 0.34451 | -23.4983
2023-09-16 16:00 | 0.088387 | 0.40279 | 0.42097 | 26.0567
2023-09-16 17:00 | 0.11136 | 0.42074 | 0.58926 | 170.5033
2023-09-16 18:00 | 0.0010431 | 0.47761 | 0.63933 | 136.4867
2023-09-16 19:00 | 0 | 0.57886 | 0.64119 | 79.025
2023-09-16 20:00 | 0 | 0.61812 | 0.63889 | 64.7017
2023-09-16 21:00 | 0 | 0.59865 | 0.6432 | 61.2958
2023-09-16 22:00 | 0 | 0.51556 | 0.6349 | 89.3333
2023-09-16 23:00 | 0 | 0.40354 | 0.6332 | 80.11
2023-09-17 | 0 | 0.33988 | 0.64138 | 73.5542
2023-09-17 01:00 | 0 | 0.23642 | 0.63859 | 61.615
2023-09-17 02:00 | 0 | 0.13593 | 0.63812 | 57.3492
2023-09-17 03:00 | 0 | 0.073523 | 0.63662 | 57.1692
2023-09-17 04:00 | 0 | 0.040715 | 0.64625 | 59.9458
2023-09-17 05:00 | 0 | 0.02706 | 0.65062 | 58.1542
2023-09-17 06:00 | 0.037961 | 0.021399 | 0.601 | 36.8417
2023-09-17 07:00 | 0.4194 | 0.033553 | 0.45737 | -38.5158
2023-09-17 08:00 | 0.89561 | 0.049982 | 0.38012 | -44.7875
2023-09-17 09:00 | 0.93482 | 0.035516 | 0.36225 | -52.6833
2023-09-17 10:00 | 0.92283 | 0.00583 | 0.33565 | -55.7358
2023-09-17 11:00 | 0.93906 | 0.001264 | 0.32636 | -61.0942
2023-09-17 12:00 | 0.92968 | 0.023275 | 0.32119 | -58.5142
2023-09-17 13:00 | 0.9334 | 0.063004 | 0.31593 | -53.8042
2023-09-17 14:00 | 0.94528 | 0.10024 | 0.32344 | -46.2475
2023-09-17 15:00 | 0.94089 | 0.10987 | 0.3381 | -9.435
2023-09-17 16:00 | 0.8716 | 0.11573 | 0.4277 | 46.935
2023-09-17 17:00 | 0.263 | 0.1258 | 0.59229 | 198.015
2023-09-17 18:00 | 0.0015368 | 0.20652 | 0.64243 | 213.8642
2023-09-17 19:00 | 0 | 0.27969 | 0.65453 | 95.9283
2023-09-17 20:00 | 0 | 0.27221 | 0.66092 | 87.7883
2023-09-17 21:00 | 0 | 0.26565 | 0.65322 | 66.4583
2023-09-17 22:00 | 0 | 0.24664 | 0.62688 | 65.0492
2023-09-17 23:00 | 0 | 0.27142 | 0.63168 | 65.8458
2023-09-18 | 0 | 0.26775 | 0.64151 | 65.4392
2023-09-18 01:00 | 0 | 0.26315 | 0.63107 | 63.9675
2023-09-18 02:00 | 0 | 0.22037 | 0.63486 | 61.4583
2023-09-18 03:00 | 0 | 0.18405 | 0.63973 | 58.7117
2023-09-18 04:00 | 0 | 0.1564 | 0.64262 | 60.3675
2023-09-18 05:00 | 0 | 0.12829 | 0.65579 | 63.1358
2023-09-18 06:00 | 0.022178 | 0.10531 | 0.61724 | 58.8683
2023-09-18 07:00 | 0.14725 | 0.095661 | 0.45592 | 0.66583
2023-09-18 08:00 | 0.16256 | 0.21322 | 0.38028 | -23.0225
2023-09-18 09:00 | 0.37613 | 0.34004 | 0.35017 | -37.4325
2023-09-18 10:00 | 0.35058 | 0.24783 | 0.31667 | -42.7033
2023-09-18 11:00 | 0.49562 | 0.14842 | 0.30162 | -44.1367
2023-09-18 12:00 | 0.30395 | 0.086458 | 0.3041 | -44.8717
2023-09-18 13:00 | 0.65668 | 0.055983 | 0.30819 | -44.4592
2023-09-18 14:00 | 0.63908 | 0.034979 | 0.32435 | -32.0417
2023-09-18 15:00 | 0.51757 | 0.027123 | 0.35322 | -10.0792
2023-09-18 16:00 | 0.4822 | 0.03257 | 0.43803 | 95.1958
2023-09-18 17:00 | 0.18182 | 0.056055 | 0.56153 | 257.1992
2023-09-18 18:00 | 0.0011385 | 0.20878 | 0.60054 | 284.1733
2023-09-18 19:00 | 0 | 0.22804 | 0.61226 | 117.8967
2023-09-18 20:00 | 0 | 0.15275 | 0.63211 | 87.8717
2023-09-18 21:00 | 0 | 0.17524 | 0.64208 | 94.28
2023-09-18 22:00 | 0 | 0.17421 | 0.62904 | 108.0233
2023-09-18 23:00 | 0 | 0.11729 | 0.62977 | 106.7967
2023-09-19 | 0 | 0.055958 | 0.63473 | 85.2033
2023-09-19 01:00 | 0 | 0.014089 | 0.63351 | 68.5508
2023-09-19 02:00 | 0 | 0.002226 | 0.62456 | 58.8308
2023-09-19 03:00 | 0 | 0.000295 | 0.61487 | 56.3875
2023-09-19 04:00 | 0 | 0.000295 | 0.61258 | 58.7233
2023-09-19 05:00 | 0 | 0.002455 | 0.61838 | 66.38
2023-09-19 06:00 | 0.030469 | 0.003881 | 0.59188 | 76.785
2023-09-19 07:00 | 0.2728 | 0.0027615 | 0.45171 | 1.0775
2023-09-19 08:00 | 0.78536 | 0.0029275 | 0.36139 | 13.785
2023-09-19 09:00 | 0.87641 | 0.002525 | 0.32684 | -11.7167
2023-09-19 10:00 | 0.87497 | 0.0038735 | 0.30389 | -6.3517
2023-09-19 11:00 | 0.89805 | 0.008655 | 0.30816 | -25.2183
2023-09-19 12:00 | 0.88143 | 0.0068935 | 0.29275 | -23.82
2023-09-19 13:00 | 0.89056 | 0.004286 | 0.29677 | -23.2325
2023-09-19 14:00 | 0.88295 | 0.003155 | 0.3023 | -3.8442
2023-09-19 15:00 | 0.8473 | 0.014754 | 0.34101 | 16.2375
2023-09-19 16:00 | 0.81192 | 0.094588 | 0.44434 | 55.2892
2023-09-19 17:00 | 0.24003 | 0.37072 | 0.58037 | 161.5067
2023-09-19 18:00 | 0.0011758 | 0.66621 | 0.62419 | 137.9667
2023-09-19 19:00 | 0 | 0.6805 | 0.62929 | 78.015
2023-09-19 20:00 | 0 | 0.59771 | 0.63021 | 68.1367
2023-09-19 21:00 | 0 | 0.59578 | 0.62674 | 61.8725
2023-09-19 22:00 | 0 | 0.60357 | 0.61627 | 63.5667
2023-09-19 23:00 | 0 | 0.68187 | 0.61787 | 61.81
2023-09-20 | 0 | 0.66547 | 0.63224 | 67.0967
2023-09-20 01:00 | 0 | 0.68412 | 0.63351 | 63.9975
2023-09-20 02:00 | 0 | 0.63998 | 0.63034 | 52.4817
2023-09-20 03:00 | 0 | 0.61825 | 0.62796 | 60.1392
2023-09-20 04:00 | 0 | 0.59946 | 0.63367 | 64.7283
2023-09-20 05:00 | 0 | 0.62021 | 0.64587 | 67.0858
2023-09-20 06:00 | 0.028518 | 0.62 | 0.61157 | 40.0358
2023-09-20 07:00 | 0.23956 | 0.62549 | 0.45228 | -14.255
2023-09-20 08:00 | 0.2605 | 0.67881 | 0.35206 | -12.0733
2023-09-20 09:00 | 0.31409 | 0.64025 | 0.29638 | -21.3333
2023-09-20 10:00 | 0.14328 | 0.37017 | 0.28341 | -36.5433
2023-09-20 11:00 | 0.20597 | 0.09605 | 0.26212 | -23.315
2023-09-20 12:00 | 0.17754 | 0.003617 | 0.25605 | -21.095
2023-09-20 13:00 | 0.13303 | 0.022092 | 0.26072 | -15.495
2023-09-20 14:00 | 0.14218 | 0.13106 | 0.29313 | -19.1742
2023-09-20 15:00 | 0.064897 | 0.28858 | 0.33484 | 22.4817
2023-09-20 16:00 | 0.076778 | 0.41936 | 0.43068 | 64.1308
2023-09-20 17:00 | 0.032319 | 0.60042 | 0.5771 | 133.6625
2023-09-20 18:00 | 0.00035221 | 0.71011 | 0.63455 | 110.3758
2023-09-20 19:00 | 0 | 0.68114 | 0.64347 | 91.245
2023-09-20 20:00 | 0 | 0.43809 | 0.65228 | 66.4158
2023-09-20 21:00 | 0 | 0.44453 | 0.65724 | 66.5033
2023-09-20 22:00 | 0 | 0.42141 | 0.63814 | 63.3983
2023-09-20 23:00 | 0 | 0.44367 | 0.63545 | 60.8
2023-09-21 | 0 | 0.41516 | 0.63896 | 59.9442
2023-09-21 01:00 | 0 | 0.37175 | 0.64228 | 57.0042
2023-09-21 02:00 | 0 | 0.33311 | 0.64527 | 56.245
2023-09-21 03:00 | 0 | 0.26266 | 0.64283 | 54.5542
2023-09-21 04:00 | 0 | 0.26912 | 0.64473 | 59.0533
2023-09-21 05:00 | 0 | 0.33735 | 0.65696 | 67.4067
2023-09-21 06:00 | 0.022385 | 0.31808 | 0.62683 | 66.2858
2023-09-21 07:00 | 0.12991 | 0.31367 | 0.43715 | 1.7292
2023-09-21 08:00 | 0.29891 | 0.28802 | 0.348 | -13.825
2023-09-21 09:00 | 0.45704 | 0.21751 | 0.31327 | -35.0642
2023-09-21 10:00 | 0.46058 | 0.29368 | 0.29511 | -43.32
2023-09-21 11:00 | 0.66209 | 0.40898 | 0.27985 | -42.4467
2023-09-21 12:00 | 0.57673 | 0.38801 | 0.27153 | -42.1017
2023-09-21 13:00 | 0.76975 | 0.24729 | 0.2771 | -35.285
2023-09-21 14:00 | 0.72747 | 0.19966 | 0.29028 | -19.8575
2023-09-21 15:00 | 0.75514 | 0.15004 | 0.34228 | 20.7025
2023-09-21 16:00 | 0.62773 | 0.089203 | 0.44288 | 50.9658
2023-09-21 17:00 | 0.23581 | 0.031808 | 0.57079 | 189.8283
2023-09-21 18:00 | 0.0013905 | 0.006226 | 0.58433 | 258.2683
2023-09-21 19:00 | 0 | 0.005929 | 0.58014 | 114.0217
2023-09-21 20:00 | 0 | 0.019416 | 0.58888 | 96.655
2023-09-21 21:00 | 0 | 0.11322 | 0.59502 | 70.1175
2023-09-21 22:00 | 0 | 0.2825 | 0.60568 | 68.2583
2023-09-21 23:00 | 0 | 0.48165 | 0.60955 | 65.995
2023-09-22 | 0 | 0.56006 | 0.63601 | 65.4758
2023-09-22 01:00 | 0 | 0.5892 | 0.63717 | 59.9658
2023-09-22 02:00 | 0 | 0.51673 | 0.61798 | 49.2358
2023-09-22 03:00 | 0 | 0.40737 | 0.62571 | 50.9858
2023-09-22 04:00 | 0 | 0.33333 | 0.63121 | 59.7642
2023-09-22 05:00 | 0 | 0.26922 | 0.62827 | 71.3475
2023-09-22 06:00 | 0.048994 | 0.20337 | 0.5985 | 64.32
2023-09-22 07:00 | 0.43488 | 0.14611 | 0.45787 | 2.8475
2023-09-22 08:00 | 0.90246 | 0.067624 | 0.36667 | -5.1217
2023-09-22 09:00 | 0.93435 | 0.040051 | 0.32721 | -12.4767
2023-09-22 10:00 | 0.93369 | 0.045864 | 0.31241 | -11.5658
2023-09-22 11:00 | 0.92325 | 0.091107 | 0.30476 | 8.0858
2023-09-22 12:00 | 0.9 | 0.14747 | 0.31094 | -10.2158
2023-09-22 13:00 | 0.91549 | 0.20567 | 0.31271 | -14.9242
2023-09-22 14:00 | 0.94307 | 0.26007 | 0.33256 | -6.0608
2023-09-22 15:00 | 0.93902 | 0.31322 | 0.3664 | 0.70083
2023-09-22 16:00 | 0.873 | 0.32656 | 0.43584 | 42.3475
2023-09-22 17:00 | 0.26471 | 0.32831 | 0.5484 | 133.7708
2023-09-22 18:00 | 0.0018721 | 0.38002 | 0.58422 | 117.4317
2023-09-22 19:00 | 0 | 0.4475 | 0.58988 | 71.6008
2023-09-22 20:00 | 0 | 0.56023 | 0.60231 | 75.2
2023-09-22 21:00 | 0 | 0.4769 | 0.61885 | 69.635
2023-09-22 22:00 | 0 | 0.4369 | 0.61238 | 76.0517
2023-09-22 23:00 | 0 | 0.37906 | 0.6113 | 85.4933
2023-09-23 | 0 | 0.28521 | 0.61093 | 69.2325
2023-09-23 01:00 | 0 | 0.21971 | 0.6 | 59.0533
2023-09-23 02:00 | 0 | 0.16404 | 0.59692 | 53.63
2023-09-23 03:00 | 0 | 0.13534 | 0.60198 | 54.1358
2023-09-23 04:00 | 0 | 0.14458 | 0.60174 | 53.9317
2023-09-23 05:00 | 0 | 0.13397 | 0.60483 | 58.0708
2023-09-23 06:00 | 0.049985 | 0.14866 | 0.56346 | 23.8617
2023-09-23 07:00 | 0.47113 | 0.10736 | 0.42601 | -23.315
2023-09-23 08:00 | 0.90929 | 0.074528 | 0.35624 | -24.2933
2023-09-23 09:00 | 0.94843 | 0.099084 | 0.3283 | -34.8758
2023-09-23 10:00 | 0.93577 | 0.1049 | 0.31137 | -25.2183
2023-09-23 11:00 | 0.94427 | 0.14352 | 0.30743 | -29.0858
2023-09-23 12:00 | 0.93445 | 0.21581 | 0.31397 | -25.2183
2023-09-23 13:00 | 0.94475 | 0.27895 | 0.32015 | -25.6617
2023-09-23 14:00 | 0.95688 | 0.30747 | 0.3397 | -23.82
2023-09-23 15:00 | 0.9454 | 0.30538 | 0.38038 | -32.9283
2023-09-23 16:00 | 0.88292 | 0.27943 | 0.4342 | 18.6025
2023-09-23 17:00 | 0.26651 | 0.22177 | 0.58427 | 107.835
2023-09-23 18:00 | 0.0020736 | 0.20328 | 0.62707 | 117.0342
2023-09-23 19:00 | 0 | 0.24308 | 0.62631 | 65.2942
2023-09-23 20:00 | 0 | 0.35158 | 0.62329 | 60.1517
2023-09-23 21:00 | 0 | 0.35437 | 0.63737 | 60.9358
2023-09-23 22:00 | 0 | 0.29154 | 0.63992 | 66.5083
2023-09-23 23:00 | 0 | 0.25264 | 0.64455 | 62.5033
2023-09-24 | 0 | 0.19579 | 0.63939 | 55.8358
2023-09-24 01:00 | 0 | 0.16903 | 0.62734 | 53.3892
2023-09-24 02:00 | 0 | 0.15958 | 0.62264 | 53.5058
2023-09-24 03:00 | 0 | 0.17219 | 0.62255 | 51.905
2023-09-24 04:00 | 0 | 0.17214 | 0.61914 | 46.2708
2023-09-24 05:00 | 0 | 0.19837 | 0.61555 | 40.6542
2023-09-24 06:00 | 0.051013 | 0.21604 | 0.58035 | 15.3392
2023-09-24 07:00 | 0.47795 | 0.15598 | 0.47455 | -29.13
2023-09-24 08:00 | 0.92541 | 0.048817 | 0.39104 | -23.82
2023-09-24 09:00 | 0.96313 | 0.039967 | 0.36202 | -29.3175
2023-09-24 10:00 | 0.96617 | 0.005445 | 0.34044 | -42.9508
2023-09-24 11:00 | 0.95122 | 0.0008365 | 0.33844 | -47.1933
2023-09-24 12:00 | 0.95353 | 0.002718 | 0.35709 | -52.7333
2023-09-24 13:00 | 0.95531 | 0.013667 | 0.36185 | -53.5258
2023-09-24 14:00 | 0.95909 | 0.023682 | 0.36971 | -45.6075
2023-09-24 15:00 | 0.93297 | 0.03095 | 0.3738 | -20.9008
2023-09-24 16:00 | 0.87216 | 0.025091 | 0.42625 | 23.4217
2023-09-24 17:00 | 0.26604 | 0.009901 | 0.58339 | 151.2775
2023-09-24 18:00 | 0.0020566 | 0.046151 | 0.64216 | 147.2867
2023-09-24 19:00 | 0 | 0.13291 | 0.62924 | 77.0033
2023-09-24 20:00 | 0 | 0.1449 | 0.63464 | 59.8817
2023-09-24 21:00 | 0 | 0.14973 | 0.62594 | 55.855
2023-09-24 22:00 | 0 | 0.11229 | 0.61624 | 63.7142
2023-09-24 23:00 | 0 | 0.072382 | 0.62976 | 72.7508
2023-09-25 | 0 | 0.029173 | 0.63053 | 58.2525
2023-09-25 01:00 | 0 | 0.010593 | 0.62833 | 52.0192
2023-09-25 02:00 | 0 | 0.0013935 | 0.63335 | 51.9967
2023-09-25 03:00 | 0 | 0.0020405 | 0.63556 | 52.125
2023-09-25 04:00 | 0 | 0.0035775 | 0.6353 | 53.8542
2023-09-25 05:00 | 0 | 0.0021235 | 0.64401 | 64.8642
2023-09-25 06:00 | 0.052538 | 0.011169 | 0.6056 | 47.8317
2023-09-25 07:00 | 0.47175 | 0.012137 | 0.44441 | -19.9
2023-09-25 08:00 | 0.8633 | 0.002722 | 0.37714 | -2.7975
2023-09-25 09:00 | 0.92576 | 0.0087235 | 0.3474 | -22.7275
2023-09-25 10:00 | 0.8854 | 0.019662 | 0.33756 | -21.6308
2023-09-25 11:00 | 0.90071 | 0.013078 | 0.34067 | -40.9058
2023-09-25 12:00 | 0.82617 | 0.009723 | 0.3426 | -45.9883
2023-09-25 13:00 | 0.79132 | 0.01326 | 0.32964 | -43.8417
2023-09-25 14:00 | 0.75314 | 0.027159 | 0.33601 | -35.1217
2023-09-25 15:00 | 0.72798 | 0.05072 | 0.36486 | -30.7475
2023-09-25 16:00 | 0.55825 | 0.14709 | 0.41837 | 5.5942
2023-09-25 17:00 | 0.17087 | 0.39367 | 0.57352 | 146.61
2023-09-25 18:00 | 0.0017951 | 0.65917 | 0.62629 | 156.4067
2023-09-25 19:00 | 0 | 0.64953 | 0.62525 | 71.4267
2023-09-25 20:00 | 0 | 0.52919 | 0.62784 | 65.2983
2023-09-25 21:00 | 0 | 0.46461 | 0.64146 | 63.7475
2023-09-25 22:00 | 0 | 0.4163 | 0.63916 | 78.7408
2023-09-25 23:00 | 0 | 0.35 | 0.63274 | 67.745
2023-09-26 | 0 | 0.2797 | 0.62631 | 60.9592
2023-09-26 01:00 | 0 | 0.22764 | 0.62909 | 60.8833
2023-09-26 02:00 | 0 | 0.21199 | 0.63318 | 59.4092
2023-09-26 03:00 | 0 | 0.18618 | 0.63347 | 58.6842
2023-09-26 04:00 | 0 | 0.16104 | 0.63803 | 62.0775
2023-09-26 05:00 | 0 | 0.15562 | 0.64868 | 67.6692
2023-09-26 06:00 | 0.01624 | 0.14692 | 0.59766 | 32.985
2023-09-26 07:00 | 0.25223 | 0.11382 | 0.4178 | -29.8483
2023-09-26 08:00 | 0.7141 | 0.094303 | 0.32788 | -30.94
2023-09-26 09:00 | 0.86553 | 0.15278 | 0.30152 | -44.77
2023-09-26 10:00 | 0.8811 | 0.20176 | 0.29526 | -48.4192
2023-09-26 11:00 | 0.72754 | 0.22471 | 0.27911 | -47.2317
2023-09-26 12:00 | 0.56921 | 0.19184 | 0.27856 | -46.0975
2023-09-26 13:00 | 0.47301 | 0.17925 | 0.2728 | -42.9392
2023-09-26 14:00 | 0.54625 | 0.20961 | 0.30324 | -39.7633
2023-09-26 15:00 | 0.56003 | 0.33113 | 0.36673 | -37.6233
2023-09-26 16:00 | 0.57859 | 0.48767 | 0.43431 | 11.4433
2023-09-26 17:00 | 0.20221 | 0.61187 | 0.56513 | 171.3817
2023-09-26 18:00 | 0.0012679 | 0.61609 | 0.61272 | 182.5442
2023-09-26 19:00 | 0 | 0.53753 | 0.62165 | 121.1183
2023-09-26 20:00 | 0 | 0.3886 | 0.63621 | 101.2867
2023-09-26 21:00 | 0 | 0.30959 | 0.64167 | 91.3683
2023-09-26 22:00 | 0 | 0.27823 | 0.65025 | 82.805
2023-09-26 23:00 | 0 | 0.34179 | 0.6426 | 85.3575
2023-09-27 | 0 | 0.43262 | 0.63831 | 71.8917
2023-09-27 01:00 | 0 | 0.41974 | 0.63781 | 70.4192
2023-09-27 02:00 | 0 | 0.34074 | 0.64542 | 64.895
2023-09-27 03:00 | 0 | 0.27958 | 0.66712 | 57.8758
2023-09-27 04:00 | 0 | 0.23227 | 0.64905 | 59.1175
2023-09-27 05:00 | 0 | 0.22899 | 0.65425 | 65.9208
2023-09-27 06:00 | 0.012258 | 0.19636 | 0.59808 | 53.31
2023-09-27 07:00 | 0.095161 | 0.10942 | 0.43543 | -22.3383
2023-09-27 08:00 | 0.21682 | 0.032662 | 0.37622 | -47.4783
2023-09-27 09:00 | 0.48102 | 0.061076 | 0.34595 | -52.1367
2023-09-27 10:00 | 0.6073 | 0.1186 | 0.32587 | -54.6867
2023-09-27 11:00 | 0.35073 | 0.21388 | 0.31404 | -54.6867
2023-09-27 12:00 | 0.20534 | 0.17879 | 0.29969 | -50.8325
2023-09-27 13:00 | 0.16212 | 0.20787 | 0.28289 | -34.3492
2023-09-27 14:00 | 0.083327 | 0.22334 | 0.29553 | 8.8817
2023-09-27 15:00 | 0.040081 | 0.21579 | 0.34855 | 8.2358
2023-09-27 16:00 | 0.023665 | 0.25746 | 0.44503 | 61.0475
2023-09-27 17:00 | 0.011836 | 0.27273 | 0.59123 | 104.9725
2023-09-27 18:00 | 0 | 0.26361 | 0.63874 | 151.2883
2023-09-27 19:00 | 0 | 0.16325 | 0.64153 | 101.71
2023-09-27 20:00 | 0 | 0.038927 | 0.64681 | 79.7575
2023-09-27 21:00 | 0 | 0.047516 | 0.6339 | 65.6108
2023-09-27 22:00 | 0 | 0.054586 | 0.64936 | 72.9817
2023-09-27 23:00 | 0 | 0.046615 | 0.65883 | 74.9825
2023-09-28 | 0 | 0.03407 | 0.66538 | 66.9658
2023-09-28 01:00 | 0 | 0.041667 | 0.66183 | 58.2533
2023-09-28 02:00 | 0 | 0.04519 | 0.66145 | 54.5133
2023-09-28 03:00 | 0 | 0.047562 | 0.67091 | 56.8192
2023-09-28 04:00 | 0 | 0.074153 | 0.67198 | 64.56
2023-09-28 05:00 | 0 | 0.062196 | 0.67469 | 64.1733
2023-09-28 06:00 | 0.0072483 | 0.068781 | 0.62922 | 57.7083
2023-09-28 07:00 | 0.040947 | 0.072819 | 0.47595 | 19.8508
2023-09-28 08:00 | 0.052961 | 0.040377 | 0.43906 | -36.82
2023-09-28 09:00 | 0.085201 | 0.05381 | 0.40688 | -62.61
2023-09-28 10:00 | 0.11903 | 0.070587 | 0.34461 | -50.605
2023-09-28 11:00 | 0.14291 | 0.029185 | 0.32671 | -48.1067
2023-09-28 12:00 | 0.4268 | 0.018505 | 0.32352 | -31.775
2023-09-28 13:00 | 0.69217 | 0.018507 | 0.35884 | 20.9192
2023-09-28 14:00 | 0.93226 | 0.034613 | 0.41491 | 40.6892
2023-09-28 15:00 | 0.80313 | 0.061504 | 0.44 | 37.77
2023-09-28 16:00 | 0.64923 | 0.09086 | 0.49268 | 52.1642
2023-09-28 17:00 | 0.25435 | 0.099895 | 0.57813 | 104.1925
2023-09-28 18:00 | 0.0026204 | 0.095559 | 0.59081 | 122.4542
2023-09-28 19:00 | 0 | 0.17542 | 0.59327 | 98.5592
2023-09-28 20:00 | 0 | 0.44872 | 0.6053 | 85.0933
2023-09-28 21:00 | 0 | 0.61789 | 0.62692 | 86.2783
2023-09-28 22:00 | 0 | 0.7119 | 0.62612 | 89.815
2023-09-28 23:00 | 0 | 0.60253 | 0.61396 | 65.7792
2023-09-29 | 0 | 0.48797 | 0.60928 | 67.19
2023-09-29 01:00 | 0 | 0.45306 | 0.62432 | 71.315
2023-09-29 02:00 | 0 | 0.39856 | 0.64006 | 65.29
2023-09-29 03:00 | 0 | 0.39514 | 0.64141 | 57.9058
2023-09-29 04:00 | 0 | 0.35345 | 0.64184 | 59.0675
2023-09-29 05:00 | 0 | 0.34546 | 0.62865 | 55.5967
2023-09-29 06:00 | 0.04709 | 0.3364 | 0.57491 | 22.0575
2023-09-29 07:00 | 0.66015 | 0.28941 | 0.44647 | -36.6333
2023-09-29 08:00 | 0.97656 | 0.20129 | 0.37183 | -34.3267
2023-09-29 09:00 | 0.99828 | 0.23579 | 0.33393 | -31.1833
2023-09-29 10:00 | 0.9913 | 0.17872 | 0.31905 | -35.8175
2023-09-29 11:00 | 0.97792 | 0.099346 | 0.32019 | -46.7175
2023-09-29 12:00 | 0.96932 | 0.062715 | 0.31102 | -45.4508
2023-09-29 13:00 | 0.97784 | 0.036818 | 0.31348 | -45.3342
2023-09-29 14:00 | 0.97927 | 0.031866 | 0.32375 | -36.29
2023-09-29 15:00 | 0.95538 | 0.034327 | 0.35478 | 18.2
2023-09-29 16:00 | 0.88136 | 0.024115 | 0.45174 | 62.4617
2023-09-29 17:00 | 0.27183 | 0.007841 | 0.57773 | 132.8758
2023-09-29 18:00 | 0.0026182 | 0.01708 | 0.63409 | 121.8617
2023-09-29 19:00 | 0 | 0.051396 | 0.63797 | 73.6442
2023-09-29 20:00 | 0 | 0.10532 | 0.62898 | 65.0217
2023-09-29 21:00 | 0 | 0.19092 | 0.6218 | 63.1725
2023-09-29 22:00 | 0 | 0.17991 | 0.63505 | 77.61
2023-09-29 23:00 | 0 | 0.13001 | 0.63299 | 81.0883
2023-09-30 | 0 | 0.091279 | 0.64446 | 70.5908
2023-09-30 01:00 | 0 | 0.067407 | 0.64568 | 51.6608
2023-09-30 02:00 | 0 | 0.051099 | 0.66849 | 53.3283
2023-09-30 03:00 | 0 | 0.034443 | 0.67833 | 55.5108
2023-09-30 04:00 | 0 | 0.026426 | 0.67808 | 56.665
2023-09-30 05:00 | 0 | 0.019333 | 0.66268 | 54.1825
2023-09-30 06:00 | 0.05267 | 0.012857 | 0.58258 | 18.6933
2023-09-30 07:00 | 0.58237 | 0.004946 | 0.45118 | -40.0058
2023-09-30 08:00 | 0.90868 | 0.000434 | 0.38775 | -47.7725
2023-09-30 09:00 | 0.9323 | 0.001695 | 0.3473 | -52.08
2023-09-30 10:00 | 0.94597 | 0.000828 | 0.31925 | -51.0067
2023-09-30 11:00 | 0.93382 | 0.000718 | 0.31149 | -53.575
2023-09-30 12:00 | 0.9184 | 0.000805 | 0.30754 | -51.5742
2023-09-30 13:00 | 0.85894 | 0.0022215 | 0.29944 | -45.3217
2023-09-30 14:00 | 0.77857 | 0.0099315 | 0.30812 | -37.9775
2023-09-30 15:00 | 0.64505 | 0.023658 | 0.34905 | 12.6783
2023-09-30 16:00 | 0.43234 | 0.075484 | 0.44994 | 68.73
2023-09-30 17:00 | 0.17049 | 0.24339 | 0.58648 | 164.83
2023-09-30 18:00 | 0.0023074 | 0.44129 | 0.62151 | 116.1967
2023-09-30 19:00 | 0 | 0.40776 | 0.61397 | 61.29
2023-09-30 20:00 | 0 | 0.34527 | 0.61044 | 59.2117
2023-09-30 21:00 | 0 | 0.32197 | 0.60284 | 57.24
2023-09-30 22:00 | 0 | 0.25476 | 0.60715 | 59.1508
2023-09-30 23:00 | 0 | 0.21174 | 0.61522 | 58.2258
2023-10-01 | 0 | 0.20944 | 0.61453 | 54.3
2023-10-01 01:00 | 0 | 0.22129 | 0.61727 | 54.3692
2023-10-01 02:00 | 0 | 0.18998 | 0.61911 | 48.9833
2023-10-01 03:00 | 0 | 0.13736 | 0.63473 | 43.5975
2023-10-01 04:00 | 0 | 0.1347 | 0.63075 | 32.8258
2023-10-01 05:00 | 0 | 0.15273 | 0.63137 | 36.38
2023-10-01 06:00 | 0.032108 | 0.14053 | 0.57066 | 36.3142
2023-10-01 07:00 | 0.41166 | 0.096212 | 0.45586 | -5.3433
2023-10-01 08:00 | 0.76458 | 0.071234 | 0.36868 | -48.3975
2023-10-01 09:00 | 0.70685 | 0.071653 | 0.35023 | -49.2358
2023-10-01 10:00 | 0.68337 | 0.068368 | 0.33867 | -56.6692
2023-10-01 11:00 | 0.73104 | 0.060596 | 0.32755 | -61.2367
2023-10-01 12:00 | 0.67226 | 0.055593 | 0.32129 | -58.8442
2023-10-01 13:00 | 0.57885 | 0.056483 | 0.31702 | -55.6117
2023-10-01 14:00 | 0.42152 | 0.042061 | 0.32349 | -49.4958
2023-10-01 15:00 | 0.38295 | 0.028449 | 0.35026 | -46.4033
2023-10-01 16:00 | 0.26478 | 0.036844 | 0.41166 | -26.2558
2023-10-01 17:00 | 0.049584 | 0.069545 | 0.5655 | 21.4608
2023-10-01 18:00 | 0.0010783 | 0.13202 | 0.61962 | 62.9692
2023-10-01 19:00 | 0 | 0.2828 | 0.62171 | 64.89
2023-10-01 20:00 | 0 | 0.42329 | 0.63244 | 62.0383
2023-10-01 21:00 | 0 | 0.48568 | 0.62629 | 59.4558
2023-10-01 22:00 | 0 | 0.41034 | 0.61916 | 59.555
2023-10-01 23:00 | 0 | 0.32874 | 0.62237 | 62.7142
2023-10-02 | 0 | 0.24806 | 0.63056 | 59.1583
2023-10-02 01:00 | 0 | 0.15473 | 0.62444 | 56.4233
2023-10-02 02:00 | 0 | 0.14631 | 0.62696 | 52.9067
2023-10-02 03:00 | 0 | 0.24052 | 0.62616 | 52.5292
2023-10-02 04:00 | 0 | 0.33759 | 0.63648 | 52.325
2023-10-02 05:00 | 0 | 0.37981 | 0.64561 | 54.2917
2023-10-02 06:00 | 0.042455 | 0.41334 | 0.56731 | 58.1058
2023-10-02 07:00 | 0.41441 | 0.39744 | 0.4325 | 32.5642
2023-10-02 08:00 | 0.65667 | 0.27833 | 0.37275 | -31.43
2023-10-02 09:00 | 0.59515 | 0.15806 | 0.33242 | -47.11
2023-10-02 10:00 | 0.75693 | 0.10304 | 0.32179 | -46.1742
2023-10-02 11:00 | 0.73557 | 0.098463 | 0.32373 | -49.6108
2023-10-02 12:00 | 0.67829 | 0.1075 | 0.31535 | -52.68
2023-10-02 13:00 | 0.6896 | 0.13153 | 0.30575 | -51.6783
2023-10-02 14:00 | 0.63571 | 0.24883 | 0.32736 | -46.0583
2023-10-02 15:00 | 0.43379 | 0.47962 | 0.346 | -45.5475
2023-10-02 16:00 | 0.59162 | 0.60111 | 0.4298 | 2.2467
2023-10-02 17:00 | 0.21615 | 0.68795 | 0.56611 | 54.4117
2023-10-02 18:00 | 0.0024345 | 0.76878 | 0.61941 | 106.3925
2023-10-02 19:00 | 0 | 0.80624 | 0.62101 | 109.4992
2023-10-02 20:00 | 0 | 0.82701 | 0.62061 | 65.3167
2023-10-02 21:00 | 0 | 0.78494 | 0.6278 | 61.1792
2023-10-02 22:00 | 0 | 0.75764 | 0.6298 | 60.395
2023-10-02 23:00 | 0 | 0.79483 | 0.62146 | 62.0167
2023-10-03 | 0 | 0.79302 | 0.62156 | 59.92
2023-10-03 01:00 | 0 | 0.73182 | 0.62422 | 54.635
2023-10-03 02:00 | 0 | 0.64528 | 0.62487 | 53.0858
2023-10-03 03:00 | 0 | 0.62356 | 0.61858 | 56.0325
2023-10-03 04:00 | 0 | 0.63165 | 0.61639 | 55.4692
2023-10-03 05:00 | 0 | 0.68368 | 0.6273 | 57.9575
2023-10-03 06:00 | 0.057908 | 0.66077 | 0.55299 | 64.1275
2023-10-03 07:00 | 0.66301 | 0.5371 | 0.41015 | 52.0525
2023-10-03 08:00 | 0.96136 | 0.43916 | 0.33675 | -11.0308
2023-10-03 09:00 | 0.99306 | 0.37931 | 0.305 | -15.8408
2023-10-03 10:00 | 0.969 | 0.24722 | 0.29021 | -20.7575
2023-10-03 11:00 | 0.92388 | 0.19118 | 0.28 | -33.1192
2023-10-03 12:00 | 0.87523 | 0.13506 | 0.28225 | -27.3908
2023-10-03 13:00 | 0.8652 | 0.12655 | 0.2856 | -22.5075
2023-10-03 14:00 | 0.79461 | 0.15319 | 0.30184 | -20.7183
2023-10-03 15:00 | 0.75136 | 0.23647 | 0.33517 | -10.5567
2023-10-03 16:00 | 0.6349 | 0.46128 | 0.43525 | 12.8742
2023-10-03 17:00 | 0.22781 | 0.73738 | 0.56002 | 91.23
2023-10-03 18:00 | 0.0056848 | 0.87362 | 0.59909 | 213.3842
2023-10-03 19:00 | 0 | 0.87199 | 0.61114 | 260.2342
2023-10-03 20:00 | 0 | 0.84091 | 0.61859 | 111.18
2023-10-03 21:00 | 0 | 0.76115 | 0.6233 | 65.2142
2023-10-03 22:00 | 0 | 0.70435 | 0.62581 | 62.8367
2023-10-03 23:00 | 0 | 0.64403 | 0.6214 | 65.3567
2023-10-04 | 0 | 0.50291 | 0.64183 | 63.21
2023-10-04 01:00 | 0 | 0.4148 | 0.6583 | 62.8425
2023-10-04 02:00 | 0 | 0.43152 | 0.65968 | 62.6017
2023-10-04 03:00 | 0 | 0.42947 | 0.64694 | 59.8933
2023-10-04 04:00 | 0 | 0.42408 | 0.63905 | 61.7717
2023-10-04 05:00 | 0 | 0.49891 | 0.62998 | 64.64
2023-10-04 06:00 | 0.051067 | 0.53508 | 0.57809 | 121.9608
2023-10-04 07:00 | 0.38042 | 0.43454 | 0.42546 | 73.7983
2023-10-04 08:00 | 0.59983 | 0.41318 | 0.36929 | 31.2208
2023-10-04 09:00 | 0.74444 | 0.61151 | 0.32234 | 13.4592
2023-10-04 10:00 | 0.60055 | 0.57239 | 0.29696 | -10.7692
2023-10-04 11:00 | 0.48544 | 0.41819 | 0.28511 | 7.345
2023-10-04 12:00 | 0.6811 | 0.33916 | 0.28197 | -13.9508
2023-10-04 13:00 | 0.60748 | 0.28197 | 0.29574 | 12.0825
2023-10-04 14:00 | 0.47349 | 0.2154 | 0.31899 | 15.5408
2023-10-04 15:00 | 0.50281 | 0.28172 | 0.36422 | 24.7108
2023-10-04 16:00 | 0.32616 | 0.49662 | 0.45055 | 42.9142
2023-10-04 17:00 | 0.047199 | 0.76724 | 0.56046 | 70.7467
2023-10-04 18:00 | 0.00026208 | 0.8746 | 0.58882 | 186.9875
2023-10-04 19:00 | 0 | 0.87286 | 0.5965 | 176.2183
2023-10-04 20:00 | 0 | 0.78038 | 0.61642 | 192.84
2023-10-04 21:00 | 0 | 0.78762 | 0.63075 | 133.8242
2023-10-04 22:00 | 0 | 0.73888 | 0.63784 | 76.0517
2023-10-04 23:00 | 0 | 0.68796 | 0.64376 | 91.2333
2023-10-05 | 0 | 0.55735 | 0.65506 | 63.3742
2023-10-05 01:00 | 0 | 0.41656 | 0.6701 | 62.0017
2023-10-05 02:00 | 0 | 0.33488 | 0.67091 | 54.5975
2023-10-05 03:00 | 0 | 0.32793 | 0.66938 | 55.0717
2023-10-05 04:00 | 0 | 0.30878 | 0.6589 | 56.205
2023-10-05 05:00 | 0 | 0.35919 | 0.66178 | 59.7233
2023-10-05 06:00 | 0.055548 | 0.34036 | 0.63037 | 72.0092
2023-10-05 07:00 | 0.57033 | 0.25002 | 0.51062 | 68.78
2023-10-05 08:00 | 0.90235 | 0.20203 | 0.46013 | 45.2408
2023-10-05 09:00 | 0.88897 | 0.19493 | 0.40416 | 31.2533
2023-10-05 10:00 | 0.77734 | 0.10954 | 0.35148 | -10.2833
2023-10-05 11:00 | 0.64992 | 0.085913 | 0.32963 | -36.3183
2023-10-05 12:00 | 0.62899 | 0.071517 | 0.31234 | -43.0692
2023-10-05 13:00 | 0.47005 | 0.07296 | 0.31622 | -27.6533
2023-10-05 14:00 | 0.37585 | 0.10937 | 0.33423 | -15.8558
2023-10-05 15:00 | 0.33485 | 0.21147 | 0.36475 | -13.25
2023-10-05 16:00 | 0.47777 | 0.38085 | 0.43187 | 1.7267
2023-10-05 17:00 | 0.12427 | 0.60206 | 0.54993 | 53.1542
2023-10-05 18:00 | 0.0042792 | 0.74341 | 0.60071 | 98.87
2023-10-05 19:00 | 0 | 0.71525 | 0.60994 | 119.6208
2023-10-05 20:00 | 0 | 0.64512 | 0.61204 | 101.5342
2023-10-05 21:00 | 0 | 0.72677 | 0.62568 | 89.0742
2023-10-05 22:00 | 0 | 0.72363 | 0.62429 | 76.3925
2023-10-05 23:00 | 0 | 0.63752 | 0.62464 | 71.6825
2023-10-06 | 0 | 0.57289 | 0.63005 | 60.6017
2023-10-06 01:00 | 0 | 0.51427 | 0.63326 | 55.885
2023-10-06 02:00 | 0 | 0.50574 | 0.63757 | 51.5575
2023-10-06 03:00 | 0 | 0.49281 | 0.64641 | 53.8758
2023-10-06 04:00 | 0 | 0.5585 | 0.65551 | 56.2017
2023-10-06 05:00 | 0 | 0.59915 | 0.65882 | 62.0683
2023-10-06 06:00 | 0.082956 | 0.575 | 0.57861 | 64.6592
2023-10-06 07:00 | 0.62394 | 0.53115 | 0.42035 | 37.4567
2023-10-06 08:00 | 0.89307 | 0.67454 | 0.37142 | -15.6167
2023-10-06 09:00 | 0.85052 | 0.54911 | 0.33058 | -20.8
2023-10-06 10:00 | 0.84366 | 0.5484 | 0.31394 | -24.9617
2023-10-06 11:00 | 0.90124 | 0.51849 | 0.30509 | -20.8
2023-10-06 12:00 | 0.90083 | 0.41874 | 0.30202 | -30.94
2023-10-06 13:00 | 0.84083 | 0.34915 | 0.31103 | -33.305
2023-10-06 14:00 | 0.82125 | 0.34751 | 0.32472 | -44.4617
2023-10-06 15:00 | 0.83718 | 0.3786 | 0.35148 | -36.4717
2023-10-06 16:00 | 0.82901 | 0.3747 | 0.41602 | -25.8067
2023-10-06 17:00 | 0.28132 | 0.51368 | 0.56022 | 10.9817
2023-10-06 18:00 | 0.011386 | 0.70607 | 0.60951 | 104.1175
2023-10-06 19:00 | 0 | 0.75728 | 0.61212 | 97.0467
2023-10-06 20:00 | 0 | 0.66407 | 0.62029 | 70.0683
2023-10-06 21:00 | 0 | 0.6317 | 0.61942 | 63.21
2023-10-06 22:00 | 0 | 0.50584 | 0.61006 | 59.925
2023-10-06 23:00 | 0 | 0.41002 | 0.61142 | 60.8825
2023-10-07 | 0 | 0.36846 | 0.61773 | 59.08
2023-10-07 01:00 | 0 | 0.26731 | 0.62543 | 59.0517
2023-10-07 02:00 | 0 | 0.20803 | 0.63928 | 56.325
2023-10-07 03:00 | 0 | 0.19772 | 0.63783 | 56.7383
2023-10-07 04:00 | 0 | 0.23059 | 0.6449 | 57.1675
2023-10-07 05:00 | 0 | 0.24214 | 0.63841 | 59.5117
2023-10-07 06:00 | 0.088933 | 0.18097 | 0.55508 | 61.1092
2023-10-07 07:00 | 0.63669 | 0.12182 | 0.40905 | 38.9975
2023-10-07 08:00 | 0.93063 | 0.18385 | 0.33725 | -12.3025
2023-10-07 09:00 | 0.96629 | 0.26869 | 0.31334 | -16.37
2023-10-07 10:00 | 0.96192 | 0.25377 | 0.29333 | -18.0725
2023-10-07 11:00 | 0.93177 | 0.25645 | 0.30014 | -4.3225
2023-10-07 12:00 | 0.90438 | 0.3126 | 0.29669 | 1.4975
2023-10-07 13:00 | 0.90964 | 0.41796 | 0.30357 | 7.3825
2023-10-07 14:00 | 0.95408 | 0.48017 | 0.32652 | -1.4333
2023-10-07 15:00 | 0.93636 | 0.52068 | 0.37751 | 11.7158
2023-10-07 16:00 | 0.83777 | 0.67296 | 0.44521 | 27.7542
2023-10-07 17:00 | 0.31928 | 0.82378 | 0.57148 | 38.52
2023-10-07 18:00 | 0.014321 | 0.87643 | 0.61834 | 86.6125
2023-10-07 19:00 | 0 | 0.80901 | 0.619 | 96.47
2023-10-07 20:00 | 0 | 0.70722 | 0.6152 | 70.995
2023-10-07 21:00 | 0 | 0.72448 | 0.60969 | 62.7642
2023-10-07 22:00 | 0 | 0.70326 | 0.6162 | 62.5758
2023-10-07 23:00 | 0 | 0.64872 | 0.61117 | 66.8817
2023-10-08 | 0 | 0.49596 | 0.6133 | 65.5242
2023-10-08 01:00 | 0 | 0.28289 | 0.61311 | 60.7558
2023-10-08 02:00 | 0 | 0.10257 | 0.6145 | 57.9033
2023-10-08 03:00 | 0 | 0.029062 | 0.61246 | 57.7492
2023-10-08 04:00 | 0 | 0.022437 | 0.60995 | 56.0833
2023-10-08 05:00 | 0 | 0.021648 | 0.61029 | 57.5883
2023-10-08 06:00 | 0.046366 | 0.014126 | 0.54025 | 58.8017
2023-10-08 07:00 | 0.22157 | 0.015218 | 0.42746 | 36.6633
2023-10-08 08:00 | 0.26513 | 0.037178 | 0.37262 | -27.4333
2023-10-08 09:00 | 0.24954 | 0.033356 | 0.32865 | -43.9408
2023-10-08 10:00 | 0.28831 | 0.0062635 | 0.30438 | -37.295
2023-10-08 11:00 | 0.39211 | 0.006404 | 0.30139 | -39.7825
2023-10-08 12:00 | 0.24525 | 0.010497 | 0.30782 | -24.2175
2023-10-08 13:00 | 0.21661 | 0.01854 | 0.32993 | -19.7408
2023-10-08 14:00 | 0.10422 | 0.02641 | 0.33605 | -24.8508
2023-10-08 15:00 | 0.083899 | 0.052188 | 0.40302 | -1.34
2023-10-08 16:00 | 0.06001 | 0.093653 | 0.47043 | 23.9408
2023-10-08 17:00 | 0.019989 | 0.18625 | 0.58509 | 36.1933
2023-10-08 18:00 | 0.00010462 | 0.27709 | 0.63774 | 103.5992
2023-10-08 19:00 | 0 | 0.27945 | 0.63729 | 133.5092
2023-10-08 20:00 | 0 | 0.32362 | 0.6391 | 84.1983
2023-10-08 21:00 | 0 | 0.36701 | 0.64089 | 65.1975
2023-10-08 22:00 | 0 | 0.40049 | 0.62964 | 60.14
2023-10-08 23:00 | 0 | 0.41022 | 0.63355 | 70.1792
2023-10-09 | 0 | 0.42942 | 0.64146 | 63.0642
2023-10-09 01:00 | 0 | 0.49247 | 0.64577 | 59.465
2023-10-09 02:00 | 0 | 0.51315 | 0.64588 | 54.8367
2023-10-09 03:00 | 0 | 0.52703 | 0.64152 | 54.11
2023-10-09 04:00 | 0 | 0.46444 | 0.63825 | 54.7475
2023-10-09 05:00 | 0 | 0.44202 | 0.64667 | 60.9192
2023-10-09 06:00 | 0.062256 | 0.49301 | 0.55416 | 69.76
2023-10-09 07:00 | 0.17558 | 0.44212 | 0.41083 | 42.9292
2023-10-09 08:00 | 0.40784 | 0.34297 | 0.35382 | -23.9942
2023-10-09 09:00 | 0.39315 | 0.39779 | 0.31189 | -44.6408
2023-10-09 10:00 | 0.52351 | 0.34367 | 0.3023 | -42.3933
2023-10-09 11:00 | 0.50384 | 0.27126 | 0.29678 | -41.4842
2023-10-09 12:00 | 0.62327 | 0.25589 | 0.30115 | -39.0533
2023-10-09 13:00 | 0.52559 | 0.23892 | 0.30666 | -42.0917
2023-10-09 14:00 | 0.44392 | 0.20271 | 0.32038 | -22.405
2023-10-09 15:00 | 0.55005 | 0.2222 | 0.37095 | -14.6892
2023-10-09 16:00 | 0.35111 | 0.45834 | 0.44809 | 11.9075
2023-10-09 17:00 | 0.084997 | 0.54037 | 0.58983 | 25.34
2023-10-09 18:00 | 0.0014045 | 0.60506 | 0.65135 | 105.9875
2023-10-09 19:00 | 0 | 0.69884 | 0.63824 | 153.4967
2023-10-09 20:00 | 0 | 0.7123 | 0.63371 | 88.49
2023-10-09 21:00 | 0 | 0.74576 | 0.62029 | 66.7833
2023-10-09 22:00 | 0 | 0.80729 | 0.6261 | 61.4325
2023-10-09 23:00 | 0 | 0.7963 | 0.63365 | 69.0125
2023-10-10 | 0 | 0.74333 | 0.64218 | 61.4333
2023-10-10 01:00 | 0 | 0.69739 | 0.6617 | 64.9642
2023-10-10 02:00 | 0 | 0.72838 | 0.66767 | 62.2933
2023-10-10 03:00 | 0 | 0.72801 | 0.66846 | 57.9967
2023-10-10 04:00 | 0 | 0.70319 | 0.67098 | 63.5858
2023-10-10 05:00 | 0 | 0.69549 | 0.67012 | 82.2767
2023-10-10 06:00 | 0.14962 | 0.677 | 0.57041 | 84.0475
2023-10-10 07:00 | 0.52199 | 0.75161 | 0.40608 | 57.2525
2023-10-10 08:00 | 0.75797 | 0.9243 | 0.36196 | -15.7442
2023-10-10 09:00 | 0.89241 | 0.9085 | 0.32826 | -44.9167
2023-10-10 10:00 | 0.61944 | 0.77437 | 0.31916 | -48.74
2023-10-10 11:00 | 0.51483 | 0.51023 | 0.30729 | -52.2708
2023-10-10 12:00 | 0.40472 | 0.34115 | 0.3029 | -50.3992
2023-10-10 13:00 | 0.354 | 0.23104 | 0.30689 | -44.0075
2023-10-10 14:00 | 0.34777 | 0.19904 | 0.32547 | -36.99
2023-10-10 15:00 | 0.32212 | 0.21041 | 0.3634 | -20.8
2023-10-10 16:00 | 0.25162 | 0.28188 | 0.46457 | -5.6775
2023-10-10 17:00 | 0.09965 | 0.38296 | 0.60262 | 50.8575
2023-10-10 18:00 | 0.0012271 | 0.45882 | 0.65984 | 208.8633
2023-10-10 19:00 | 0 | 0.46302 | 0.66026 | 161.2442
2023-10-10 20:00 | 0 | 0.38385 | 0.65314 | 116.145
2023-10-10 21:00 | 0 | 0.45586 | 0.6541 | 82.1433
2023-10-10 22:00 | 0 | 0.54846 | 0.64969 | 65.9342
2023-10-10 23:00 | 0 | 0.60661 | 0.65107 | 66.665
2023-10-11 | 0 | 0.68772 | 0.65211 | 62.225
2023-10-11 01:00 | 0 | 0.70214 | 0.65608 | 59.8267
2023-10-11 02:00 | 0 | 0.67845 | 0.66131 | 56.7017
2023-10-11 03:00 | 0 | 0.69579 | 0.66249 | 58.37
2023-10-11 04:00 | 0 | 0.69111 | 0.66547 | 55.5358
2023-10-11 05:00 | 0 | 0.69423 | 0.66883 | 58.6858
2023-10-11 06:00 | 0.20046 | 0.64871 | 0.60586 | 70.3658
2023-10-11 07:00 | 0.68998 | 0.46359 | 0.45932 | 56.8067
2023-10-11 08:00 | 0.98302 | 0.39398 | 0.37213 | 21.6525
2023-10-11 09:00 | 0.99995 | 0.3019 | 0.34994 | -12.5433
2023-10-11 10:00 | 0.99737 | 0.16773 | 0.32389 | -44.6983
2023-10-11 11:00 | 0.96969 | 0.14182 | 0.3124 | -48.6958
2023-10-11 12:00 | 0.95072 | 0.14348 | 0.30525 | -48.7342
2023-10-11 13:00 | 0.87932 | 0.13695 | 0.30426 | -47.025
2023-10-11 14:00 | 0.87744 | 0.18944 | 0.32019 | -46.3908
2023-10-11 15:00 | 0.70173 | 0.3307 | 0.35435 | -34.5575
2023-10-11 16:00 | 0.61517 | 0.47102 | 0.42781 | -27.4
2023-10-11 17:00 | 0.2502 | 0.63085 | 0.5877 | 30.7683
2023-10-11 18:00 | 0.011961 | 0.72359 | 0.665 | 122.1783
2023-10-11 19:00 | 0 | 0.71286 | 0.65307 | 207.5542
2023-10-11 20:00 | 0 | 0.63433 | 0.64694 | 76.095
2023-10-11 21:00 | 0 | 0.62194 | 0.63971 | 63.83
2023-10-11 22:00 | 0 | 0.62045 | 0.63488 | 60.6575
2023-10-11 23:00 | 0 | 0.6713 | 0.62449 | 59.2725
2023-10-12 | 0 | 0.69946 | 0.62111 | 56.905
2023-10-12 01:00 | 0 | 0.71492 | 0.62291 | 53.3108
2023-10-12 02:00 | 0 | 0.73099 | 0.62797 | 46.5683
2023-10-12 03:00 | 0 | 0.74791 | 0.62776 | 52.2308
2023-10-12 04:00 | 0 | 0.72148 | 0.62854 | 51.7108
2023-10-12 05:00 | 0 | 0.66349 | 0.62768 | 53.3075
2023-10-12 06:00 | 0.18691 | 0.54849 | 0.52644 | 58.4142
2023-10-12 07:00 | 0.68075 | 0.44848 | 0.41186 | 18.325
2023-10-12 08:00 | 0.97995 | 0.65647 | 0.3686 | -37.5133
2023-10-12 09:00 | 0.99812 | 0.68128 | 0.33436 | -47.6842
2023-10-12 10:00 | 0.91143 | 0.55943 | 0.3064 | -48.3283
2023-10-12 11:00 | 0.85771 | 0.54605 | 0.29223 | -50.5617
2023-10-12 12:00 | 0.94969 | 0.52267 | 0.28824 | -51.3717
2023-10-12 13:00 | 0.95181 | 0.48535 | 0.28981 | -49.65
2023-10-12 14:00 | 0.86424 | 0.44522 | 0.30166 | -47.1925
2023-10-12 15:00 | 0.87214 | 0.46167 | 0.33651 | -44.1917
2023-10-12 16:00 | 0.90868 | 0.56239 | 0.42133 | -30.2042
2023-10-12 17:00 | 0.36715 | 0.66661 | 0.57959 | 40.5333
2023-10-12 18:00 | 0.019248 | 0.68949 | 0.65229 | 96.1467
2023-10-12 19:00 | 0 | 0.54273 | 0.64481 | 87.4458
2023-10-12 20:00 | 0 | 0.27981 | 0.64162 | 70.1125
2023-10-12 21:00 | 0 | 0.22499 | 0.63135 | 62.1642
2023-10-12 22:00 | 0 | 0.20624 | 0.62492 | 59.1308
2023-10-12 23:00 | 0 | 0.22531 | 0.62244 | 56.8817
2023-10-13 | 0 | 0.23692 | 0.63401 | 49.0358
2023-10-13 01:00 | 0 | 0.22338 | 0.63642 | 47.4408
2023-10-13 02:00 | 0 | 0.22429 | 0.63259 | 26.8792
2023-10-13 03:00 | 0 | 0.28097 | 0.63634 | 29.7008
2023-10-13 04:00 | 0 | 0.32486 | 0.66597 | 34.9967
2023-10-13 05:00 | 0 | 0.20483 | 0.67826 | 57.8808
2023-10-13 06:00 | 0.12774 | 0.10042 | 0.55567 | 60.7258
2023-10-13 07:00 | 0.47275 | 0.045808 | 0.40576 | 22.4025
2023-10-13 08:00 | 0.86156 | 0.081736 | 0.36522 | -26.3433
2023-10-13 09:00 | 0.85709 | 0.064709 | 0.32344 | -46.3058
2023-10-13 10:00 | 0.82659 | 0.047184 | 0.2988 | -48.2583
2023-10-13 11:00 | 0.87137 | 0.051664 | 0.2767 | -49.0917
2023-10-13 12:00 | 0.8519 | 0.045776 | 0.27133 | -46.3883
2023-10-13 13:00 | 0.81249 | 0.038091 | 0.28308 | -45.8392
2023-10-13 14:00 | 0.87003 | 0.021512 | 0.29498 | -49.8275
2023-10-13 15:00 | 0.71253 | 0.018023 | 0.31954 | -36.5633
2023-10-13 16:00 | 0.67101 | 0.014944 | 0.39608 | -1.1125
2023-10-13 17:00 | 0.27907 | 0.02004 | 0.53748 | 12.7267
2023-10-13 18:00 | 0.0090244 | 0.043446 | 0.61768 | 70.145
2023-10-13 19:00 | 0 | 0.06997 | 0.6048 | 82.3408
2023-10-13 20:00 | 0 | 0.054057 | 0.60341 | 61.3983
2023-10-13 21:00 | 0 | 0.096348 | 0.60446 | 54.7842
2023-10-13 22:00 | 0 | 0.15824 | 0.6027 | 54.2008
2023-10-13 23:00 | 0 | 0.11558 | 0.6018 | 60.0317
2023-10-14 | 0 | 0.069462 | 0.60871 | 58.9133
2023-10-14 01:00 | 0 | 0.018794 | 0.62256 | 58.85
2023-10-14 02:00 | 0 | 0.001985 | 0.63436 | 55.1108
2023-10-14 03:00 | 0 | 0.010788 | 0.64888 | 53.83
2023-10-14 04:00 | 0 | 0.024927 | 0.65415 | 55.2275
2023-10-14 05:00 | 0 | 0.047192 | 0.65028 | 58.7758
2023-10-14 06:00 | 0.13345 | 0.072293 | 0.52807 | 59.2025
2023-10-14 07:00 | 0.54624 | 0.070064 | 0.41262 | 1.4117
2023-10-14 08:00 | 0.84642 | 0.0898 | 0.34541 | -35.5658
2023-10-14 09:00 | 0.82168 | 0.05685 | 0.32849 | -43.4175
2023-10-14 10:00 | 0.87211 | 0.01983 | 0.32054 | -49.9175
2023-10-14 11:00 | 0.85628 | 0.014363 | 0.31274 | -52.2517
2023-10-14 12:00 | 0.79584 | 0.04871 | 0.29569 | -50.55
2023-10-14 13:00 | 0.78359 | 0.075152 | 0.29384 | -47.1467
2023-10-14 14:00 | 0.78365 | 0.089414 | 0.31256 | -45.7025
2023-10-14 15:00 | 0.74098 | 0.094163 | 0.3441 | -44.0367
2023-10-14 16:00 | 0.58331 | 0.064669 | 0.40455 | -25.7133
2023-10-14 17:00 | 0.25121 | 0.020771 | 0.55011 | 16.2633
2023-10-14 18:00 | 0.010675 | 0.023645 | 0.64022 | 61.99
2023-10-14 19:00 | 0 | 0.18186 | 0.63625 | 67.8533
2023-10-14 20:00 | 0 | 0.40265 | 0.63229 | 66.3
2023-10-14 21:00 | 0 | 0.52203 | 0.6185 | 60.6192
2023-10-14 22:00 | 0 | 0.49653 | 0.62242 | 52.2092
2023-10-14 23:00 | 0 | 0.47845 | 0.65362 | 61.01
2023-10-15 | 0 | 0.44788 | 0.65315 | 61.9008
2023-10-15 01:00 | 0 | 0.38707 | 0.65224 | 59.9767
2023-10-15 02:00 | 0 | 0.32905 | 0.65188 | 57.6467
2023-10-15 03:00 | 0 | 0.28575 | 0.65008 | 55.5775
2023-10-15 04:00 | 0 | 0.21935 | 0.65382 | 47.7842
2023-10-15 05:00 | 0 | 0.13861 | 0.65986 | 55.9883
2023-10-15 06:00 | 0.076166 | 0.11924 | 0.54627 | 56.7742
2023-10-15 07:00 | 0.28529 | 0.1037 | 0.4059 | 3.9183
2023-10-15 08:00 | 0.44297 | 0.10433 | 0.34772 | -24.9633
2023-10-15 09:00 | 0.5026 | 0.12701 | 0.31031 | -42.7033
2023-10-15 10:00 | 0.44052 | 0.12483 | 0.29907 | -45.7267
2023-10-15 11:00 | 0.41451 | 0.1321 | 0.28919 | -47.5367
2023-10-15 12:00 | 0.24799 | 0.15774 | 0.2911 | -47.5358
2023-10-15 13:00 | 0.26938 | 0.15762 | 0.29009 | -47.5992
2023-10-15 14:00 | 0.15324 | 0.18004 | 0.3027 | -46.3658
2023-10-15 15:00 | 0.1939 | 0.29077 | 0.32245 | -30.86
2023-10-15 16:00 | 0.31164 | 0.47075 | 0.41853 | 3.9825
2023-10-15 17:00 | 0.16699 | 0.5594 | 0.58265 | 31.8383
2023-10-15 18:00 | 0.0021439 | 0.58893 | 0.64487 | 142.1225
2023-10-15 19:00 | 0 | 0.63136 | 0.64344 | 181.4025
2023-10-15 20:00 | 0 | 0.62037 | 0.63603 | 101.0917
2023-10-15 21:00 | 0 | 0.6542 | 0.63921 | 62.2217
2023-10-15 22:00 | 0 | 0.62371 | 0.64714 | 58.0725
2023-10-15 23:00 | 0 | 0.60747 | 0.64872 | 60.655
2023-10-16 | 0 | 0.56176 | 0.64334 | 60.455
2023-10-16 01:00 | 0 | 0.42331 | 0.63237 | 57.615
2023-10-16 02:00 | 0 | 0.3852 | 0.62537 | 56.6675
2023-10-16 03:00 | 0 | 0.33065 | 0.62597 | 55.145
2023-10-16 04:00 | 0 | 0.3225 | 0.63184 | 54.8375
2023-10-16 05:00 | 0 | 0.32147 | 0.64059 | 57.2825
2023-10-16 06:00 | 0.046554 | 0.30837 | 0.52428 | 59.7408
2023-10-16 07:00 | 0.22675 | 0.21793 | 0.38165 | 29.74
2023-10-16 08:00 | 0.42112 | 0.11279 | 0.32605 | -5.4483
2023-10-16 09:00 | 0.49711 | 0.11155 | 0.30464 | -18.5108
2023-10-16 10:00 | 0.69119 | 0.080959 | 0.29114 | -41.2825
2023-10-16 11:00 | 0.80299 | 0.046837 | 0.2795 | -46.0825
2023-10-16 12:00 | 0.79722 | 0.035388 | 0.30813 | -31.7067
2023-10-16 13:00 | 0.83871 | 0.040154 | 0.33609 | -22.3842
2023-10-16 14:00 | 0.72315 | 0.059924 | 0.36337 | 18.6892
2023-10-16 15:00 | 0.43612 | 0.12123 | 0.3906 | 24.2658
2023-10-16 16:00 | 0.39598 | 0.21405 | 0.47229 | 28.015
2023-10-16 17:00 | 0.096076 | 0.29196 | 0.56377 | 43.915
2023-10-16 18:00 | 0.0030037 | 0.32558 | 0.62465 | 1330.3258
2023-10-16 19:00 | 0 | 0.29571 | 0.62955 | 107.6875
2023-10-16 20:00 | 0 | 0.31487 | 0.63357 | 85.0617
2023-10-16 21:00 | 0 | 0.38318 | 0.62375 | 58.7433
2023-10-16 22:00 | 0 | 0.45215 | 0.60863 | 58.7167
2023-10-16 23:00 | 0 | 0.47736 | 0.61404 | 58.4058
2023-10-17 | 0 | 0.48416 | 0.61755 | 59.6142
2023-10-17 01:00 | 0 | 0.49341 | 0.62738 | 60.8867
2023-10-17 02:00 | 0 | 0.4817 | 0.64852 | 59.1275
2023-10-17 03:00 | 0 | 0.50499 | 0.66423 | 58.7517
2023-10-17 04:00 | 0 | 0.49765 | 0.67509 | 59.5758
2023-10-17 05:00 | 0 | 0.53046 | 0.67379 | 61.8142
2023-10-17 06:00 | 0.099087 | 0.61391 | 0.53269 | 89.865
2023-10-17 07:00 | 0.43008 | 0.65972 | 0.38253 | 37.475
2023-10-17 08:00 | 0.58105 | 0.46848 | 0.33018 | 1.165
2023-10-17 09:00 | 0.60176 | 0.57578 | 0.29275 | -19.3567
2023-10-17 10:00 | 0.46714 | 0.67175 | 0.28222 | -20.8
2023-10-17 11:00 | 0.47606 | 0.62812 | 0.27705 | -20.8
2023-10-17 12:00 | 0.57187 | 0.65625 | 0.2715 | -25.75
2023-10-17 13:00 | 0.65287 | 0.64642 | 0.27579 | -24.1
2023-10-17 14:00 | 0.55495 | 0.69844 | 0.28881 | -20.8
2023-10-17 15:00 | 0.58719 | 0.84569 | 0.32975 | -19.5133
2023-10-17 16:00 | 0.49272 | 0.90187 | 0.41113 | 10.9542
2023-10-17 17:00 | 0.17711 | 0.9094 | 0.56838 | 40.8333
2023-10-17 18:00 | 0.0017463 | 0.89719 | 0.59979 | 150.42
2023-10-17 19:00 | 0 | 0.88143 | 0.5929 | 126.7675
2023-10-17 20:00 | 0 | 0.82492 | 0.59935 | 83.2133
2023-10-17 21:00 | 0 | 0.84133 | 0.6134 | 65.555
2023-10-17 22:00 | 0 | 0.82735 | 0.61439 | 61.0617
2023-10-17 23:00 | 0 | 0.71656 | 0.60855 | 63.6508
2023-10-18 | 0 | 0.60372 | 0.60715 | 59.985
2023-10-18 01:00 | 0 | 0.55492 | 0.60685 | 58.635
2023-10-18 02:00 | 0 | 0.52736 | 0.60781 | 56.1408
2023-10-18 03:00 | 0 | 0.50292 | 0.6076 | 54.4525
2023-10-18 04:00 | 0 | 0.51868 | 0.60894 | 54.0292
2023-10-18 05:00 | 0 | 0.46306 | 0.61808 | 59.5025
2023-10-18 06:00 | 0.017122 | 0.40256 | 0.54318 | 81.4233
2023-10-18 07:00 | 0.1056 | 0.37516 | 0.40036 | 59.0675
2023-10-18 08:00 | 0.11452 | 0.3995 | 0.33581 | 22.8725
2023-10-18 09:00 | 0.12824 | 0.49774 | 0.31018 | 14.5158
2023-10-18 10:00 | 0.22965 | 0.56395 | 0.29153 | 11.6342
2023-10-18 11:00 | 0.28478 | 0.50253 | 0.28408 | 10.0233
2023-10-18 12:00 | 0.27881 | 0.49977 | 0.29087 | 4.3458
2023-10-18 13:00 | 0.18236 | 0.50461 | 0.29873 | 10.5892
2023-10-18 14:00 | 0.15105 | 0.47056 | 0.31244 | 10.1975
2023-10-18 15:00 | 0.1703 | 0.47772 | 0.37127 | 18.6433
2023-10-18 16:00 | 0.088237 | 0.48609 | 0.44411 | 33.8508
2023-10-18 17:00 | 0.02945 | 0.4695 | 0.56564 | 61.6033
2023-10-18 18:00 | 0.00065892 | 0.58823 | 0.62642 | 226.4442
2023-10-18 19:00 | 0 | 0.58829 | 0.63338 | 299.8875
2023-10-18 20:00 | 0 | 0.46461 | 0.64937 | 190.8967
2023-10-18 21:00 | 0 | 0.54733 | 0.65875 | 108.4792
2023-10-18 22:00 | 0 | 0.65184 | 0.66262 | 93.4592
2023-10-18 23:00 | 0 | 0.63831 | 0.66077 | 91.1817
2023-10-19 | 0 | 0.5654 | 0.66546 | 77.2592
2023-10-19 01:00 | 0 | 0.47888 | 0.67299 | 61.0217
2023-10-19 02:00 | 0 | 0.50531 | 0.67589 | 61.0125
2023-10-19 03:00 | 0 | 0.53536 | 0.68039 | 54.0692
2023-10-19 04:00 | 0 | 0.42492 | 0.66843 | 51.3925
2023-10-19 05:00 | 0 | 0.32353 | 0.67018 | 62.8175
2023-10-19 06:00 | 0.026453 | 0.41705 | 0.56367 | 73.6475
2023-10-19 07:00 | 0.091578 | 0.39003 | 0.40674 | 41.8508
2023-10-19 08:00 | 0.11917 | 0.041863 | 0.35962 | 8.3175
2023-10-19 09:00 | 0.19175 | 0.018208 | 0.31646 | -15.985
2023-10-19 10:00 | 0.19587 | 0.036589 | 0.3054 | -4.5392
2023-10-19 11:00 | 0.16865 | 0.093379 | 0.29862 | -0.95333
2023-10-19 12:00 | 0.16944 | 0.18205 | 0.29433 | -4.8933
2023-10-19 13:00 | 0.21402 | 0.32589 | 0.29484 | -16.6717
2023-10-19 14:00 | 0.29942 | 0.44852 | 0.3086 | -20.8
2023-10-19 15:00 | 0.2055 | 0.42161 | 0.3408 | -18.7783
2023-10-19 16:00 | 0.15555 | 0.37927 | 0.43033 | 6.45
2023-10-19 17:00 | 0.042654 | 0.31651 | 0.57998 | 39.155
2023-10-19 18:00 | 0.002121 | 0.38752 | 0.64722 | 168.4258
2023-10-19 19:00 | 0 | 0.40005 | 0.65742 | 273.0883
2023-10-19 20:00 | 0 | 0.15493 | 0.66485 | 139.0075
2023-10-19 21:00 | 0 | 0.31318 | 0.66196 | 112.735
2023-10-19 22:00 | 0 | 0.45895 | 0.66377 | 70.2508
2023-10-19 23:00 | 0 | 0.48295 | 0.66741 | 83.02
2023-10-20 | 0 | 0.4197 | 0.66669 | 77.0092
2023-10-20 01:00 | 0 | 0.37036 | 0.66881 | 63.1117
2023-10-20 02:00 | 0 | 0.30749 | 0.66522 | 59.7633
2023-10-20 03:00 | 0 | 0.22739 | 0.66595 | 57.4042
2023-10-20 04:00 | 0 | 0.16407 | 0.667 | 57.1517
2023-10-20 05:00 | 0 | 0.12885 | 0.66513 | 59.1
2023-10-20 06:00 | 0.18091 | 0.10207 | 0.54559 | 61.6492
2023-10-20 07:00 | 0.49956 | 0.10091 | 0.38646 | 35.8017
2023-10-20 08:00 | 0.63297 | 0.12923 | 0.35262 | -4.8175
2023-10-20 09:00 | 0.65075 | 0.15033 | 0.31104 | -21.59
2023-10-20 10:00 | 0.72976 | 0.16158 | 0.29687 | -20.8
2023-10-20 11:00 | 0.74479 | 0.19038 | 0.28337 | -21.3
2023-10-20 12:00 | 0.63183 | 0.25485 | 0.28033 | -22.4833
2023-10-20 13:00 | 0.59264 | 0.30175 | 0.27986 | -25.67
2023-10-20 14:00 | 0.49183 | 0.25919 | 0.28769 | -21.39
2023-10-20 15:00 | 0.42371 | 0.31535 | 0.34097 | -13.5592
2023-10-20 16:00 | 0.18015 | 0.37012 | 0.42978 | 20.4833
2023-10-20 17:00 | 0.040414 | 0.34652 | 0.57323 | 46.6733
2023-10-20 18:00 | 0.0003001 | 0.34884 | 0.65616 | 94.7583
2023-10-20 19:00 | 0 | 0.39986 | 0.65869 | 86.7067
2023-10-20 20:00 | 0 | 0.3101 | 0.66148 | 67.0942
2023-10-20 21:00 | 0 | 0.27718 | 0.66559 | 62.4875
2023-10-20 22:00 | 0 | 0.25806 | 0.66074 | 66.4042
2023-10-20 23:00 | 0 | 0.26714 | 0.65224 | 72.8933
2023-10-21 | 0 | 0.29477 | 0.64559 | 60.7158
2023-10-21 01:00 | 0 | 0.31769 | 0.64624 | 60.4467
2023-10-21 02:00 | 0 | 0.30158 | 0.65558 | 54.1642
2023-10-21 03:00 | 0 | 0.25362 | 0.65645 | 52.3575
2023-10-21 04:00 | 0 | 0.27221 | 0.65553 | 54.27
2023-10-21 05:00 | 0 | 0.31676 | 0.65164 | 53.7083
2023-10-21 06:00 | 0.092213 | 0.26655 | 0.54488 | 54.715
2023-10-21 07:00 | 0.31791 | 0.17582 | 0.42833 | 15.4317
2023-10-21 08:00 | 0.36155 | 0.067156 | 0.36927 | -42.4092
2023-10-21 09:00 | 0.34501 | 0.065837 | 0.33703 | -43.3983
2023-10-21 10:00 | 0.36769 | 0.071616 | 0.31189 | -46.48
2023-10-21 11:00 | 0.59366 | 0.11497 | 0.29958 | -48.2175
2023-10-21 12:00 | 0.72587 | 0.19104 | 0.30297 | -47.6925
2023-10-21 13:00 | 0.84003 | 0.22999 | 0.29348 | -48.5867
2023-10-21 14:00 | 0.93137 | 0.20879 | 0.30758 | -41.7242
2023-10-21 15:00 | 0.83394 | 0.24213 | 0.33806 | -23.8442
2023-10-21 16:00 | 0.71947 | 0.32075 | 0.41921 | 1.2325
2023-10-21 17:00 | 0.28648 | 0.37317 | 0.5795 | 32.4308
2023-10-21 18:00 | 0.020043 | 0.35982 | 0.65736 | 107.0633
2023-10-21 19:00 | 0 | 0.32265 | 0.66123 | 184.0975
2023-10-21 20:00 | 0 | 0.33879 | 0.67339 | 118.425
2023-10-21 21:00 | 0 | 0.28559 | 0.67315 | 67.0975
2023-10-21 22:00 | 0 | 0.2152 | 0.65843 | 58.7967
2023-10-21 23:00 | 0 | 0.19701 | 0.6446 | 58.4775
2023-10-22 | 0 | 0.24608 | 0.64573 | 57.2083
2023-10-22 01:00 | 0 | 0.29793 | 0.64801 | 54.22
2023-10-22 02:00 | 0 | 0.26234 | 0.65152 | 46.9467
2023-10-22 03:00 | 0 | 0.19506 | 0.65377 | 37.9383
2023-10-22 04:00 | 0 | 0.15205 | 0.65487 | 35.1583
2023-10-22 05:00 | 0 | 0.11712 | 0.64669 | 38.2783
2023-10-22 06:00 | 0.22471 | 0.080919 | 0.54443 | 28.8675
2023-10-22 07:00 | 0.67608 | 0.017816 | 0.42473 | -19.0433
2023-10-22 08:00 | 0.96635 | 0.0075065 | 0.36768 | -36.2792
2023-10-22 09:00 | 0.99727 | 0.035155 | 0.33507 | -43.4025
2023-10-22 10:00 | 0.99822 | 0.13991 | 0.31953 | -48.2758
2023-10-22 11:00 | 0.99933 | 0.30621 | 0.30967 | -50.5533
2023-10-22 12:00 | 0.98688 | 0.39178 | 0.30382 | -49.3575
2023-10-22 13:00 | 0.97477 | 0.40745 | 0.30614 | -47.84
2023-10-22 14:00 | 0.98035 | 0.36118 | 0.30768 | -45.665
2023-10-22 15:00 | 0.95473 | 0.27896 | 0.33606 | -27.5558
2023-10-22 16:00 | 0.80135 | 0.20735 | 0.42226 | 0.23417
2023-10-22 17:00 | 0.33 | 0.1479 | 0.58236 | 15.5058
2023-10-22 18:00 | 0.023052 | 0.10441 | 0.65203 | 81.9625
2023-10-22 19:00 | 0 | 0.10006 | 0.66041 | 113.2158
2023-10-22 20:00 | 0 | 0.11807 | 0.66351 | 96.6717
2023-10-22 21:00 | 0 | 0.044923 | 0.66003 | 61.2867
2023-10-22 22:00 | 0 | 0.012943 | 0.66301 | 58.8883
2023-10-22 23:00 | 0 | 0.0081145 | 0.67327 | 62.155
2023-10-23 | 0 | 0.023543 | 0.68231 | 60.3975
2023-10-23 01:00 | 0 | 0.083116 | 0.68195 | 59.345
2023-10-23 02:00 | 0 | 0.11789 | 0.67393 | 53.82
2023-10-23 03:00 | 0 | 0.10244 | 0.67929 | 48.42
2023-10-23 04:00 | 0 | 0.089184 | 0.69182 | 53.3883
2023-10-23 05:00 | 0 | 0.096918 | 0.69072 | 61.8708
2023-10-23 06:00 | 0.16104 | 0.12351 | 0.57015 | 67.1558
2023-10-23 07:00 | 0.43667 | 0.16575 | 0.40558 | 28.8667
2023-10-23 08:00 | 0.70167 | 0.26249 | 0.35246 | -4.7567
2023-10-23 09:00 | 0.85693 | 0.27749 | 0.30661 | -27.1417
2023-10-23 10:00 | 0.9638 | 0.2456 | 0.28516 | -35.6717
2023-10-23 11:00 | 0.96722 | 0.22677 | 0.27523 | -41.405
2023-10-23 12:00 | 0.94705 | 0.18068 | 0.27156 | -40.8
2023-10-23 13:00 | 0.88901 | 0.16059 | 0.27398 | -36.7717
2023-10-23 14:00 | 0.72632 | 0.15013 | 0.29631 | -27.5775
2023-10-23 15:00 | 0.30739 | 0.17351 | 0.34549 | -14.0667
2023-10-23 16:00 | 0.33996 | 0.086821 | 0.44017 | 27.655
2023-10-23 17:00 | 0.098516 | 0.065265 | 0.55523 | 54.4683
2023-10-23 18:00 | 0.00040856 | 0.16232 | 0.62205 | 110.0042
2023-10-23 19:00 | 0 | 0.17612 | 0.62775 | 131.8217
2023-10-23 20:00 | 0 | 0.13526 | 0.63924 | 89.4925
2023-10-23 21:00 | 0 | 0.10796 | 0.64592 | 61.0467
2023-10-23 22:00 | 0 | 0.35333 | 0.66321 | 56.0567
2023-10-23 23:00 | 0 | 0.68814 | 0.66794 | 64.45
2023-10-24 | 0 | 0.76483 | 0.66847 | 61.7958
2023-10-24 01:00 | 0 | 0.68294 | 0.67276 | 60.8367
2023-10-24 02:00 | 0 | 0.63965 | 0.67883 | 64.5517
2023-10-24 03:00 | 0 | 0.59428 | 0.6749 | 61.2267
2023-10-24 04:00 | 0 | 0.59469 | 0.68016 | 59.9283
2023-10-24 05:00 | 0 | 0.58377 | 0.68461 | 61.7942
2023-10-24 06:00 | 0.13533 | 0.6662 | 0.56008 | 65.1333
2023-10-24 07:00 | 0.41634 | 0.75331 | 0.41703 | 34.0783
2023-10-24 08:00 | 0.58108 | 0.77394 | 0.36003 | 16.4767
2023-10-24 09:00 | 0.79045 | 0.87997 | 0.33273 | -19.4892
2023-10-24 10:00 | 0.70194 | 0.81055 | 0.30344 | -44.0425
2023-10-24 11:00 | 0.74861 | 0.73073 | 0.29115 | -45.1467
2023-10-24 12:00 | 0.69138 | 0.75823 | 0.28426 | -44.3467
2023-10-24 13:00 | 0.84233 | 0.78165 | 0.27609 | -35.3883
2023-10-24 14:00 | 0.91689 | 0.80445 | 0.31555 | -16.6383
2023-10-24 15:00 | 0.79034 | 0.79741 | 0.35518 | 18.8125
2023-10-24 16:00 | 0.70716 | 0.6095 | 0.43945 | 38.0508
2023-10-24 17:00 | 0.3172 | 0.28767 | 0.55753 | 62.1508
2023-10-24 18:00 | 0.028804 | 0.14738 | 0.61998 | 280.5925
2023-10-24 19:00 | 0 | 0.11693 | 0.62832 | 155.7425
2023-10-24 20:00 | 0 | 0.083032 | 0.64128 | 76.4433
2023-10-24 21:00 | 0 | 0.096436 | 0.65665 | 65.9675
2023-10-24 22:00 | 0 | 0.11662 | 0.65013 | 63.3708
2023-10-24 23:00 | 0 | 0.12868 | 0.65851 | 58.3333
2023-10-25 | 0 | 0.1804 | 0.65634 | 58.3
2023-10-25 01:00 | 0 | 0.3245 | 0.66364 | 54.6375
2023-10-25 02:00 | 0 | 0.46844 | 0.67603 | 51.4275
2023-10-25 03:00 | 0 | 0.58203 | 0.6722 | 56.4825
2023-10-25 04:00 | 0 | 0.58212 | 0.67292 | 53.4558
2023-10-25 05:00 | 0 | 0.57267 | 0.66769 | 44.7417
2023-10-25 06:00 | 0.20096 | 0.45499 | 0.55337 | 58.6933
2023-10-25 07:00 | 0.66858 | 0.15763 | 0.40572 | 41.3883
2023-10-25 08:00 | 0.95471 | 0.050655 | 0.35171 | 4.4883
2023-10-25 09:00 | 0.95788 | 0.021559 | 0.33301 | -25.4542
2023-10-25 10:00 | 0.94568 | 0.056255 | 0.31542 | -45.8692
2023-10-25 11:00 | 0.97894 | 0.085448 | 0.29761 | -47.785
2023-10-25 12:00 | 0.97668 | 0.1103 | 0.2883 | -49.0733
2023-10-25 13:00 | 0.94472 | 0.12201 | 0.28235 | -44.1492
2023-10-25 14:00 | 0.95492 | 0.12663 | 0.30814 | -25.1333
2023-10-25 15:00 | 0.86262 | 0.12254 | 0.35356 | -19.7808
2023-10-25 16:00 | 0.70201 | 0.10236 | 0.44051 | 3.6425
2023-10-25 17:00 | 0.26443 | 0.11875 | 0.56089 | 51.9042
2023-10-25 18:00 | 0.020843 | 0.10487 | 0.62838 | 144.3833
2023-10-25 19:00 | 0 | 0.046033 | 0.63205 | 107.7525
2023-10-25 20:00 | 0 | 0.009994 | 0.64075 | 101.1292
2023-10-25 21:00 | 0 | 0.043937 | 0.64989 | 76.9158
2023-10-25 22:00 | 0 | 0.12963 | 0.64167 | 63.82
2023-10-25 23:00 | 0 | 0.16037 | 0.64982 | 62.7742
2023-10-26 | 0 | 0.16484 | 0.66993 | 64.86
2023-10-26 01:00 | 0 | 0.16954 | 0.67599 | 64.065
2023-10-26 02:00 | 0 | 0.1577 | 0.68304 | 61.5925
2023-10-26 03:00 | 0 | 0.11895 | 0.67602 | 59.6158
2023-10-26 04:00 | 0 | 0.074995 | 0.67589 | 59.92
2023-10-26 05:00 | 0 | 0.043828 | 0.6759 | 61.3542
2023-10-26 06:00 | 0.11746 | 0.044309 | 0.57845 | 78.91
2023-10-26 07:00 | 0.4737 | 0.0583 | 0.45251 | 58.5717
2023-10-26 08:00 | 0.84556 | 0.077536 | 0.34748 | 46.5367
2023-10-26 09:00 | 0.94844 | 0.14169 | 0.32087 | 0.56583
2023-10-26 10:00 | 0.9157 | 0.20794 | 0.31364 | 14.1567
2023-10-26 11:00 | 0.88738 | 0.28443 | 0.29932 | 1.1167
2023-10-26 12:00 | 0.96216 | 0.35247 | 0.28274 | 5.1967
2023-10-26 13:00 | 0.96501 | 0.45393 | 0.3226 | 10.4217
2023-10-26 14:00 | 0.95746 | 0.41379 | 0.34271 | 35.18
2023-10-26 15:00 | 0.92583 | 0.25066 | 0.39451 | 65.535
2023-10-26 16:00 | 0.82459 | 0.12997 | 0.48079 | 62.0092
2023-10-26 17:00 | 0.26648 | 0.071608 | 0.56339 | 132.0975
2023-10-26 18:00 | 0.014053 | 0.21363 | 0.60265 | 124.0942
2023-10-26 19:00 | 0 | 0.31573 | 0.61099 | 82.7642
2023-10-26 20:00 | 0 | 0.2345 | 0.62699 | 72.8292
2023-10-26 21:00 | 0 | 0.16749 | 0.6429 | 66.8442
2023-10-26 22:00 | 0 | 0.15104 | 0.63937 | 66.5983
2023-10-26 23:00 | 0 | 0.10055 | 0.63929 | 70.2933
2023-10-27 | 0 | 0.20941 | 0.63966 | 64.1825
2023-10-27 01:00 | 0 | 0.28341 | 0.64774 | 61.0408
2023-10-27 02:00 | 0 | 0.34066 | 0.66629 | 59.1117
2023-10-27 03:00 | 0 | 0.11817 | 0.67136 | 60.7933
2023-10-27 04:00 | 0 | 0.008025 | 0.66352 | 61.1575
2023-10-27 05:00 | 0 | 0.0005055 | 0.65776 | 63.38
2023-10-27 06:00 | 0.23519 | 0.011003 | 0.55861 | 92.36
2023-10-27 07:00 | 0.69827 | 0.017851 | 0.44123 | 52.72
2023-10-27 08:00 | 0.915 | 0.0006975 | 0.35079 | 28.7133
2023-10-27 09:00 | 0.94928 | 0.0021775 | 0.33509 | 12.5883
2023-10-27 10:00 | 0.91056 | 0.019951 | 0.33061 | -11.4983
2023-10-27 11:00 | 0.9111 | 0.063572 | 0.32704 | -1.9417
2023-10-27 12:00 | 0.93041 | 0.10855 | 0.33085 | -27.715
2023-10-27 13:00 | 0.84882 | 0.20319 | 0.34516 | -37.7692
2023-10-27 14:00 | 0.80381 | 0.31494 | 0.35145 | -33.9942
2023-10-27 15:00 | 0.88004 | 0.32631 | 0.38533 | 7.8583
2023-10-27 16:00 | 0.80386 | 0.27731 | 0.44649 | -12.0558
2023-10-27 17:00 | 0.28791 | 0.12204 | 0.54616 | 26.7683
2023-10-27 18:00 | 0.024271 | 0.039458 | 0.62521 | 82.905
2023-10-27 19:00 | 0 | 0.028035 | 0.63394 | 145.4583
2023-10-27 20:00 | 0 | 0.055436 | 0.62966 | 93.1592
2023-10-27 21:00 | 0 | 0.0611 | 0.63534 | 66.9325
2023-10-27 22:00 | 0 | 0.079578 | 0.64794 | 61.9383
2023-10-27 23:00 | 0 | 0.07803 | 0.65195 | 70.1242
2023-10-28 | 0 | 0.067665 | 0.6518 | 74.02
2023-10-28 01:00 | 0 | 0.18573 | 0.64822 | 59.8517
2023-10-28 02:00 | 0 | 0.30376 | 0.65948 | 54.8533
2023-10-28 03:00 | 0 | 0.45013 | 0.66563 | 54.7983
2023-10-28 04:00 | 0 | 0.48309 | 0.66565 | 52.29
2023-10-28 05:00 | 5.6233e-05 | 0.4779 | 0.63683 | 53.3458
2023-10-28 06:00 | 0.18871 | 0.38983 | 0.46599 | 46.3058
2023-10-28 07:00 | 0.55015 | 0.24829 | 0.37009 | -4.4525
2023-10-28 08:00 | 0.93306 | 0.12082 | 0.33634 | -32.0325
2023-10-28 09:00 | 0.99965 | 0.074096 | 0.32132 | -46.385
2023-10-28 10:00 | 0.99905 | 0.015403 | 0.29948 | -46.9058
2023-10-28 11:00 | 0.99655 | 0.0063905 | 0.29609 | -46.0008
2023-10-28 12:00 | 0.99502 | 0.024646 | 0.29492 | -42.8817
2023-10-28 13:00 | 0.9859 | 0.058775 | 0.30466 | -42.4825
2023-10-28 14:00 | 0.98381 | 0.099344 | 0.32704 | -45.2858
2023-10-28 15:00 | 0.99037 | 0.14862 | 0.35671 | -44.9492
2023-10-28 16:00 | 0.92987 | 0.15378 | 0.42056 | -27.2575
2023-10-28 17:00 | 0.4146 | 0.11528 | 0.5536 | 22.5542
2023-10-28 18:00 | 0.038898 | 0.060436 | 0.63773 | 49.6783
2023-10-28 19:00 | 0 | 0.033772 | 0.63224 | 74.3842
2023-10-28 20:00 | 0 | 0.034908 | 0.61874 | 61.9158
2023-10-28 21:00 | 0 | 0.044941 | 0.6281 | 57.9183
2023-10-28 22:00 | 0 | 0.029391 | 0.61828 | 63.98
2023-10-28 23:00 | 0 | 0.016761 | 0.61948 | 73.7692
2023-10-29 | 0 | 0.0085705 | 0.62113 | 73.1108
2023-10-29 01:00 | 0 | 0.0066785 | 0.62685 | 66.9442
2023-10-29 02:00 | 0 | 0.002488 | 0.63074 | 62.03
2023-10-29 03:00 | 0 | 0.0016365 | 0.64111 | 58.3417
2023-10-29 04:00 | 0 | 0.0015055 | 0.63953 | 57.2525
2023-10-29 05:00 | 0.00015933 | 0.0067825 | 0.62493 | 53.6408
2023-10-29 06:00 | 0.24705 | 0.0043395 | 0.51361 | 51.1758
2023-10-29 07:00 | 0.73986 | 0.013784 | 0.39747 | -13.1975
2023-10-29 08:00 | 0.97186 | 0.023645 | 0.34912 | -32.6517
2023-10-29 09:00 | 0.97912 | 0.047528 | 0.33996 | -42.3525
2023-10-29 10:00 | 0.98876 | 0.033516 | 0.35992 | -45.615
2023-10-29 11:00 | 0.98648 | 0.005517 | 0.35187 | -48.2333
2023-10-29 12:00 | 0.98872 | 0.001578 | 0.34541 | -49.1525
2023-10-29 13:00 | 0.99145 | 0.0018365 | 0.34639 | -47.4783
2023-10-29 14:00 | 0.98258 | 0.0019545 | 0.33182 | -48.2717
2023-10-29 15:00 | 0.98107 | 0.005111 | 0.35996 | -32.875
2023-10-29 16:00 | 0.9105 | 0.033602 | 0.44574 | -19.59
2023-10-29 17:00 | 0.40552 | 0.10583 | 0.57564 | 30.3908
2023-10-29 18:00 | 0.040603 | 0.29259 | 0.65309 | 130.7575
2023-10-29 19:00 | 0 | 0.434 | 0.65361 | 234.9758
2023-10-29 20:00 | 0 | 0.43367 | 0.63292 | 102.5592
2023-10-29 21:00 | 0 | 0.35661 | 0.63659 | 62.655
2023-10-29 22:00 | 0 | 0.33989 | 0.63118 | 68.9575
2023-10-29 23:00 | 0 | 0.32277 | 0.63567 | 61.5025
2023-10-30 | 0 | 0.3246 | 0.62346 | 59.4842
2023-10-30 01:00 | 0 | 0.27739 | 0.62602 | 55.7683
2023-10-30 02:00 | 0 | 0.25424 | 0.64403 | 57.1358
2023-10-30 03:00 | 0 | 0.29756 | 0.65119 | 55.5242
2023-10-30 04:00 | 0 | 0.32337 | 0.65687 | 54.5192
2023-10-30 05:00 | 0.00015096 | 0.30749 | 0.64415 | 56.6233
2023-10-30 06:00 | 0.20487 | 0.38327 | 0.5045 | 55.415
2023-10-30 07:00 | 0.68844 | 0.46041 | 0.37255 | 28.0992
2023-10-30 08:00 | 0.91555 | 0.37116 | 0.33325 | -19.2408
2023-10-30 09:00 | 0.97564 | 0.42064 | 0.32306 | -39.8475
2023-10-30 10:00 | 0.98659 | 0.44361 | 0.30642 | -48.2092
2023-10-30 11:00 | 0.99085 | 0.50789 | 0.29916 | -50.3917
2023-10-30 12:00 | 0.98764 | 0.67796 | 0.29373 | -50.2508
2023-10-30 13:00 | 0.98922 | 0.78621 | 0.27553 | -48.765
2023-10-30 14:00 | 0.98396 | 0.81753 | 0.2992 | -28.3775
2023-10-30 15:00 | 0.95788 | 0.84059 | 0.34013 | -23.8117
2023-10-30 16:00 | 0.86015 | 0.85689 | 0.41868 | -9.6567
2023-10-30 17:00 | 0.38706 | 0.87094 | 0.54446 | 33.0225
2023-10-30 18:00 | 0.040373 | 0.87966 | 0.61841 | 96.3642
2023-10-30 19:00 | 0 | 0.84355 | 0.6294 | 120.6183
2023-10-30 20:00 | 0 | 0.80586 | 0.63229 | 89.5792
2023-10-30 21:00 | 0 | 0.83159 | 0.63112 | 69.5658
2023-10-30 22:00 | 0 | 0.8072 | 0.6231 | 59.6417
2023-10-30 23:00 | 0 | 0.83062 | 0.61934 | 59.42
2023-10-31 | 0 | 0.82347 | 0.63485 | 58.2425
2023-10-31 01:00 | 0 | 0.71103 | 0.64136 | 58.4042
2023-10-31 02:00 | 0 | 0.64931 | 0.6406 | 55.3008
2023-10-31 03:00 | 0 | 0.72977 | 0.63961 | 54.2525
2023-10-31 04:00 | 0 | 0.70728 | 0.63058 | 48.3558
2023-10-31 05:00 | 2.1598e-05 | 0.63611 | 0.62395 | 53.7242
2023-10-31 06:00 | 0.017583 | 0.65261 | 0.49574 | 64.5792
2023-10-31 07:00 | 0.038187 | 0.68118 | 0.36522 | 27.3033
2023-10-31 08:00 | 0.019579 | 0.44589 | 0.3405 | -21.7417
2023-10-31 09:00 | 0.0634 | 0.80686 | 0.30937 | -43.485
2023-10-31 10:00 | 0.09628 | 0.75971 | 0.2934 | -44.3292
2023-10-31 11:00 | 0.19449 | 0.6174 | 0.29948 | -45.7083
2023-10-31 12:00 | 0.19435 | 0.32016 | 0.28389 | -51.0308
2023-10-31 13:00 | 0.27757 | 0.074702 | 0.26521 | -47.1792
2023-10-31 14:00 | 0.46915 | 0.051752 | 0.27298 | -29.8033
2023-10-31 15:00 | 0.67029 | 0.10879 | 0.33879 | 14.7883
2023-10-31 16:00 | 0.46387 | 0.28112 | 0.44387 | 73.4025
2023-10-31 17:00 | 0.1959 | 0.53491 | 0.54239 | 78.9833
2023-10-31 18:00 | 0.024483 | 0.67893 | 0.61063 | 228.8283
2023-10-31 19:00 | 0 | 0.7812 | 0.61785 | 169.2883
2023-10-31 20:00 | 0 | 0.78694 | 0.61859 | 158.9383
2023-10-31 21:00 | 0 | 0.85452 | 0.63202 | 135.2408
2023-10-31 22:00 | 0 | 0.9152 | 0.63618 | 113.3525
2023-10-31 23:00 | 0 | 0.93123 | 0.66062 | 93.9275
2023-11-01 | 0 | 0.92451 | 0.6767 | 82.46
2023-11-01 01:00 | 0 | 0.92011 | 0.67088 | 70.8136
2023-11-01 02:00 | 0 | 0.88457 | 0.65735 | 61.9117
2023-11-01 03:00 | 0 | 0.8467 | 0.6677 | 60.3383
2023-11-01 04:00 | 0 | 0.83446 | 0.68471 | 60.6092
2023-11-01 05:00 | 0.000445 | 0.85388 | 0.68132 | 74.2717
2023-11-01 06:00 | 0.24774 | 0.87716 | 0.54778 | 79.2467
2023-11-01 07:00 | 0.837 | 0.86614 | 0.41386 | 47.855
2023-11-01 08:00 | 0.9975 | 0.90117 | 0.35158 | 20.6458
2023-11-01 09:00 | 1 | 0.86851 | 0.32761 | 2.8583
2023-11-01 10:00 | 1 | 0.83297 | 0.30825 | -21.8533
2023-11-01 11:00 | 1 | 0.75797 | 0.30179 | -6.9292
2023-11-01 12:00 | 1 | 0.67003 | 0.28778 | -27.97
2023-11-01 13:00 | 1 | 0.64838 | 0.29326 | -2.0692
2023-11-01 14:00 | 1 | 0.58592 | 0.34647 | 13.7033
2023-11-01 15:00 | 1 | 0.49799 | 0.39147 | 46.0958
2023-11-01 16:00 | 0.96961 | 0.38927 | 0.46863 | 52.0108
2023-11-01 17:00 | 0.43678 | 0.33064 | 0.54994 | 49.0458
2023-11-01 18:00 | 0.045035 | 0.3198 | 0.611 | 119.6417
2023-11-01 19:00 | 0 | 0.40441 | 0.61125 | 232.8533
2023-11-01 20:00 | 0 | 0.44796 | 0.62252 | 125.5425
2023-11-01 21:00 | 0 | 0.58855 | 0.62442 | 84.43
2023-11-01 22:00 | 0 | 0.6688 | 0.6359 | 65.3083
2023-11-01 23:00 | 0 | 0.68894 | 0.64071 | 77.6
2023-11-02 | 0 | 0.70284 | 0.64074 | 64.7833
2023-11-02 01:00 | 0 | 0.66957 | 0.6473 | 60.4692
2023-11-02 02:00 | 0 | 0.66544 | 0.64372 | 57.6658
2023-11-02 03:00 | 0 | 0.63704 | 0.64423 | 55.2375
2023-11-02 04:00 | 0 | 0.58881 | 0.64307 | 56.2658
2023-11-02 05:00 | 0.00071166 | 0.52035 | 0.63327 | 64.2783
2023-11-02 06:00 | 0.26568 | 0.36203 | 0.53931 | 74.665
2023-11-02 07:00 | 0.91433 | 0.22598 | 0.40482 | 41.8833
2023-11-02 08:00 | 1 | 0.2605 | 0.33868 | 14.8833
2023-11-02 09:00 | 1 | 0.14655 | 0.31486 | -9.0233
2023-11-02 10:00 | 1 | 0.069348 | 0.2961 | -14.0775
2023-11-02 11:00 | 1 | 0.066549 | 0.28865 | -18.785
2023-11-02 12:00 | 1 | 0.074067 | 0.29163 | -10.1417
2023-11-02 13:00 | 0.99952 | 0.11047 | 0.2858 | -17.4958
2023-11-02 14:00 | 1 | 0.16232 | 0.29294 | -20.1717
2023-11-02 15:00 | 0.99882 | 0.24049 | 0.33748 | 4.3083
2023-11-02 16:00 | 0.94993 | 0.33128 | 0.4275 | 24.1858
2023-11-02 17:00 | 0.43649 | 0.4577 | 0.55158 | 39.6717
2023-11-02 18:00 | 0.045961 | 0.5675 | 0.61174 | 149.1983
2023-11-02 19:00 | 0 | 0.56117 | 0.61281 | 207.2633
2023-11-02 20:00 | 0 | 0.48221 | 0.61715 | 84.69
2023-11-02 21:00 | 0 | 0.37234 | 0.61013 | 77.7567
2023-11-02 22:00 | 0 | 0.3662 | 0.62182 | 62.1917
2023-11-02 23:00 | 0 | 0.41844 | 0.62985 | 77.1975
2023-11-03 | 0 | 0.53961 | 0.64623 | 76.9725
2023-11-03 01:00 | 0 | 0.65821 | 0.64349 | 65.8275
2023-11-03 02:00 | 0 | 0.73031 | 0.64721 | 58.375
2023-11-03 03:00 | 0 | 0.72875 | 0.64938 | 58.6717
2023-11-03 04:00 | 0 | 0.71683 | 0.65517 | 58.6983
2023-11-03 05:00 | 0.0010606 | 0.6221 | 0.6394 | 60.445
2023-11-03 06:00 | 0.26808 | 0.45437 | 0.55162 | 72.2542
2023-11-03 07:00 | 0.93704 | 0.20494 | 0.45346 | 52.6308
2023-11-03 08:00 | 1 | 0.19138 | 0.41182 | 55.4342
2023-11-03 09:00 | 1 | 0.24878 | 0.39282 | 53.7017
2023-11-03 10:00 | 1 | 0.17251 | 0.36006 | 49.3358
2023-11-03 11:00 | 0.99631 | 0.14028 | 0.37359 | 29.31
2023-11-03 12:00 | 0.9782 | 0.12218 | 0.35835 | 27.5758
2023-11-03 13:00 | 0.94913 | 0.14103 | 0.37224 | 30.7058
2023-11-03 14:00 | 0.87017 | 0.22249 | 0.39088 | 33.1025
2023-11-03 15:00 | 0.82689 | 0.4051 | 0.44307 | 45.9992
2023-11-03 16:00 | 0.67885 | 0.60994 | 0.52308 | 63.015
2023-11-03 17:00 | 0.30648 | 0.79758 | 0.59672 | 70.95
2023-11-03 18:00 | 0.040055 | 0.88628 | 0.62208 | 79.1592
2023-11-03 19:00 | 0 | 0.87582 | 0.61787 | 80.1892
2023-11-03 20:00 | 0 | 0.85901 | 0.61724 | 74.075
2023-11-03 21:00 | 0 | 0.8461 | 0.62545 | 62.6092
2023-11-03 22:00 | 0 | 0.83217 | 0.63259 | 60.9608
2023-11-03 23:00 | 0 | 0.81816 | 0.63701 | 62.6758
2023-11-04 | 0 | 0.78553 | 0.63638 | 62.8042
2023-11-04 01:00 | 0 | 0.76989 | 0.64205 | 58.3558
2023-11-04 02:00 | 0 | 0.75542 | 0.64462 | 53.3633
2023-11-04 03:00 | 0 | 0.73937 | 0.64677 | 54.3508
2023-11-04 04:00 | 0 | 0.71768 | 0.6504 | 56.2675
2023-11-04 05:00 | 0.0011076 | 0.71997 | 0.63859 | 55.1767
2023-11-04 06:00 | 0.21926 | 0.71104 | 0.51092 | 44.5667
2023-11-04 07:00 | 0.75869 | 0.74885 | 0.39147 | -2.7358
2023-11-04 08:00 | 0.97787 | 0.80774 | 0.34896 | -15.1467
2023-11-04 09:00 | 0.99053 | 0.86099 | 0.34217 | -3.8925
2023-11-04 10:00 | 0.94234 | 0.79449 | 0.33535 | 3.9533
2023-11-04 11:00 | 0.84167 | 0.68927 | 0.33196 | 17.7183
2023-11-04 12:00 | 0.74563 | 0.54838 | 0.32946 | -12.4842
2023-11-04 13:00 | 0.68867 | 0.5383 | 0.34956 | -7.4817
2023-11-04 14:00 | 0.64942 | 0.56592 | 0.37948 | 10.6
2023-11-04 15:00 | 0.74633 | 0.56107 | 0.41548 | 30.6175
2023-11-04 16:00 | 0.70244 | 0.58418 | 0.48964 | 76.5825
2023-11-04 17:00 | 0.2829 | 0.60774 | 0.57185 | 50.1967
2023-11-04 18:00 | 0.03209 | 0.62455 | 0.62199 | 50.8392
2023-11-04 19:00 | 0 | 0.66823 | 0.62945 | 59.9858
2023-11-04 20:00 | 0 | 0.63397 | 0.64157 | 59.6425
2023-11-04 21:00 | 0 | 0.7158 | 0.64184 | 63.3608
2023-11-04 22:00 | 0 | 0.7937 | 0.63968 | 60.2683
2023-11-04 23:00 | 0 | 0.82527 | 0.63876 | 63.0233
2023-11-05 | 0 | 0.82028 | 0.64659 | 57.8133
2023-11-05 01:00 | 0 | 0.78553 | 0.65439 | 61.4975
2023-11-05 02:00 | 0 | 0.77663 | 0.65655 | 58.0033
2023-11-05 03:00 | 0 | 0.76784 | 0.65169 | 55.1725
2023-11-05 04:00 | 0 | 0.68739 | 0.65232 | 51.7792
2023-11-05 05:00 | 0.0013565 | 0.66764 | 0.6532 | 55.7508
2023-11-05 06:00 | 0.26497 | 0.63015 | 0.60051 | 52.2308
2023-11-05 07:00 | 0.92771 | 0.57199 | 0.53637 | 36.9808
2023-11-05 08:00 | 1 | 0.77146 | 0.4904 | 61.5358
2023-11-05 09:00 | 1 | 0.81694 | 0.43595 | 58.6233
2023-11-05 10:00 | 0.93465 | 0.80338 | 0.40895 | 51.5117
2023-11-05 11:00 | 0.83869 | 0.69191 | 0.4026 | 27.7017
2023-11-05 12:00 | 0.74013 | 0.53955 | 0.39206 | 32.4792
2023-11-05 13:00 | 0.83441 | 0.4173 | 0.40719 | 19.1158
2023-11-05 14:00 | 0.80302 | 0.39288 | 0.42206 | 28.0242
2023-11-05 15:00 | 0.73633 | 0.39855 | 0.45332 | 69.4117
2023-11-05 16:00 | 0.67952 | 0.37701 | 0.52667 | 50.7133
2023-11-05 17:00 | 0.28172 | 0.38555 | 0.59666 | 54.3008
2023-11-05 18:00 | 0.033527 | 0.42548 | 0.63088 | 64.07
2023-11-05 19:00 | 0 | 0.52451 | 0.63205 | 100.2533
2023-11-05 20:00 | 0 | 0.53329 | 0.63271 | 71.6608
2023-11-05 21:00 | 0 | 0.59463 | 0.63659 | 62.26
2023-11-05 22:00 | 0 | 0.59735 | 0.63107 | 59.0667
2023-11-05 23:00 | 0 | 0.54303 | 0.62627 | 59.1817
2023-11-06 | 0 | 0.47521 | 0.65132 | 56.2992
2023-11-06 01:00 | 0 | 0.44345 | 0.65285 | 59.6733
2023-11-06 02:00 | 0 | 0.51053 | 0.65025 | 43.0933
2023-11-06 03:00 | 0 | 0.52221 | 0.66131 | 35.205
2023-11-06 04:00 | 0 | 0.56371 | 0.67516 | 36.3417
2023-11-06 05:00 | 0.0014284 | 0.56601 | 0.65447 | 53.9458
2023-11-06 06:00 | 0.24422 | 0.46507 | 0.5806 | 60.445
2023-11-06 07:00 | 0.89726 | 0.38376 | 0.5155 | 48.0883
2023-11-06 08:00 | 0.99359 | 0.53457 | 0.44909 | 49.8542
2023-11-06 09:00 | 0.99453 | 0.3866 | 0.41182 | 42.375
2023-11-06 10:00 | 0.96709 | 0.24098 | 0.40631 | 40.0967
2023-11-06 11:00 | 0.81815 | 0.16771 | 0.40829 | 53.4592
2023-11-06 12:00 | 0.70111 | 0.11177 | 0.41936 | 29.0242
2023-11-06 13:00 | 0.71983 | 0.080918 | 0.41668 | 59.8608
2023-11-06 14:00 | 0.54109 | 0.10006 | 0.43895 | 42.1358
2023-11-06 15:00 | 0.48796 | 0.19668 | 0.45332 | 53.01
2023-11-06 16:00 | 0.5363 | 0.38 | 0.4997 | 53.4117
2023-11-06 17:00 | 0.25755 | 0.44981 | 0.56823 | 58.1525
2023-11-06 18:00 | 0.027426 | 0.45581 | 0.62486 | 91.95
2023-11-06 19:00 | 0 | 0.43539 | 0.6224 | 131.9492
2023-11-06 20:00 | 0 | 0.37904 | 0.62257 | 86.16
2023-11-06 21:00 | 0 | 0.41876 | 0.62243 | 66.6208
2023-11-06 22:00 | 0 | 0.50869 | 0.62783 | 63.8375
2023-11-06 23:00 | 0 | 0.52378 | 0.6423 | 81.82
2023-11-07 | 0 | 0.52837 | 0.65986 | 83.5675
2023-11-07 01:00 | 0 | 0.53102 | 0.66002 | 69.3058
2023-11-07 02:00 | 0 | 0.52906 | 0.65578 | 61.3408
2023-11-07 03:00 | 0 | 0.51593 | 0.65559 | 60.2425
2023-11-07 04:00 | 0 | 0.46938 | 0.66581 | 63.9125
2023-11-07 05:00 | 0.0015983 | 0.47029 | 0.64005 | 71.5558
2023-11-07 06:00 | 0.26312 | 0.41474 | 0.50307 | 58.4433
2023-11-07 07:00 | 0.89386 | 0.29466 | 0.38747 | 27.6608
2023-11-07 08:00 | 0.98991 | 0.28608 | 0.33723 | 11.6208
2023-11-07 09:00 | 1 | 0.19313 | 0.32793 | -6.295
2023-11-07 10:00 | 0.98532 | 0.12318 | 0.32066 | 21.8983
2023-11-07 11:00 | 0.97894 | 0.07451 | 0.30997 | -4.4475
2023-11-07 12:00 | 0.86954 | 0.056803 | 0.32203 | -1.2333
2023-11-07 13:00 | 0.91549 | 0.04758 | 0.33052 | 2.8533
2023-11-07 14:00 | 0.90361 | 0.04615 | 0.36537 | 18.0733
2023-11-07 15:00 | 0.70396 | 0.050355 | 0.41554 | 46.2775
2023-11-07 16:00 | 0.6842 | 0.074389 | 0.50278 | 48.6525
2023-11-07 17:00 | 0.30114 | 0.21736 | 0.56289 | 91.5842
2023-11-07 18:00 | 0.033852 | 0.53089 | 0.61337 | 92.37
2023-11-07 19:00 | 0 | 0.68944 | 0.61999 | 122.8983
2023-11-07 20:00 | 0 | 0.68153 | 0.61844 | 102.8608
2023-11-07 21:00 | 0 | 0.67892 | 0.62348 | 80.3267
2023-11-07 22:00 | 0 | 0.6394 | 0.62808 | 71.8008
2023-11-07 23:00 | 0 | 0.6261 | 0.6437 | 84.6883
2023-11-08 | 0 | 0.58837 | 0.64459 | 87.01
2023-11-08 01:00 | 0 | 0.60714 | 0.65256 | 71.7533
2023-11-08 02:00 | 0 | 0.56662 | 0.65271 | 64.0033
2023-11-08 03:00 | 0 | 0.55441 | 0.65596 | 63.1842
2023-11-08 04:00 | 0 | 0.52083 | 0.67381 | 62.9525
2023-11-08 05:00 | 0.0016189 | 0.53995 | 0.66345 | 67.425
2023-11-08 06:00 | 0.26532 | 0.51326 | 0.53991 | 74.1883
2023-11-08 07:00 | 0.90332 | 0.41717 | 0.39784 | 49.5233
2023-11-08 08:00 | 0.99631 | 0.42211 | 0.35439 | 19.5483
2023-11-08 09:00 | 1 | 0.28371 | 0.33904 | 26.2358
2023-11-08 10:00 | 1 | 0.17133 | 0.30776 | 15.2508
2023-11-08 11:00 | 1 | 0.17026 | 0.3128 | 20.7508
2023-11-08 12:00 | 0.99018 | 0.18909 | 0.32707 | 3.1392
2023-11-08 13:00 | 0.96669 | 0.20903 | 0.33223 | 2.035
2023-11-08 14:00 | 0.96701 | 0.27047 | 0.37372 | 12.2892
2023-11-08 15:00 | 0.91846 | 0.33558 | 0.41967 | 43.1175
2023-11-08 16:00 | 0.81704 | 0.4221 | 0.48046 | 63.775
2023-11-08 17:00 | 0.36151 | 0.54702 | 0.54716 | 130.8175
2023-11-08 18:00 | 0.041953 | 0.53304 | 0.61478 | 292.0042
2023-11-08 19:00 | 0 | 0.53273 | 0.6188 | 273.4892
2023-11-08 20:00 | 0 | 0.51915 | 0.63353 | 181.6225
2023-11-08 21:00 | 0 | 0.59251 | 0.64957 | 137.4242
2023-11-08 22:00 | 0 | 0.66371 | 0.63599 | 130.3167
2023-11-08 23:00 | 0 | 0.7118 | 0.62619 | 195.09
2023-11-09 | 0 | 0.68654 | 0.62801 | 195.8275
2023-11-09 01:00 | 0 | 0.67282 | 0.64007 | 156.9242
2023-11-09 02:00 | 0 | 0.6418 | 0.65323 | 104.635
2023-11-09 03:00 | 0 | 0.49866 | 0.66788 | 92.4917
2023-11-09 04:00 | 0 | 0.39236 | 0.65464 | 97.545
2023-11-09 05:00 | 0.0017983 | 0.35476 | 0.62498 | 108.8683
2023-11-09 06:00 | 0.26926 | 0.37541 | 0.48814 | 112.7892
2023-11-09 07:00 | 0.87833 | 0.31289 | 0.36481 | 20.9883
2023-11-09 08:00 | 0.99774 | 0.32016 | 0.30888 | 20.8933
2023-11-09 09:00 | 1 | 0.3296 | 0.29034 | 1.195
2023-11-09 10:00 | 0.98162 | 0.2334 | 0.28286 | -3.7858
2023-11-09 11:00 | 0.89389 | 0.12368 | 0.27886 | -7.5992
2023-11-09 12:00 | 0.72346 | 0.10439 | 0.2866 | -20.7125
2023-11-09 13:00 | 0.78583 | 0.10595 | 0.28595 | -23.9958
2023-11-09 14:00 | 0.82833 | 0.11119 | 0.30905 | -21.27
2023-11-09 15:00 | 0.7879 | 0.129 | 0.34602 | -13.7117
2023-11-09 16:00 | 0.61536 | 0.23099 | 0.42812 | -13.99
2023-11-09 17:00 | 0.3748 | 0.48352 | 0.53294 | 46.9133
2023-11-09 18:00 | 0.049766 | 0.72056 | 0.60676 | 239.3308
2023-11-09 19:00 | 0 | 0.74682 | 0.60972 | 274.5683
2023-11-09 20:00 | 0 | 0.67982 | 0.61854 | 195.3967
2023-11-09 21:00 | 0 | 0.58557 | 0.61511 | 126.51
2023-11-09 22:00 | 0 | 0.53655 | 0.61285 | 126.3633
2023-11-09 23:00 | 0 | 0.47377 | 0.61295 | 109.9142
2023-11-10 | 0 | 0.40622 | 0.62893 | 83.675
2023-11-10 01:00 | 0 | 0.34233 | 0.63226 | 91.3775
2023-11-10 02:00 | 0 | 0.32729 | 0.64783 | 89.3842
2023-11-10 03:00 | 0 | 0.32856 | 0.65748 | 85.6817
2023-11-10 04:00 | 0 | 0.26854 | 0.67434 | 68.785
2023-11-10 05:00 | 0.0019921 | 0.2501 | 0.65479 | 127.8567
2023-11-10 06:00 | 0.26638 | 0.21567 | 0.53063 | 110.9092
2023-11-10 07:00 | 0.90767 | 0.18514 | 0.40164 | 37.6567
2023-11-10 08:00 | 0.99482 | 0.18604 | 0.34213 | 23.1175
2023-11-10 09:00 | 1 | 0.086551 | 0.31873 | -2.1833
2023-11-10 10:00 | 1 | 0.043069 | 0.31864 | 22.1875
2023-11-10 11:00 | 0.99914 | 0.027446 | 0.30378 | 8.7583
2023-11-10 12:00 | 0.94019 | 0.011672 | 0.29661 | 0.4925
2023-11-10 13:00 | 0.93914 | 0.00659 | 0.29026 | -16.175
2023-11-10 14:00 | 0.84232 | 0.002569 | 0.30708 | -15.9758
2023-11-10 15:00 | 0.8587 | 0.002458 | 0.36791 | 12.0433
2023-11-10 16:00 | 0.79665 | 0.045737 | 0.4398 | 36.2817
2023-11-10 17:00 | 0.35347 | 0.24676 | 0.54712 | 49.8975
2023-11-10 18:00 | 0.045689 | 0.59922 | 0.60966 | 147.6142
2023-11-10 19:00 | 0 | 0.67056 | 0.60464 | 275.3775
2023-11-10 20:00 | 0 | 0.47873 | 0.61685 | 157.2492
2023-11-10 21:00 | 0 | 0.43177 | 0.61086 | 85.6642
2023-11-10 22:00 | 0 | 0.38408 | 0.61353 | 67.315
2023-11-10 23:00 | 0 | 0.36094 | 0.61048 | 71.9175
2023-11-11 | 0 | 0.37386 | 0.61204 | 63.7333
2023-11-11 01:00 | 0 | 0.24031 | 0.61223 | 56.6133
2023-11-11 02:00 | 0 | 0.18494 | 0.64598 | 52.04
2023-11-11 03:00 | 0 | 0.19068 | 0.66149 | 65.3667
2023-11-11 04:00 | 0 | 0.16367 | 0.66519 | 65.5542
2023-11-11 05:00 | 0.0018524 | 0.17754 | 0.63769 | 70.0042
2023-11-11 06:00 | 0.25534 | 0.13261 | 0.48835 | 50.6925
2023-11-11 07:00 | 0.8608 | 0.085527 | 0.38608 | -8.0283
2023-11-11 08:00 | 0.9484 | 0.11239 | 0.35189 | -21.1842
2023-11-11 09:00 | 0.99289 | 0.10545 | 0.32929 | -35.195
2023-11-11 10:00 | 0.9971 | 0.069276 | 0.31271 | -37.0967
2023-11-11 11:00 | 1 | 0.049721 | 0.30917 | -32.18
2023-11-11 12:00 | 0.99135 | 0.031214 | 0.30343 | -37.91
2023-11-11 13:00 | 1 | 0.022998 | 0.29735 | -37.86
2023-11-11 14:00 | 1 | 0.044775 | 0.30437 | -32.1408
2023-11-11 15:00 | 0.99319 | 0.12337 | 0.3397 | -26.6708
2023-11-11 16:00 | 0.90071 | 0.41673 | 0.42 | -6.9825
2023-11-11 17:00 | 0.44903 | 0.76684 | 0.52726 | 10.6608
2023-11-11 18:00 | 0.049986 | 0.83845 | 0.61878 | 1449.6942
2023-11-11 19:00 | 0 | 0.77421 | 0.61332 | 102.5608
2023-11-11 20:00 | 0 | 0.63543 | 0.61353 | 129.1583
2023-11-11 21:00 | 0 | 0.6593 | 0.61023 | 78.3992
2023-11-11 22:00 | 0 | 0.63987 | 0.60711 | 64.9775
2023-11-11 23:00 | 0 | 0.63195 | 0.60978 | 72.0308
2023-11-12 | 0 | 0.55146 | 0.61491 | 74.1733
2023-11-12 01:00 | 0 | 0.40813 | 0.62424 | 66.735
2023-11-12 02:00 | 0 | 0.31955 | 0.6441 | 67.1175
2023-11-12 03:00 | 0 | 0.26964 | 0.64886 | 63.1525
2023-11-12 04:00 | 0 | 0.24033 | 0.63938 | 69.1067
2023-11-12 05:00 | 0.0021513 | 0.20808 | 0.62274 | 61.3108
2023-11-12 06:00 | 0.2597 | 0.18794 | 0.47005 | 38.6292
2023-11-12 07:00 | 0.86298 | 0.1519 | 0.37943 | -11.8317
2023-11-12 08:00 | 0.93692 | 0.20958 | 0.33121 | -43.0483
2023-11-12 09:00 | 0.99599 | 0.28502 | 0.31848 | -38.9183
2023-11-12 10:00 | 0.98102 | 0.2604 | 0.31802 | -46.1558
2023-11-12 11:00 | 0.99265 | 0.29175 | 0.2985 | -47.98
2023-11-12 12:00 | 1 | 0.36842 | 0.28652 | -46.2467
2023-11-12 13:00 | 1 | 0.43891 | 0.29497 | -45.5883
2023-11-12 14:00 | 1 | 0.46977 | 0.29395 | -47.07
2023-11-12 15:00 | 0.98746 | 0.54239 | 0.32459 | -42.79
2023-11-12 16:00 | 0.91272 | 0.66355 | 0.39412 | -33.9183
2023-11-12 17:00 | 0.5284 | 0.80145 | 0.51703 | -11.1833
2023-11-12 18:00 | 0.051795 | 0.86128 | 0.61475 | 1606.955
2023-11-12 19:00 | 0 | 0.85789 | 0.61647 | 172.1117
2023-11-12 20:00 | 0 | 0.6991 | 0.61333 | 207.5342
2023-11-12 21:00 | 0 | 0.74747 | 0.63366 | 176.55
2023-11-12 22:00 | 0 | 0.64049 | 0.61799 | 91.4558
2023-11-12 23:00 | 0 | 0.52759 | 0.61474 | 79.6958
2023-11-13 | 0 | 0.5745 | 0.62006 | 93.8492
2023-11-13 01:00 | 0 | 0.54985 | 0.63189 | 88.2733
2023-11-13 02:00 | 0 | 0.53626 | 0.6391 | 89.8633
2023-11-13 03:00 | 0 | 0.52049 | 0.64463 | 91.47
2023-11-13 04:00 | 0 | 0.39376 | 0.64053 | 83.035
2023-11-13 05:00 | 0.0017587 | 0.22125 | 0.62762 | 85.0033
2023-11-13 06:00 | 0.075909 | 0.15521 | 0.48888 | 83.25
2023-11-13 07:00 | 0.32193 | 0.21488 | 0.36598 | 10.7425
2023-11-13 08:00 | 0.72367 | 0.39881 | 0.31657 | -18.8583
2023-11-13 09:00 | 0.91849 | 0.34932 | 0.28733 | -20.8
2023-11-13 10:00 | 0.883 | 0.26287 | 0.27456 | -23.8
2023-11-13 11:00 | 0.79697 | 0.22207 | 0.26936 | -28.5317
2023-11-13 12:00 | 0.71263 | 0.2064 | 0.26367 | -27.85
2023-11-13 13:00 | 0.72699 | 0.1602 | 0.26234 | -21.3
2023-11-13 14:00 | 0.62349 | 0.10723 | 0.28262 | -18.6617
2023-11-13 15:00 | 0.28314 | 0.072575 | 0.33453 | 8.1875
2023-11-13 16:00 | 0.41027 | 0.054179 | 0.42092 | -2.7075
2023-11-13 17:00 | 0.40806 | 0.067801 | 0.52213 | 48.7067
2023-11-13 18:00 | 0.042254 | 0.20255 | 0.60893 | 247.6458
2023-11-13 19:00 | 0 | 0.37519 | 0.62424 | 208.0075
2023-11-13 20:00 | 0 | 0.33845 | 0.62818 | 138.2975
2023-11-13 21:00 | 0 | 0.34365 | 0.62642 | 141.5708
2023-11-13 22:00 | 0 | 0.3574 | 0.62245 | 136.8458
2023-11-13 23:00 | 0 | 0.32185 | 0.62198 | 123.1975
2023-11-14 | 0 | 0.23239 | 0.63102 | 100.1717
2023-11-14 01:00 | 0 | 0.14479 | 0.64531 | 99.04
2023-11-14 02:00 | 0 | 0.092789 | 0.64585 | 103.2775
2023-11-14 03:00 | 0 | 0.079825 | 0.63713 | 91.7217
2023-11-14 04:00 | 0 | 0.086986 | 0.6369 | 98.2483
2023-11-14 05:00 | 0.0020326 | 0.081721 | 0.62194 | 107.2875
2023-11-14 06:00 | 0.14363 | 0.061984 | 0.48468 | 99.8392
2023-11-14 07:00 | 0.63504 | 0.046079 | 0.3752 | 16.115
2023-11-14 08:00 | 0.83239 | 0.050083 | 0.343 | 7.2983
2023-11-14 09:00 | 0.80142 | 0.063231 | 0.32283 | 13.5967
2023-11-14 10:00 | 0.74799 | 0.07947 | 0.29666 | -17.6742
2023-11-14 11:00 | 0.74116 | 0.091347 | 0.28279 | -21.9833
2023-11-14 12:00 | 0.83797 | 0.093935 | 0.28059 | -21.8
2023-11-14 13:00 | 0.78785 | 0.093959 | 0.27904 | -25.7083
2023-11-14 14:00 | 0.75955 | 0.085081 | 0.28293 | -24.6208
2023-11-14 15:00 | 0.85393 | 0.064521 | 0.33143 | -16.0492
2023-11-14 16:00 | 0.83842 | 0.061136 | 0.41777 | 10.4592
2023-11-14 17:00 | 0.41053 | 0.048763 | 0.51121 | 72.3892
2023-11-14 18:00 | 0.030784 | 0.02746 | 0.59429 | 291.6458
2023-11-14 19:00 | 0 | 0.050479 | 0.60167 | 212.2133
2023-11-14 20:00 | 0 | 0.082194 | 0.60768 | 215.5692
2023-11-14 21:00 | 0 | 0.16408 | 0.62859 | 215.255
2023-11-14 22:00 | 0 | 0.19571 | 0.6425 | 262.72
2023-11-14 23:00 | 0 | 0.19086 | 0.65562 | 236.5892
2023-11-15 | 0 | 0.11702 | 0.66954 | 131.1325
2023-11-15 01:00 | 0 | 0.022346 | 0.67625 | 126.6383
2023-11-15 02:00 | 0 | 0.0006955 | 0.67035 | 124.2592
2023-11-15 03:00 | 0 | 0.001134 | 0.66775 | 114.065
2023-11-15 04:00 | 0 | 0.0010105 | 0.66655 | 117.6192
2023-11-15 05:00 | 0.001219 | 0.00098 | 0.63391 | 131.6683
2023-11-15 06:00 | 0.090752 | 0.005649 | 0.51818 | 164.9642
2023-11-15 07:00 | 0.38938 | 0.02463 | 0.39693 | 28.3775
2023-11-15 08:00 | 0.5551 | 0.04221 | 0.33328 | 40.7575
2023-11-15 09:00 | 0.71047 | 0.053155 | 0.3011 | -0.50417
2023-11-15 10:00 | 0.87532 | 0.11019 | 0.28748 | -4.4292
2023-11-15 11:00 | 0.86901 | 0.17114 | 0.29061 | -16.54
2023-11-15 12:00 | 0.83708 | 0.207 | 0.28544 | -20.8
2023-11-15 13:00 | 0.89061 | 0.28974 | 0.30865 | 8.7042
2023-11-15 14:00 | 0.91286 | 0.34556 | 0.34479 | 39.84
2023-11-15 15:00 | 0.91146 | 0.4781 | 0.39878 | 16.2817
2023-11-15 16:00 | 0.78917 | 0.60778 | 0.478 | 113.2317
2023-11-15 17:00 | 0.31964 | 0.70252 | 0.54414 | 194.5125
2023-11-15 18:00 | 0.029494 | 0.81086 | 0.58977 | 263.3017
2023-11-15 19:00 | 0 | 0.87056 | 0.59548 | 190.7858
2023-11-15 20:00 | 0 | 0.8708 | 0.60685 | 215.4417
2023-11-15 21:00 | 0 | 0.81312 | 0.62544 | 201.195
2023-11-15 22:00 | 0 | 0.77525 | 0.64661 | 202.9408
2023-11-15 23:00 | 0 | 0.7385 | 0.65367 | 162.165
2023-11-16 | 0 | 0.77816 | 0.66361 | 142.8458
2023-11-16 01:00 | 0 | 0.85637 | 0.68563 | 121.6775
2023-11-16 02:00 | 0 | 0.87419 | 0.69482 | 115.055
2023-11-16 03:00 | 0 | 0.848 | 0.69737 | 98.5458
2023-11-16 04:00 | 0 | 0.83636 | 0.67543 | 98.5067
2023-11-16 05:00 | 0.0020793 | 0.7851 | 0.66141 | 108.0725
2023-11-16 06:00 | 0.20605 | 0.70632 | 0.61311 | 97.9817
2023-11-16 07:00 | 0.7621 | 0.63273 | 0.50709 | 74.2625
2023-11-16 08:00 | 0.97753 | 0.4717 | 0.42322 | 47.3583
2023-11-16 09:00 | 1 | 0.43848 | 0.39168 | 65.9458
2023-11-16 10:00 | 1 | 0.44254 | 0.33705 | 31.9433
2023-11-16 11:00 | 1 | 0.35554 | 0.30969 | 23.0208
2023-11-16 12:00 | 0.98617 | 0.29576 | 0.30702 | 7.1933
2023-11-16 13:00 | 0.97181 | 0.28274 | 0.31868 | 27.215
2023-11-16 14:00 | 0.98634 | 0.27206 | 0.38127 | 102.685
2023-11-16 15:00 | 0.9085 | 0.2578 | 0.40485 | 176.675
2023-11-16 16:00 | 0.52666 | 0.2783 | 0.45806 | 123.1975
2023-11-16 17:00 | 0.18414 | 0.25355 | 0.52687 | 267.59
2023-11-16 18:00 | 0.012752 | 0.21979 | 0.58206 | 1215.5325
2023-11-16 19:00 | 0 | 0.16024 | 0.59276 | 320.4233
2023-11-16 20:00 | 0 | 0.060622 | 0.5996 | 325.3617
2023-11-16 21:00 | 0 | 0.048925 | 0.62257 | 225.9717
2023-11-16 22:00 | 0 | 0.063513 | 0.6415 | 211.555
2023-11-16 23:00 | 0 | 0.071412 | 0.65761 | 234.1308
2023-11-17 | 0 | 0.067345 | 0.67327 | 234.9383
2023-11-17 01:00 | 0 | 0.060095 | 0.6675 | 164.8892
2023-11-17 02:00 | 0 | 0.071683 | 0.6628 | 101.9125
2023-11-17 03:00 | 0 | 0.085748 | 0.6698 | 80.405
2023-11-17 04:00 | 0 | 0.081322 | 0.66976 | 76.0175
2023-11-17 05:00 | 0.002621 | 0.092017 | 0.6604 | 101.3425
2023-11-17 06:00 | 0.2576 | 0.11843 | 0.54392 | 130.5975
2023-11-17 07:00 | 0.87161 | 0.11874 | 0.42562 | 52.1367
2023-11-17 08:00 | 0.98535 | 0.20617 | 0.36425 | 37.2558
2023-11-17 09:00 | 0.99683 | 0.098864 | 0.32213 | 54.6583
2023-11-17 10:00 | 0.96174 | 0.04041 | 0.29693 | 47.6808
2023-11-17 11:00 | 0.93903 | 0.022876 | 0.28586 | 29.4458
2023-11-17 12:00 | 0.87619 | 0.027346 | 0.32094 | 22.0133
2023-11-17 13:00 | 0.88718 | 0.061167 | 0.34577 | 59.8317
2023-11-17 14:00 | 0.78586 | 0.11286 | 0.3699 | 23.3808
2023-11-17 15:00 | 0.91288 | 0.21476 | 0.43361 | 57.1217
2023-11-17 16:00 | 0.73242 | 0.4432 | 0.49532 | 69.0242
2023-11-17 17:00 | 0.36651 | 0.66472 | 0.56486 | 125.1408
2023-11-17 18:00 | 0.036876 | 0.76182 | 0.61955 | 169.5042
2023-11-17 19:00 | 0 | 0.72988 | 0.63163 | 228.4392
2023-11-17 20:00 | 0 | 0.59813 | 0.62509 | 107.3442
2023-11-17 21:00 | 0 | 0.52344 | 0.63283 | 77.945
2023-11-17 22:00 | 0 | 0.50283 | 0.61888 | 71.2033
2023-11-17 23:00 | 0 | 0.47181 | 0.62886 | 71.9208
2023-11-18 | 0 | 0.41237 | 0.64095 | 87.5058
2023-11-18 01:00 | 0 | 0.39982 | 0.65288 | 77.3825
2023-11-18 02:00 | 0 | 0.42236 | 0.65417 | 89.64
2023-11-18 03:00 | 0 | 0.45383 | 0.65211 | 71.78
2023-11-18 04:00 | 0 | 0.48582 | 0.65178 | 67.6633
2023-11-18 05:00 | 0.0022779 | 0.46191 | 0.64896 | 83.8208
2023-11-18 06:00 | 0.20194 | 0.39554 | 0.50867 | 71.1042
2023-11-18 07:00 | 0.65977 | 0.38998 | 0.41686 | 1.8583
2023-11-18 08:00 | 0.83135 | 0.6227 | 0.36624 | -39.2533
2023-11-18 09:00 | 0.79077 | 0.4219 | 0.31641 | -41.3667
2023-11-18 10:00 | 0.718 | 0.30896 | 0.30098 | -23.8075
2023-11-18 11:00 | 0.71989 | 0.31069 | 0.29375 | -36.7992
2023-11-18 12:00 | 0.67108 | 0.35407 | 0.29765 | -36.8358
2023-11-18 13:00 | 0.76855 | 0.34761 | 0.30371 | -40.8017
2023-11-18 14:00 | 0.63477 | 0.40098 | 0.32195 | -40.0242
2023-11-18 15:00 | 0.54721 | 0.49569 | 0.34898 | -26.7233
2023-11-18 16:00 | 0.56605 | 0.60003 | 0.42598 | -9.1042
2023-11-18 17:00 | 0.32464 | 0.73379 | 0.54175 | 28.055
2023-11-18 18:00 | 0.032905 | 0.78786 | 0.6218 | 123.7067
2023-11-18 19:00 | 0 | 0.7966 | 0.62561 | 190.3533
2023-11-18 20:00 | 0 | 0.72793 | 0.62686 | 119.62
2023-11-18 21:00 | 0 | 0.67198 | 0.63384 | 106.82
2023-11-18 22:00 | 0 | 0.72913 | 0.62524 | 94.3592
2023-11-18 23:00 | 0 | 0.75975 | 0.61981 | 105.3017
2023-11-19 | 0 | 0.78669 | 0.62341 | 94.6283
2023-11-19 01:00 | 0 | 0.77853 | 0.62576 | 75.8183
2023-11-19 02:00 | 0 | 0.81172 | 0.63419 | 65.3192
2023-11-19 03:00 | 0 | 0.82204 | 0.64282 | 71.9383
2023-11-19 04:00 | 0 | 0.82006 | 0.64947 | 73.05
2023-11-19 05:00 | 0.0016599 | 0.79703 | 0.62887 | 72.36
2023-11-19 06:00 | 0.056191 | 0.82341 | 0.53281 | 55.4583
2023-11-19 07:00 | 0.15968 | 0.83435 | 0.40577 | -2.5608
2023-11-19 08:00 | 0.14614 | 0.75942 | 0.34828 | -10.0733
2023-11-19 09:00 | 0.27381 | 0.66212 | 0.32768 | -11.9567
2023-11-19 10:00 | 0.41163 | 0.65761 | 0.32076 | -33.9175
2023-11-19 11:00 | 0.37462 | 0.46468 | 0.31344 | -35.9375
2023-11-19 12:00 | 0.7491 | 0.41905 | 0.30461 | -30.0975
2023-11-19 13:00 | 0.6467 | 0.42105 | 0.31812 | 2.4517
2023-11-19 14:00 | 0.7693 | 0.41238 | 0.38661 | 22.2433
2023-11-19 15:00 | 0.58042 | 0.41077 | 0.45854 | 61.5642
2023-11-19 16:00 | 0.68829 | 0.41294 | 0.51269 | 55.495
2023-11-19 17:00 | 0.20113 | 0.44999 | 0.57593 | 208.8667
2023-11-19 18:00 | 0.0074185 | 0.43762 | 0.62561 | 243.4958
2023-11-19 19:00 | 0 | 0.35045 | 0.63033 | 165.525
2023-11-19 20:00 | 0 | 0.074218 | 0.64506 | 123.5225
2023-11-19 21:00 | 0 | 0.087543 | 0.6517 | 117.7233
2023-11-19 22:00 | 0 | 0.10837 | 0.65528 | 103.5692
2023-11-19 23:00 | 0 | 0.11565 | 0.65728 | 112.0158
2023-11-20 | 0 | 0.1432 | 0.65992 | 110.0442
2023-11-20 01:00 | 0 | 0.1484 | 0.66085 | 85.7717
2023-11-20 02:00 | 0 | 0.11068 | 0.66441 | 73.8658
2023-11-20 03:00 | 0 | 0.07514 | 0.66784 | 87.46
2023-11-20 04:00 | 0 | 0.060076 | 0.66504 | 76.03
2023-11-20 05:00 | 0.0014449 | 0.063849 | 0.6485 | 89.555
2023-11-20 06:00 | 0.10093 | 0.067218 | 0.6198 | 121.1692
2023-11-20 07:00 | 0.55723 | 0.08583 | 0.57715 | 149.6575
2023-11-20 08:00 | 0.70557 | 0.11431 | 0.53735 | 181.8825
2023-11-20 09:00 | 0.8869 | 0.14405 | 0.50662 | 114.1483
2023-11-20 10:00 | 0.81616 | 0.14279 | 0.48025 | 92.6233
2023-11-20 11:00 | 0.64285 | 0.14668 | 0.46724 | 76.1033
2023-11-20 12:00 | 0.72422 | 0.16319 | 0.46078 | 75.9483
2023-11-20 13:00 | 0.6824 | 0.21253 | 0.47723 | 84.9408
2023-11-20 14:00 | 0.76018 | 0.30186 | 0.47689 | 83.78
2023-11-20 15:00 | 0.83196 | 0.30998 | 0.50069 | 64.1667
2023-11-20 16:00 | 0.73601 | 0.15459 | 0.55055 | 87.67
2023-11-20 17:00 | 0.44257 | 0.052032 | 0.58602 | 86.44
2023-11-20 18:00 | 0.042188 | 0.0054635 | 0.62712 | 125.4075
2023-11-20 19:00 | 0 | 0.00574 | 0.64013 | 200.485
2023-11-20 20:00 | 0 | 0.008193 | 0.66174 | 178.3625
2023-11-20 21:00 | 0 | 0.057663 | 0.66237 | 134.3275
2023-11-20 22:00 | 0 | 0.065729 | 0.65497 | 113.2992
2023-11-20 23:00 | 0 | 0.061852 | 0.65747 | 144.0375
2023-11-21 | 0 | 0.10306 | 0.65654 | 105.5717
2023-11-21 01:00 | 0 | 0.34521 | 0.67655 | 93.7392
2023-11-21 02:00 | 0 | 0.79904 | 0.67599 | 100.5375
2023-11-21 03:00 | 0 | 0.89962 | 0.68047 | 97.6083
2023-11-21 04:00 | 0 | 0.8909 | 0.68607 | 106.0558
2023-11-21 05:00 | 0.0030243 | 0.88479 | 0.6693 | 105.2967
2023-11-21 06:00 | 0.16515 | 0.88142 | 0.61291 | 114.0667
2023-11-21 07:00 | 0.50784 | 0.86944 | 0.52825 | 104.6458
2023-11-21 08:00 | 0.70297 | 0.85025 | 0.47507 | 60.4058
2023-11-21 09:00 | 0.64441 | 0.76785 | 0.43558 | 59.6433
2023-11-21 10:00 | 0.57116 | 0.57797 | 0.4 | 54.4342
2023-11-21 11:00 | 0.63751 | 0.43683 | 0.36752 | 31.3683
2023-11-21 12:00 | 0.64184 | 0.36386 | 0.38004 | 32.825
2023-11-21 13:00 | 0.67884 | 0.31316 | 0.40237 | 30.4475
2023-11-21 14:00 | 0.87461 | 0.21699 | 0.41477 | 52.3958
2023-11-21 15:00 | 0.95258 | 0.19855 | 0.43182 | 42.6142
2023-11-21 16:00 | 0.83777 | 0.22756 | 0.49297 | 50.3275
2023-11-21 17:00 | 0.47073 | 0.31499 | 0.56742 | 69.9717
2023-11-21 18:00 | 0.056091 | 0.42549 | 0.60996 | 133.4083
2023-11-21 19:00 | 0 | 0.4649 | 0.61156 | 219.285
2023-11-21 20:00 | 0 | 0.44607 | 0.59911 | 275.72
2023-11-21 21:00 | 0 | 0.35023 | 0.62479 | 207.7808
2023-11-21 22:00 | 0 | 0.2942 | 0.62662 | 128.4308
2023-11-21 23:00 | 0 | 0.23993 | 0.63552 | 119.42
2023-11-22 | 0 | 0.19481 | 0.66191 | 101.4875
2023-11-22 01:00 | 0 | 0.18678 | 0.67061 | 80.2675
2023-11-22 02:00 | 0 | 0.1376 | 0.67342 | 69.5533
2023-11-22 03:00 | 0 | 0.10505 | 0.67115 | 73.465
2023-11-22 04:00 | 0 | 0.097712 | 0.6827 | 66.9742
2023-11-22 05:00 | 0.0028227 | 0.1007 | 0.68537 | 81.4333
2023-11-22 06:00 | 0.11576 | 0.11372 | 0.62529 | 94.6292
2023-11-22 07:00 | 0.44639 | 0.049554 | 0.57046 | 70.5008
2023-11-22 08:00 | 0.71141 | 0.021768 | 0.4982 | 77.255
2023-11-22 09:00 | 0.89862 | 0.009061 | 0.44599 | 60.6508
2023-11-22 10:00 | 0.9203 | 0.0010275 | 0.3986 | 57.6767
2023-11-22 11:00 | 0.84928 | 0.0014705 | 0.40123 | 56.9683
2023-11-22 12:00 | 0.62024 | 0.005121 | 0.39577 | 60.7067
2023-11-22 13:00 | 0.54857 | 0.035854 | 0.3973 | 49.4592
2023-11-22 14:00 | 0.49312 | 0.10613 | 0.42673 | 65.1967
2023-11-22 15:00 | 0.40895 | 0.20945 | 0.46484 | 64.2558
2023-11-22 16:00 | 0.53532 | 0.31154 | 0.51056 | 126.7025
2023-11-22 17:00 | 0.34842 | 0.34022 | 0.56757 | 72.9517
2023-11-22 18:00 | 0.035683 | 0.22226 | 0.60923 | 65.0425
2023-11-22 19:00 | 0 | 0.16482 | 0.61342 | 122.9542
2023-11-22 20:00 | 0 | 0.18899 | 0.61515 | 135.5742
2023-11-22 21:00 | 0 | 0.18323 | 0.62299 | 121.0342
2023-11-22 22:00 | 0 | 0.15342 | 0.6343 | 81.1217
2023-11-22 23:00 | 0 | 0.10195 | 0.65597 | 67.0217
2023-11-23 | 0 | 0.067791 | 0.66121 | 75.5883
2023-11-23 01:00 | 0 | 0.053363 | 0.66674 | 70.8583
2023-11-23 02:00 | 0 | 0.030338 | 0.67411 | 71.7575
2023-11-23 03:00 | 0 | 0.020463 | 0.68376 | 81.2783
2023-11-23 04:00 | 0 | 0.021358 | 0.68932 | 86.8167
2023-11-23 05:00 | 0.0034225 | 0.014977 | 0.6747 | 87.2933
2023-11-23 06:00 | 0.20873 | 0.004461 | 0.58358 | 72.9817
2023-11-23 07:00 | 0.47542 | 0.0028565 | 0.516 | 94.9775
2023-11-23 08:00 | 0.29563 | 0.0056425 | 0.46971 | 85.0467
2023-11-23 09:00 | 0.5324 | 0.0048605 | 0.419 | 57.5108
2023-11-23 10:00 | 0.62277 | 0.00467 | 0.37787 | 58.8358
2023-11-23 11:00 | 0.48179 | 0.041469 | 0.36607 | 50.8
2023-11-23 12:00 | 0.23443 | 0.1663 | 0.36169 | 47.7842
2023-11-23 13:00 | 0.16223 | 0.2806 | 0.35516 | 39.265
2023-11-23 14:00 | 0.09047 | 0.29923 | 0.39122 | 32.43
2023-11-23 15:00 | 0.038558 | 0.24802 | 0.42246 | 48.0358
2023-11-23 16:00 | 0.071387 | 0.21426 | 0.49831 | 60.2325
2023-11-23 17:00 | 0.062503 | 0.20887 | 0.58255 | 64.6083
2023-11-23 18:00 | 0.010017 | 0.17879 | 0.62791 | 86.6858
2023-11-23 19:00 | 0 | 0.038791 | 0.62397 | 87.1808
2023-11-23 20:00 | 0 | 0.0011745 | 0.62222 | 84.29
2023-11-23 21:00 | 0 | 0.01535 | 0.64078 | 63.1867
2023-11-23 22:00 | 0 | 0.051637 | 0.63557 | 66.4417
2023-11-23 23:00 | 0 | 0.045456 | 0.64191 | 81.24
2023-11-24 | 0 | 0.058619 | 0.64367 | 80.1017
2023-11-24 01:00 | 0 | 0.032857 | 0.64984 | 70.2433
2023-11-24 02:00 | 0 | 0.001079 | 0.64712 | 63.465
2023-11-24 03:00 | 0 | 0.006939 | 0.64428 | 60.4283
2023-11-24 04:00 | 0 | 0.024246 | 0.65737 | 54.7458
2023-11-24 05:00 | 0.0027874 | 0.01402 | 0.64666 | 58.8408
2023-11-24 06:00 | 0.17225 | 0.025625 | 0.55519 | 74.2325
2023-11-24 07:00 | 0.77561 | 0.019277 | 0.45294 | 67.1292
2023-11-24 08:00 | 0.97689 | 0.021736 | 0.40349 | 47.8492
2023-11-24 09:00 | 0.99479 | 0.006404 | 0.3445 | 35.7258
2023-11-24 10:00 | 0.99999 | 0.0045345 | 0.31833 | 15.3108
2023-11-24 11:00 | 1 | 0.0034585 | 0.31863 | 3.2108
2023-11-24 12:00 | 1 | 0.0020715 | 0.34202 | 38.5017
2023-11-24 13:00 | 1 | 0.0016355 | 0.3664 | 44.6317
2023-11-24 14:00 | 1 | 0.0017595 | 0.39772 | 53.4892
2023-11-24 15:00 | 0.98049 | 0.001857 | 0.44997 | 67.9867
2023-11-24 16:00 | 0.95269 | 0.0030545 | 0.51076 | 92.06
2023-11-24 17:00 | 0.61986 | 0.033374 | 0.57202 | 113.3067
2023-11-24 18:00 | 0.058686 | 0.14389 | 0.6209 | 108.4208
2023-11-24 19:00 | 0 | 0.31427 | 0.62968 | 124.38
2023-11-24 20:00 | 0 | 0.51894 | 0.6279 | 110.7283
2023-11-24 21:00 | 0 | 0.4591 | 0.64074 | 107.1517
2023-11-24 22:00 | 0 | 0.38532 | 0.6272 | 83.4808
2023-11-24 23:00 | 0 | 0.33389 | 0.62469 | 72.8308
2023-11-25 | 0 | 0.29961 | 0.64652 | 61.5383
2023-11-25 01:00 | 0 | 0.22234 | 0.66047 | 65.3767
2023-11-25 02:00 | 0 | 0.15171 | 0.65722 | 66.6375
2023-11-25 03:00 | 0 | 0.10188 | 0.65897 | 61.3692
2023-11-25 04:00 | 0 | 0.075691 | 0.65957 | 59.195
2023-11-25 05:00 | 0.0057204 | 0.049448 | 0.65494 | 66.955
2023-11-25 06:00 | 0.28531 | 0.026746 | 0.59824 | 74.6242
2023-11-25 07:00 | 0.87187 | 0.024609 | 0.5475 | 57.3892
2023-11-25 08:00 | 0.97227 | 0.033233 | 0.49576 | 66.8842
2023-11-25 09:00 | 0.99922 | 0.038042 | 0.46642 | 81.445
2023-11-25 10:00 | 1 | 0.032662 | 0.42807 | 66.4942
2023-11-25 11:00 | 0.99844 | 0.0076425 | 0.4063 | 51.2608
2023-11-25 12:00 | 1 | 0.0018635 | 0.43199 | 38.32
2023-11-25 13:00 | 0.98706 | 0.002907 | 0.43208 | 48.1467
2023-11-25 14:00 | 0.92241 | 0.006353 | 0.46349 | 58.3717
2023-11-25 15:00 | 0.8716 | 0.013461 | 0.50714 | 68.215
2023-11-25 16:00 | 0.82893 | 0.033876 | 0.57923 | 66.64
2023-11-25 17:00 | 0.50788 | 0.12116 | 0.6294 | 67.7575
2023-11-25 18:00 | 0.061523 | 0.34275 | 0.66916 | 76.74
2023-11-25 19:00 | 0 | 0.53269 | 0.66305 | 114.355
2023-11-25 20:00 | 0 | 0.6451 | 0.67195 | 114.6867
2023-11-25 21:00 | 0 | 0.64346 | 0.67119 | 106.76
2023-11-25 22:00 | 0 | 0.60153 | 0.65634 | 77.2867
2023-11-25 23:00 | 0 | 0.52874 | 0.64741 | 64.7508
2023-11-26 | 0 | 0.43961 | 0.64799 | 56.5408
2023-11-26 01:00 | 0 | 0.38662 | 0.67336 | 56.1517
2023-11-26 02:00 | 0 | 0.31195 | 0.69152 | 58.1433
2023-11-26 03:00 | 0 | 0.2951 | 0.69306 | 58.06
2023-11-26 04:00 | 0 | 0.2718 | 0.69144 | 55.9667
2023-11-26 05:00 | 0.0033899 | 0.23572 | 0.66577 | 57.5917
2023-11-26 06:00 | 0.17359 | 0.23332 | 0.54856 | 39.985
2023-11-26 07:00 | 0.61427 | 0.36166 | 0.44045 | -2.5325
2023-11-26 08:00 | 0.70815 | 0.42857 | 0.3574 | 3.9925
2023-11-26 09:00 | 0.8071 | 0.34695 | 0.33345 | 2.1067
2023-11-26 10:00 | 0.77133 | 0.35333 | 0.33129 | -28.6633
2023-11-26 11:00 | 0.78942 | 0.3896 | 0.34366 | -17.5675
2023-11-26 12:00 | 0.7243 | 0.3857 | 0.38131 | 32.0375
2023-11-26 13:00 | 0.59781 | 0.37471 | 0.38412 | 52.9317
2023-11-26 14:00 | 0.31923 | 0.38632 | 0.39387 | 19.5567
2023-11-26 15:00 | 0.18256 | 0.38708 | 0.4311 | 38.8883
2023-11-26 16:00 | 0.18641 | 0.44272 | 0.48812 | 29.6583
2023-11-26 17:00 | 0.073305 | 0.64101 | 0.57772 | 36.0367
2023-11-26 18:00 | 0.0049911 | 0.76471 | 0.64509 | 69.3592
2023-11-26 19:00 | 0 | 0.69206 | 0.65767 | 164.1825
2023-11-26 20:00 | 0 | 0.66832 | 0.6708 | 227.0517
2023-11-26 21:00 | 0 | 0.61764 | 0.6669 | 151.3467
2023-11-26 22:00 | 0 | 0.53585 | 0.65854 | 61.82
2023-11-26 23:00 | 0 | 0.41357 | 0.662 | 59.665
2023-11-27 | 0 | 0.38964 | 0.66896 | 60.2867
2023-11-27 01:00 | 0 | 0.38759 | 0.6899 | 59.7825
2023-11-27 02:00 | 0 | 0.28023 | 0.70087 | 60.5167
2023-11-27 03:00 | 0 | 0.16651 | 0.69618 | 56.52
2023-11-27 04:00 | 0 | 0.11119 | 0.70143 | 54.2158
2023-11-27 05:00 | 0.0014693 | 0.07991 | 0.68501 | 59.7842
2023-11-27 06:00 | 0.079653 | 0.057857 | 0.57829 | 58.4675
2023-11-27 07:00 | 0.39154 | 0.052814 | 0.4974 | 46.4133
2023-11-27 08:00 | 0.56525 | 0.089377 | 0.41973 | 42.255
2023-11-27 09:00 | 0.63624 | 0.17026 | 0.37052 | 39.2983
2023-11-27 10:00 | 0.69048 | 0.17366 | 0.33668 | 31.2833
2023-11-27 11:00 | 0.49558 | 0.13056 | 0.34774 | 28.0817
2023-11-27 12:00 | 0.62143 | 0.14048 | 0.36948 | 38.7392
2023-11-27 13:00 | 0.74017 | 0.1189 | 0.39176 | 54.67
2023-11-27 14:00 | 0.67276 | 0.0941 | 0.42296 | 64.0842
2023-11-27 15:00 | 0.58513 | 0.10669 | 0.47312 | 93.54
2023-11-27 16:00 | 0.38615 | 0.23334 | 0.56126 | 106.6125
2023-11-27 17:00 | 0.17005 | 0.41402 | 0.6299 | 107.1508
2023-11-27 18:00 | 0.026997 | 0.39393 | 0.65795 | 120.48
2023-11-27 19:00 | 0 | 0.22315 | 0.65844 | 83.0283
2023-11-27 20:00 | 0 | 0.11084 | 0.65263 | 63.7025
2023-11-27 21:00 | 0 | 0.10262 | 0.65395 | 63.8292
2023-11-27 22:00 | 0 | 0.10669 | 0.64516 | 59.6808
2023-11-27 23:00 | 0 | 0.12817 | 0.65137 | 59.4083
2023-11-28 | 0 | 0.13259 | 0.66582 | 57.2708
2023-11-28 01:00 | 0 | 0.12314 | 0.67106 | 56.42
2023-11-28 02:00 | 0 | 0.095575 | 0.68167 | 51.5542
2023-11-28 03:00 | 0 | 0.051525 | 0.68683 | 48.0858
2023-11-28 04:00 | 0 | 0.038142 | 0.69924 | 47.2167
2023-11-28 05:00 | 0.0014656 | 0.051804 | 0.70322 | 57.2383
2023-11-28 06:00 | 0.026482 | 0.025022 | 0.6766 | 68.67
2023-11-28 07:00 | 0.064251 | 0.027189 | 0.62603 | 81.5333
2023-11-28 08:00 | 0.045637 | 0.15451 | 0.5707 | 80.4567
2023-11-28 09:00 | 0.062136 | 0.15239 | 0.5351 | 98.7125
2023-11-28 10:00 | 0.046485 | 0.16546 | 0.46051 | 72.415
2023-11-28 11:00 | 0.044183 | 0.12212 | 0.43247 | 56.3317
2023-11-28 12:00 | 0.10729 | 0.10779 | 0.43455 | 71.73
2023-11-28 13:00 | 0.14392 | 0.097922 | 0.45337 | 58.395
2023-11-28 14:00 | 0.1666 | 0.15429 | 0.47823 | 50.1933
2023-11-28 15:00 | 0.097372 | 0.21194 | 0.50972 | 61.4242
2023-11-28 16:00 | 0.053872 | 0.20128 | 0.54065 | 63.9142
2023-11-28 17:00 | 0.037224 | 0.20728 | 0.59299 | 60.3383
2023-11-28 18:00 | 0.0048095 | 0.24711 | 0.63614 | 102.4067
2023-11-28 19:00 | 0 | 0.26095 | 0.63199 | 123.5475
2023-11-28 20:00 | 0 | 0.22872 | 0.63305 | 109.2025
2023-11-28 21:00 | 0 | 0.27353 | 0.66024 | 93.0592
2023-11-28 22:00 | 0 | 0.35365 | 0.67279 | 80.6833
2023-11-28 23:00 | 0 | 0.35819 | 0.68424 | 82.3658
2023-11-29 | 0 | 0.31238 | 0.6857 | 65.9242
2023-11-29 01:00 | 0 | 0.2964 | 0.6868 | 63.4025
2023-11-29 02:00 | 0 | 0.39546 | 0.69544 | 59.9433
2023-11-29 03:00 | 0 | 0.56217 | 0.70395 | 59.4125
2023-11-29 04:00 | 0 | 0.68309 | 0.71733 | 64.6392
2023-11-29 05:00 | 0.0014275 | 0.77733 | 0.70462 | 59.6817
2023-11-29 06:00 | 0.030048 | 0.79978 | 0.58968 | 71.3525
2023-11-29 07:00 | 0.058396 | 0.77405 | 0.46697 | 54.27
2023-11-29 08:00 | 0.048654 | 0.65047 | 0.40626 | 40.5975
2023-11-29 09:00 | 0.055264 | 0.7336 | 0.35396 | 12.9592
2023-11-29 10:00 | 0.090596 | 0.78745 | 0.3267 | -17.0967
2023-11-29 11:00 | 0.12727 | 0.84686 | 0.31339 | -25.5417
2023-11-29 12:00 | 0.087333 | 0.86079 | 0.31119 | -12.2533
2023-11-29 13:00 | 0.085338 | 0.83417 | 0.31118 | -31.36
2023-11-29 14:00 | 0.10459 | 0.87098 | 0.35623 | -11.5225
2023-11-29 15:00 | 0.043003 | 0.90109 | 0.38061 | 39.7467
2023-11-29 16:00 | 0.032213 | 0.90219 | 0.46451 | 65.9017
2023-11-29 17:00 | 0.031804 | 0.90321 | 0.53918 | 61.5067
2023-11-29 18:00 | 0.0037904 | 0.89629 | 0.6139 | 59.4058
2023-11-29 19:00 | 0 | 0.82101 | 0.63599 | 81.1058
2023-11-29 20:00 | 0 | 0.80077 | 0.63444 | 78.2617
2023-11-29 21:00 | 0 | 0.86957 | 0.6532 | 62.2992
2023-11-29 22:00 | 0 | 0.87089 | 0.6674 | 65.5942
2023-11-29 23:00 | 0 | 0.8786 | 0.671 | 61.83
2023-11-30 | 0 | 0.90795 | 0.67463 | 57.2483
2023-11-30 01:00 | 0 | 0.90945 | 0.67758 | 50.9942
2023-11-30 02:00 | 0 | 0.90362 | 0.69206 | 41.3983
2023-11-30 03:00 | 0 | 0.89968 | 0.70204 | 37.5883
2023-11-30 04:00 | 0 | 0.89323 | 0.70867 | 38.2475
2023-11-30 05:00 | 0.0018443 | 0.88872 | 0.68548 | 53.8217
2023-11-30 06:00 | 0.048263 | 0.86843 | 0.51323 | 52.5967
2023-11-30 07:00 | 0.12552 | 0.84815 | 0.38794 | 9.6267
2023-11-30 08:00 | 0.19598 | 0.85652 | 0.34793 | -1.8308
2023-11-30 09:00 | 0.28932 | 0.84766 | 0.31221 | -26.7917
2023-11-30 10:00 | 0.33733 | 0.83586 | 0.28369 | -34.8042
2023-11-30 11:00 | 0.28248 | 0.86806 | 0.27946 | -36.1517
2023-11-30 12:00 | 0.31762 | 0.90462 | 0.30848 | -36.1992
2023-11-30 13:00 | 0.39303 | 0.91414 | 0.32127 | -32.8558
2023-11-30 14:00 | 0.3603 | 0.9076 | 0.35248 | -12.8642
2023-11-30 15:00 | 0.33457 | 0.88168 | 0.39601 | -8.6717
2023-11-30 16:00 | 0.31524 | 0.89992 | 0.42501 | 25.78
2023-11-30 17:00 | 0.29195 | 0.90181 | 0.52338 | 69.6333
2023-11-30 18:00 | 0.043407 | 0.87661 | 0.59825 | 121.2108
2023-11-30 19:00 | 0 | 0.85398 | 0.613 | 209.8217
2023-11-30 20:00 | 0 | 0.77453 | 0.63164 | 162.315
2023-11-30 21:00 | 0 | 0.67448 | 0.65657 | 108.74
2023-11-30 22:00 | 0 | 0.60162 | 0.6879 | 74.7167
2023-11-30 23:00 | 0 | 0.58013 | 0.69459 | 71.5917
2023-12-01 | 0 | 0.54843 | 0.7138 | 66.8533
2023-12-01 01:00 | 0 | 0.59171 | 0.71776 | 76.8582
2023-12-01 02:00 | 0 | 0.53057 | 0.7194 | 64.6292
2023-12-01 03:00 | 0 | 0.45514 | 0.72101 | 63.2817
2023-12-01 04:00 | 0 | 0.4487 | 0.72261 | 61.7558
2023-12-01 05:00 | 0.0058777 | 0.51837 | 0.69649 | 67.7767
2023-12-01 06:00 | 0.27712 | 0.54393 | 0.55885 | 56.3675
2023-12-01 07:00 | 0.91549 | 0.45477 | 0.45435 | 30.2275
2023-12-01 08:00 | 0.99985 | 0.37321 | 0.39101 | 27.225
2023-12-01 09:00 | 0.99806 | 0.34278 | 0.34687 | 30.6233
2023-12-01 10:00 | 0.93318 | 0.37603 | 0.31684 | 20.1683
2023-12-01 11:00 | 0.86688 | 0.37574 | 0.33111 | 22.5675
2023-12-01 12:00 | 0.74338 | 0.40525 | 0.33825 | 44.2092
2023-12-01 13:00 | 0.70655 | 0.45007 | 0.37095 | 38.9433
2023-12-01 14:00 | 0.52233 | 0.53616 | 0.44606 | 87.5983
2023-12-01 15:00 | 0.58827 | 0.66426 | 0.48864 | 175.4183
2023-12-01 16:00 | 0.43506 | 0.65156 | 0.52196 | 241.2133
2023-12-01 17:00 | 0.30738 | 0.45825 | 0.57551 | 107.4825
2023-12-01 18:00 | 0.065879 | 0.31134 | 0.62713 | 139.0933
2023-12-01 19:00 | 0 | 0.21414 | 0.64173 | 117.7025
2023-12-01 20:00 | 0 | 0.23136 | 0.64615 | 111.0775
2023-12-01 21:00 | 0 | 0.28105 | 0.66452 | 101.4342
2023-12-01 22:00 | 0 | 0.3488 | 0.71444 | 101.7942
2023-12-01 23:00 | 0 | 0.34034 | 0.71035 | 128.3433
2023-12-02 | 0 | 0.38704 | 0.72195 | 89.2633
2023-12-02 01:00 | 0 | 0.46142 | 0.71798 | 90.8308
2023-12-02 02:00 | 0 | 0.52902 | 0.70829 | 74.615
2023-12-02 03:00 | 0 | 0.52302 | 0.70521 | 72.9317
2023-12-02 04:00 | 0 | 0.56625 | 0.69653 | 64.9442
2023-12-02 05:00 | 0.0059563 | 0.60426 | 0.68272 | 70.3567
2023-12-02 06:00 | 0.28669 | 0.57167 | 0.57229 | 61.7075
2023-12-02 07:00 | 0.92943 | 0.44502 | 0.43614 | 42.82
2023-12-02 08:00 | 1 | 0.51 | 0.37343 | 16.7258
2023-12-02 09:00 | 1 | 0.56359 | 0.32035 | 28.3525
2023-12-02 10:00 | 1 | 0.65403 | 0.29252 | 3.5858
2023-12-02 11:00 | 0.97379 | 0.62969 | 0.27992 | -19.495
2023-12-02 12:00 | 0.92898 | 0.47353 | 0.27778 | -7.0183
2023-12-02 13:00 | 0.90746 | 0.382 | 0.3072 | 6.905
2023-12-02 14:00 | 0.86823 | 0.33049 | 0.32196 | 46.6192
2023-12-02 15:00 | 0.85806 | 0.31694 | 0.37713 | 28.6992
2023-12-02 16:00 | 0.88205 | 0.30938 | 0.44896 | 49.3492
2023-12-02 17:00 | 0.52236 | 0.25162 | 0.5308 | 65.735
2023-12-02 18:00 | 0.11839 | 0.22087 | 0.59949 | 112.5183
2023-12-02 19:00 | 0 | 0.29388 | 0.6196 | 182.1125
2023-12-02 20:00 | 0 | 0.37142 | 0.63503 | 160.2175
2023-12-02 21:00 | 0 | 0.45356 | 0.66108 | 186.85
2023-12-02 22:00 | 0 | 0.46176 | 0.69081 | 192.5308
2023-12-02 23:00 | 0 | 0.47213 | 0.70557 | 155.3225
2023-12-03 | 0 | 0.51328 | 0.71966 | 125.2317
2023-12-03 01:00 | 0 | 0.49637 | 0.72764 | 98.405
2023-12-03 02:00 | 0 | 0.47516 | 0.73498 | 94.915
2023-12-03 03:00 | 0 | 0.4909 | 0.73518 | 93.9508
2023-12-03 04:00 | 0 | 0.50735 | 0.73527 | 86.3708
2023-12-03 05:00 | 0.0058065 | 0.49591 | 0.70582 | 78.6817
2023-12-03 06:00 | 0.29075 | 0.44135 | 0.54959 | 51.6258
2023-12-03 07:00 | 0.92603 | 0.32984 | 0.44673 | -18.2692
2023-12-03 08:00 | 0.99966 | 0.31119 | 0.38118 | -36.1775
2023-12-03 09:00 | 1 | 0.23912 | 0.3406 | -34.2708
2023-12-03 10:00 | 1 | 0.22476 | 0.31911 | -42.7133
2023-12-03 11:00 | 0.98279 | 0.19166 | 0.30295 | -44.26
2023-12-03 12:00 | 0.88859 | 0.16799 | 0.29713 | -37.1883
2023-12-03 13:00 | 0.81516 | 0.1442 | 0.29232 | -29.735
2023-12-03 14:00 | 0.80322 | 0.11919 | 0.33189 | 1.2058
2023-12-03 15:00 | 0.74469 | 0.10301 | 0.40423 | 41
2023-12-03 16:00 | 0.74326 | 0.093124 | 0.45447 | 77.335
2023-12-03 17:00 | 0.50361 | 0.075404 | 0.55324 | 138.5058
2023-12-03 18:00 | 0.11838 | 0.078555 | 0.60693 | 365.1283
2023-12-03 19:00 | 0 | 0.14154 | 0.62923 | 158.4517
2023-12-03 20:00 | 0 | 0.21667 | 0.64104 | 179.7075
2023-12-03 21:00 | 0 | 0.22061 | 0.66134 | 184.6758
2023-12-03 22:00 | 0 | 0.23222 | 0.68637 | 154.0325
2023-12-03 23:00 | 0 | 0.22102 | 0.69981 | 141.0683
2023-12-04 | 0 | 0.213 | 0.7035 | 96.1858
2023-12-04 01:00 | 0 | 0.21277 | 0.72236 | 87.3983
2023-12-04 02:00 | 0 | 0.15696 | 0.72344 | 173.6408
2023-12-04 03:00 | 0 | 0.078043 | 0.72445 | 89.49
2023-12-04 04:00 | 0 | 0.042237 | 0.72548 | 82.2858
2023-12-04 05:00 | 0.0055985 | 0.042567 | 0.70042 | 92.2075
2023-12-04 06:00 | 0.26164 | 0.043881 | 0.54525 | 91.1433
2023-12-04 07:00 | 0.87258 | 0.008497 | 0.42866 | 29.4633
2023-12-04 08:00 | 0.97086 | 0.0005195 | 0.39067 | 32.5625
2023-12-04 09:00 | 0.99395 | 0.0046505 | 0.35335 | 52.1983
2023-12-04 10:00 | 0.99303 | 0.030303 | 0.31359 | 35.7675
2023-12-04 11:00 | 0.97043 | 0.066641 | 0.30143 | 18.1758
2023-12-04 12:00 | 0.90406 | 0.093253 | 0.32065 | 25.6292
2023-12-04 13:00 | 0.91902 | 0.099096 | 0.33035 | 37.1508
2023-12-04 14:00 | 0.84072 | 0.096102 | 0.34077 | 49.5483
2023-12-04 15:00 | 0.93483 | 0.099611 | 0.37162 | 38.8658
2023-12-04 16:00 | 0.86258 | 0.096722 | 0.44926 | 65.855
2023-12-04 17:00 | 0.60286 | 0.051527 | 0.51506 | 64.5325
2023-12-04 18:00 | 0.18451 | 0.005264 | 0.5881 | 143.9258
2023-12-04 19:00 | 0 | 0.0005235 | 0.60192 | 269.4883
2023-12-04 20:00 | 0 | 0.0011175 | 0.61409 | 160.5725
2023-12-04 21:00 | 0 | 0.029171 | 0.62427 | 139.8792
2023-12-04 22:00 | 0 | 0.11485 | 0.6393 | 152.3467
2023-12-04 23:00 | 0 | 0.24369 | 0.64953 | 118.6333
2023-12-05 | 0 | 0.2515 | 0.66155 | 115.0233
2023-12-05 01:00 | 0 | 0.17366 | 0.66052 | 91.3317
2023-12-05 02:00 | 0 | 0.13059 | 0.66052 | 96.2083
2023-12-05 03:00 | 0 | 0.1215 | 0.66416 | 91.8425
2023-12-05 04:00 | 0 | 0.10383 | 0.66031 | 97.2008
2023-12-05 05:00 | 0.0056954 | 0.089745 | 0.63441 | 97.0275
2023-12-05 06:00 | 0.25762 | 0.056308 | 0.5235 | 93.035
2023-12-05 07:00 | 0.88768 | 0.029863 | 0.424 | 42.9275
2023-12-05 08:00 | 0.98247 | 0.068332 | 0.3723 | 23.6108
2023-12-05 09:00 | 1 | 0.10778 | 0.33402 | 31.3542
2023-12-05 10:00 | 1 | 0.12229 | 0.29753 | 24.1342
2023-12-05 11:00 | 1 | 0.10458 | 0.29552 | 15.0883
2023-12-05 12:00 | 1 | 0.088696 | 0.29064 | 12.0883
2023-12-05 13:00 | 0.9854 | 0.072456 | 0.46294 | 11.585
2023-12-05 14:00 | 0.98604 | 0.062472 | 0.33704 | 34.98
2023-12-05 15:00 | 0.98151 | 0.05934 | 0.37717 | 74.6983
2023-12-05 16:00 | 0.92615 | 0.06061 | 0.44105 | 111.9858
2023-12-05 17:00 | 0.62003 | 0.071263 | 0.50986 | 123.4358
2023-12-05 18:00 | 0.17915 | 0.10741 | 0.58712 | 263.655
2023-12-05 19:00 | 0 | 0.1512 | 0.61506 | 504.0483
2023-12-05 20:00 | 0 | 0.20931 | 0.61334 | 181.5483
2023-12-05 21:00 | 0 | 0.33693 | 0.63538 | 183.8
2023-12-05 22:00 | 0 | 0.41712 | 0.64175 | 132.4483
2023-12-05 23:00 | 0 | 0.39001 | 0.64894 | 118.5808
2023-12-06 | 0 | 0.34108 | 0.65703 | 94.9567
2023-12-06 01:00 | 0 | 0.27937 | 0.66125 | 92.5467
2023-12-06 02:00 | 0 | 0.19536 | 0.67315 | 73.7917
2023-12-06 03:00 | 0 | 0.14348 | 0.67741 | 73.395
2023-12-06 04:00 | 0 | 0.11976 | 0.6735 | 77.3325
2023-12-06 05:00 | 0.0053732 | 0.094656 | 0.65357 | 95.0508
2023-12-06 06:00 | 0.25113 | 0.069418 | 0.51325 | 82.8192
2023-12-06 07:00 | 0.85516 | 0.025691 | 0.3896 | 37.965
2023-12-06 08:00 | 0.95484 | 0.0232 | 0.33219 | 15.6042
2023-12-06 09:00 | 0.98815 | 0.035084 | 0.30229 | 4.0492
2023-12-06 10:00 | 0.99991 | 0.051505 | 0.28232 | -4.83
2023-12-06 11:00 | 1 | 0.067068 | 0.2761 | 5.475
2023-12-06 12:00 | 1 | 0.098646 | 0.2745 | 3.6367
2023-12-06 13:00 | 1 | 0.13292 | 0.29053 | 25.7792
2023-12-06 14:00 | 0.99333 | 0.148 | 0.30658 | 31.2583
2023-12-06 15:00 | 0.97865 | 0.14829 | 0.32275 | 21.755
2023-12-06 16:00 | 0.92625 | 0.12002 | 0.392 | 38.3058
2023-12-06 17:00 | 0.62097 | 0.13233 | 0.4833 | 84.3933
2023-12-06 18:00 | 0.17904 | 0.23562 | 0.59037 | 132.5342
2023-12-06 19:00 | 0 | 0.39599 | 0.61232 | 231.7592
2023-12-06 20:00 | 0 | 0.51832 | 0.62114 | 186.9933
2023-12-06 21:00 | 0 | 0.63487 | 0.63925 | 181.9625
2023-12-06 22:00 | 0 | 0.63544 | 0.64819 | 135.9433
2023-12-06 23:00 | 0 | 0.63851 | 0.64906 | 108.5517
2023-12-07 | 0 | 0.67653 | 0.66293 | 103.3317
2023-12-07 01:00 | 0 | 0.73703 | 0.66829 | 93.6992
2023-12-07 02:00 | 0 | 0.76972 | 0.68154 | 87.6958
2023-12-07 03:00 | 0 | 0.78067 | 0.68717 | 95.91
2023-12-07 04:00 | 0 | 0.78819 | 0.68466 | 94.4383
2023-12-07 05:00 | 0.0042278 | 0.76775 | 0.66463 | 98.8158
2023-12-07 06:00 | 0.12888 | 0.59406 | 0.52112 | 102.4133
2023-12-07 07:00 | 0.3865 | 0.28067 | 0.39473 | 46.3475
2023-12-07 08:00 | 0.61624 | 0.16828 | 0.34446 | 21.7133
2023-12-07 09:00 | 0.72492 | 0.2151 | 0.30248 | -6.39
2023-12-07 10:00 | 0.76108 | 0.29448 | 0.27737 | -2.52
2023-12-07 11:00 | 0.82197 | 0.475 | 0.27316 | 4.5417
2023-12-07 12:00 | 0.98787 | 0.60363 | 0.28184 | 13.495
2023-12-07 13:00 | 1 | 0.66778 | 0.31964 | 33.5558
2023-12-07 14:00 | 0.99459 | 0.62777 | 0.34328 | 54.3375
2023-12-07 15:00 | 0.91961 | 0.52699 | 0.38009 | 45.425
2023-12-07 16:00 | 0.62396 | 0.30159 | 0.44158 | 71.7733
2023-12-07 17:00 | 0.27062 | 0.15587 | 0.48546 | 191.4242
2023-12-07 18:00 | 0.030547 | 0.1328 | 0.58608 | 233.4358
2023-12-07 19:00 | 0 | 0.11332 | 0.60284 | 315.9367
2023-12-07 20:00 | 0 | 0.24668 | 0.61714 | 153.6525
2023-12-07 21:00 | 0 | 0.18914 | 0.63523 | 144.1117
2023-12-07 22:00 | 0 | 0.19858 | 0.62937 | 160.815
2023-12-07 23:00 | 0 | 0.1896 | 0.6337 | 96.6358
2023-12-08 | 0 | 0.22641 | 0.64877 | 88.1633
2023-12-08 01:00 | 0 | 0.15984 | 0.65649 | 76.3125
2023-12-08 02:00 | 0 | 0.041206 | 0.6724 | 72.3883
2023-12-08 03:00 | 0 | 0.009225 | 0.68097 | 71.2467
2023-12-08 04:00 | 0 | 0.015016 | 0.68126 | 70.4075
2023-12-08 05:00 | 0.0023284 | 0.027475 | 0.66161 | 67.725
2023-12-08 06:00 | 0.20486 | 0.026429 | 0.51768 | 60.9983
2023-12-08 07:00 | 0.75995 | 0.011373 | 0.41897 | 32.8583
2023-12-08 08:00 | 0.92363 | 0.005812 | 0.37601 | 28.5833
2023-12-08 09:00 | 0.96486 | 0.001298 | 0.34434 | 14.8192
2023-12-08 10:00 | 0.97553 | 0.0014305 | 0.32031 | 32.0475
2023-12-08 11:00 | 0.99919 | 0.002427 | 0.30241 | 13.5733
2023-12-08 12:00 | 0.97361 | 0.0072305 | 0.29029 | 2.0483
2023-12-08 13:00 | 0.80466 | 0.016909 | 0.28592 | -14.7108
2023-12-08 14:00 | 0.61787 | 0.023168 | 0.33401 | 5.9517
2023-12-08 15:00 | 0.69643 | 0.02896 | 0.38338 | 24.8208
2023-12-08 16:00 | 0.71058 | 0.085388 | 0.43436 | 50.275
2023-12-08 17:00 | 0.40954 | 0.25825 | 0.48666 | 71.9083
2023-12-08 18:00 | 0.053823 | 0.43371 | 0.57418 | 149.78
2023-12-08 19:00 | 0 | 0.52718 | 0.58969 | 220.7933
2023-12-08 20:00 | 0 | 0.48407 | 0.59577 | 152.1833
2023-12-08 21:00 | 0 | 0.50639 | 0.62309 | 130.9542
2023-12-08 22:00 | 0 | 0.5545 | 0.62009 | 99.3317
2023-12-08 23:00 | 0 | 0.5582 | 0.61272 | 84.8142
2023-12-09 | 0 | 0.51352 | 0.61695 | 74.9175
2023-12-09 01:00 | 0 | 0.39384 | 0.64178 | 73.6917
2023-12-09 02:00 | 0 | 0.35292 | 0.65956 | 113.1775
2023-12-09 03:00 | 0 | 0.35622 | 0.67163 | 72.7358
2023-12-09 04:00 | 0 | 0.39978 | 0.67033 | 67.0092
2023-12-09 05:00 | 0.0019706 | 0.38633 | 0.65822 | 73.5225
2023-12-09 06:00 | 0.13277 | 0.34885 | 0.52212 | 66.27
2023-12-09 07:00 | 0.37327 | 0.36172 | 0.41214 | 13.6675
2023-12-09 08:00 | 0.60688 | 0.21463 | 0.3814 | 3.0408
2023-12-09 09:00 | 0.6248 | 0.11631 | 0.33611 | 13.2675
2023-12-09 10:00 | 0.65829 | 0.070697 | 0.31085 | -1.5483
2023-12-09 11:00 | 0.60583 | 0.053925 | 0.30442 | -8.8142
2023-12-09 12:00 | 0.42241 | 0.058672 | 0.3012 | -18.2642
2023-12-09 13:00 | 0.58295 | 0.087791 | 0.30422 | -21.025
2023-12-09 14:00 | 0.50601 | 0.17399 | 0.30536 | -32.7867
2023-12-09 15:00 | 0.31157 | 0.28412 | 0.32956 | -23.9575
2023-12-09 16:00 | 0.18612 | 0.38522 | 0.38625 | -15.5433
2023-12-09 17:00 | 0.12868 | 0.54112 | 0.47823 | 64.475
2023-12-09 18:00 | 0.038046 | 0.68656 | 0.58224 | 185.345
2023-12-09 19:00 | 0 | 0.74267 | 0.60626 | 159.4133
2023-12-09 20:00 | 0 | 0.64663 | 0.6081 | 80.1892
2023-12-09 21:00 | 0 | 0.64338 | 0.61191 | 64.2517
2023-12-09 22:00 | 0 | 0.69963 | 0.60559 | 63.1683
2023-12-09 23:00 | 0 | 0.7501 | 0.61883 | 61.5425
2023-12-10 | 0 | 0.69096 | 0.63486 | 61.3108
2023-12-10 01:00 | 0 | 0.58385 | 0.63744 | 54.9075
2023-12-10 02:00 | 0 | 0.52667 | 0.63852 | 39.3933
2023-12-10 03:00 | 0 | 0.49059 | 0.64983 | 37.96
2023-12-10 04:00 | 0 | 0.44344 | 0.65817 | 47.8075
2023-12-10 05:00 | 0.0023164 | 0.42075 | 0.63408 | 50.2792
2023-12-10 06:00 | 0.21031 | 0.42629 | 0.50454 | 25.5967
2023-12-10 07:00 | 0.66761 | 0.48435 | 0.42056 | -22.245
2023-12-10 08:00 | 0.71136 | 0.33126 | 0.37421 | -34.6067
2023-12-10 09:00 | 0.89978 | 0.21315 | 0.3481 | -39.7242
2023-12-10 10:00 | 0.82283 | 0.11689 | 0.3287 | -43.755
2023-12-10 11:00 | 0.7899 | 0.084072 | 0.31654 | -42.78
2023-12-10 12:00 | 0.88526 | 0.084247 | 0.31092 | -41.6975
2023-12-10 13:00 | 0.93572 | 0.10727 | 0.30863 | -41.0925
2023-12-10 14:00 | 0.96423 | 0.14508 | 0.30445 | -32.1325
2023-12-10 15:00 | 0.98009 | 0.14771 | 0.33001 | -11.6083
2023-12-10 16:00 | 0.87514 | 0.18386 | 0.39235 | 11.8975
2023-12-10 17:00 | 0.43016 | 0.33468 | 0.47753 | 29.6458
2023-12-10 18:00 | 0.092326 | 0.53008 | 0.58605 | 59.3242
2023-12-10 19:00 | 0 | 0.59863 | 0.60656 | 102.465
2023-12-10 20:00 | 0 | 0.39816 | 0.60292 | 78.6342
2023-12-10 21:00 | 0 | 0.35376 | 0.61576 | 67.6983
2023-12-10 22:00 | 0 | 0.33977 | 0.62739 | 67.8433
2023-12-10 23:00 | 0 | 0.33691 | 0.63673 | 76.6675
2023-12-11 | 0 | 0.31073 | 0.65055 | 63.6508
2023-12-11 01:00 | 0 | 0.27961 | 0.66725 | 61.5692
2023-12-11 02:00 | 0 | 0.24729 | 0.68156 | 58.5533
2023-12-11 03:00 | 0 | 0.20776 | 0.66994 | 62.8683
2023-12-11 04:00 | 0 | 0.17014 | 0.67292 | 61.13
2023-12-11 05:00 | 0.0025054 | 0.14244 | 0.65865 | 64.16
2023-12-11 06:00 | 0.22423 | 0.13656 | 0.53553 | 63.7625
2023-12-11 07:00 | 0.79269 | 0.18958 | 0.44256 | 39.1425
2023-12-11 08:00 | 0.8858 | 0.28792 | 0.38567 | 18.2183
2023-12-11 09:00 | 0.89598 | 0.25048 | 0.34534 | -6.2392
2023-12-11 10:00 | 0.91007 | 0.21008 | 0.32377 | -18.0775
2023-12-11 11:00 | 0.92925 | 0.22048 | 0.31124 | 9.4608
2023-12-11 12:00 | 0.93913 | 0.23606 | 0.31624 | 15.6267
2023-12-11 13:00 | 0.94788 | 0.19471 | 0.32661 | 3.9792
2023-12-11 14:00 | 0.95588 | 0.15675 | 0.3629 | 33.0567
2023-12-11 15:00 | 0.87541 | 0.13964 | 0.40469 | 50.0908
2023-12-11 16:00 | 0.81319 | 0.18127 | 0.46251 | 131.775
2023-12-11 17:00 | 0.49091 | 0.30632 | 0.53178 | 171.0967
2023-12-11 18:00 | 0.14527 | 0.55985 | 0.60284 | 112.4058
2023-12-11 19:00 | 0 | 0.56719 | 0.61963 | 187.1783
2023-12-11 20:00 | 0 | 0.30847 | 0.62769 | 128.6808
2023-12-11 21:00 | 0 | 0.36177 | 0.6319 | 120.9833
2023-12-11 22:00 | 0 | 0.28634 | 0.63665 | 113.3575
2023-12-11 23:00 | 0 | 0.30475 | 0.63964 | 81.4217
2023-12-12 | 0 | 0.31722 | 0.65356 | 92.2217
2023-12-12 01:00 | 0 | 0.3058 | 0.66251 | 83.4192
2023-12-12 02:00 | 0 | 0.27728 | 0.66605 | 83.6783
2023-12-12 03:00 | 0 | 0.24963 | 0.66441 | 68.8858
2023-12-12 04:00 | 0 | 0.16747 | 0.66265 | 68.7383
2023-12-12 05:00 | 0.0012193 | 0.11332 | 0.64228 | 87.3042
2023-12-12 06:00 | 0.078644 | 0.099481 | 0.55802 | 95.365
2023-12-12 07:00 | 0.18899 | 0.15364 | 0.47748 | 65.515
2023-12-12 08:00 | 0.30112 | 0.082178 | 0.42544 | 52.87
2023-12-12 09:00 | 0.66009 | 0.053854 | 0.3879 | 56.4717
2023-12-12 10:00 | 0.88079 | 0.056113 | 0.36521 | 43.0533
2023-12-12 11:00 | 0.89793 | 0.11433 | 0.32873 | 39.4317
2023-12-12 12:00 | 0.91158 | 0.20486 | 0.31695 | -5.3383
2023-12-12 13:00 | 0.9081 | 0.22067 | 0.31609 | 6.9508
2023-12-12 14:00 | 0.88316 | 0.16574 | 0.33365 | 24.5542
2023-12-12 15:00 | 0.80023 | 0.15539 | 0.36575 | 9.425
2023-12-12 16:00 | 0.67253 | 0.16625 | 0.43929 | 34.6408
2023-12-12 17:00 | 0.43953 | 0.2215 | 0.50444 | 74.295
2023-12-12 18:00 | 0.11838 | 0.19065 | 0.59398 | 138.8392
2023-12-12 19:00 | 0 | 0.10052 | 0.61164 | 231.0408
2023-12-12 20:00 | 0 | 0.052184 | 0.61573 | 225.0292
2023-12-12 21:00 | 0 | 0.018666 | 0.62689 | 130.4375
2023-12-12 22:00 | 0 | 0.026962 | 0.62769 | 89.5925
2023-12-12 23:00 | 0 | 0.022661 | 0.64124 | 88.4508
2023-12-13 | 0 | 0.025401 | 0.64386 | 79.5525
2023-12-13 01:00 | 0 | 0.022025 | 0.64701 | 82.1142
2023-12-13 02:00 | 0 | 0.021632 | 0.6427 | 82.135
2023-12-13 03:00 | 0 | 0.028503 | 0.6384 | 75.69
2023-12-13 04:00 | 0 | 0.038898 | 0.63626 | 72.8742
2023-12-13 05:00 | 0.0014965 | 0.027814 | 0.61805 | 89.3542
2023-12-13 06:00 | 0.17308 | 0.004766 | 0.5295 | 100.1783
2023-12-13 07:00 | 0.59521 | 0.000688 | 0.43394 | 58.1475
2023-12-13 08:00 | 0.53563 | 0.0017595 | 0.38793 | 32.7592
2023-12-13 09:00 | 0.76625 | 0.0018435 | 0.34346 | 20.5575
2023-12-13 10:00 | 0.81647 | 0.010653 | 0.30704 | 20.365
2023-12-13 11:00 | 0.81411 | 0.037111 | 0.29422 | 3.17
2023-12-13 12:00 | 0.65235 | 0.12519 | 0.28611 | 15.9025
2023-12-13 13:00 | 0.65492 | 0.30048 | 0.30194 | 0.1025
2023-12-13 14:00 | 0.6038 | 0.38276 | 0.32607 | 32.345
2023-12-13 15:00 | 0.65108 | 0.29282 | 0.37433 | 17.6567
2023-12-13 16:00 | 0.67926 | 0.22254 | 0.42822 | 65.94
2023-12-13 17:00 | 0.47282 | 0.20018 | 0.49945 | 84.9567
2023-12-13 18:00 | 0.10622 | 0.20909 | 0.59363 | 162.1967
2023-12-13 19:00 | 0 | 0.37661 | 0.61606 | 155.155
2023-12-13 20:00 | 0 | 0.55883 | 0.61463 | 108.9692
2023-12-13 21:00 | 0 | 0.76224 | 0.61725 | 122.1908
2023-12-13 22:00 | 0 | 0.81283 | 0.62028 | 84.43
2023-12-13 23:00 | 0 | 0.82755 | 0.63228 | 78.8183
2023-12-14 | 0 | 0.79151 | 0.63964 | 83.505
2023-12-14 01:00 | 0 | 0.69763 | 0.63835 | 67.2858
2023-12-14 02:00 | 0 | 0.58922 | 0.63548 | 60.5608
2023-12-14 03:00 | 0 | 0.58181 | 0.63592 | 56.7817
2023-12-14 04:00 | 0 | 0.62065 | 0.63911 | 57.0817
2023-12-14 05:00 | 0.0025186 | 0.70891 | 0.62474 | 62.2733
2023-12-14 06:00 | 0.23592 | 0.72028 | 0.52958 | 76.0683
2023-12-14 07:00 | 0.80488 | 0.59677 | 0.43181 | 43.3183
2023-12-14 08:00 | 0.95763 | 0.50531 | 0.37715 | 34.0883
2023-12-14 09:00 | 0.99535 | 0.37821 | 0.3267 | 28.79
2023-12-14 10:00 | 1 | 0.26312 | 0.31927 | 10.2383
2023-12-14 11:00 | 0.99892 | 0.21941 | 0.30623 | 15.3833
2023-12-14 12:00 | 1 | 0.17639 | 0.30344 | -11.9933
2023-12-14 13:00 | 0.99873 | 0.16334 | 0.33562 | 8.1842
2023-12-14 14:00 | 0.9895 | 0.18007 | 0.36791 | 71.8392
2023-12-14 15:00 | 0.9928 | 0.17976 | 0.4003 | 75.195
2023-12-14 16:00 | 0.96072 | 0.1699 | 0.43254 | 73.3975
2023-12-14 17:00 | 0.64045 | 0.21186 | 0.50413 | 64.5308
2023-12-14 18:00 | 0.18376 | 0.24438 | 0.57237 | 204.685
2023-12-14 19:00 | 0 | 0.28387 | 0.58728 | 235.515
2023-12-14 20:00 | 0 | 0.25358 | 0.58892 | 242.3967
2023-12-14 21:00 | 0 | 0.20463 | 0.60722 | 187.115
2023-12-14 22:00 | 0 | 0.14363 | 0.62349 | 137.38
2023-12-14 23:00 | 0 | 0.099215 | 0.64366 | 162.2133
2023-12-15 | 0 | 0.053988 | 0.66982 | 144.4433
2023-12-15 01:00 | 0 | 0.053407 | 0.68271 | 117.3817
2023-12-15 02:00 | 0 | 0.081586 | 0.68417 | 139.0317
2023-12-15 03:00 | 0 | 0.14147 | 0.6802 | 113.0717
2023-12-15 04:00 | 0 | 0.18686 | 0.67543 | 113.6375
2023-12-15 05:00 | 0.0023557 | 0.2202 | 0.66531 | 119.3725
2023-12-15 06:00 | 0.13884 | 0.17427 | 0.61256 | 127.6008
2023-12-15 07:00 | 0.31939 | 0.080824 | 0.5366 | 89.3575
2023-12-15 08:00 | 0.662 | 0.054598 | 0.47804 | 84.8792
2023-12-15 09:00 | 0.96748 | 0.03244 | 0.43642 | 90.0317
2023-12-15 10:00 | 0.94762 | 0.004288 | 0.36175 | 84.7283
2023-12-15 11:00 | 0.95206 | 0.0011605 | 0.34004 | 39.5708
2023-12-15 12:00 | 0.95365 | 0.001707 | 0.3609 | 49.8283
2023-12-15 13:00 | 0.89655 | 0.002572 | 0.35324 | 80.1783
2023-12-15 14:00 | 0.84663 | 0.005214 | 0.3615 | 58.7458
2023-12-15 15:00 | 0.82893 | 0.0050545 | 0.40817 | 76.0017
2023-12-15 16:00 | 0.73349 | 0.0026745 | 0.47485 | 81.1692
2023-12-15 17:00 | 0.4621 | 0.024425 | 0.52234 | 100.7525
2023-12-15 18:00 | 0.13507 | 0.1488 | 0.57623 | 108.1608
2023-12-15 19:00 | 0 | 0.38263 | 0.60093 | 140.1442
2023-12-15 20:00 | 0 | 0.49062 | 0.61528 | 133.6383
2023-12-15 21:00 | 0 | 0.4718 | 0.63551 | 110.4242
2023-12-15 22:00 | 0 | 0.37918 | 0.65409 | 105.1667
2023-12-15 23:00 | 0 | 0.35757 | 0.6704 | 136.0225
2023-12-16 | 0 | 0.30592 | 0.689 | 134.1442
2023-12-16 01:00 | 0 | 0.29189 | 0.68992 | 97.075
2023-12-16 02:00 | 0 | 0.28339 | 0.69961 | 128.1175
2023-12-16 03:00 | 0 | 0.31804 | 0.70088 | 79.325
2023-12-16 04:00 | 0 | 0.32167 | 0.69259 | 67.5017
2023-12-16 05:00 | 0.002061 | 0.37476 | 0.58088 | 68.9075
2023-12-16 06:00 | 0.24875 | 0.40598 | 0.55866 | 44.4292
2023-12-16 07:00 | 0.84134 | 0.34615 | 0.48274 | 12.5108
2023-12-16 08:00 | 0.97696 | 0.44993 | 0.3968 | 23.5358
2023-12-16 09:00 | 0.99599 | 0.36283 | 0.34757 | 5.1967
2023-12-16 10:00 | 0.98559 | 0.28125 | 0.3168 | -7.9667
2023-12-16 11:00 | 0.94472 | 0.27839 | 0.30928 | 7.145
2023-12-16 12:00 | 0.93119 | 0.27107 | 0.33193 | 19.2042
2023-12-16 13:00 | 0.79299 | 0.29211 | 0.3516 | 71.5342
2023-12-16 14:00 | 0.62677 | 0.38784 | 0.41512 | 83.99
2023-12-16 15:00 | 0.58821 | 0.59605 | 0.47835 | 339.6117
2023-12-16 16:00 | 0.55433 | 0.79351 | 0.48965 | 171.1625
2023-12-16 17:00 | 0.40701 | 0.85727 | 0.52687 | 71.1817
2023-12-16 18:00 | 0.039503 | 0.86986 | 0.60142 | 111.6075
2023-12-16 19:00 | 0 | 0.88706 | 0.62294 | 206.0108
2023-12-16 20:00 | 0 | 0.87236 | 0.62425 | 138.2567
2023-12-16 21:00 | 0 | 0.80729 | 0.63112 | 102.245
2023-12-16 22:00 | 0 | 0.76671 | 0.63519 | 96.34
2023-12-16 23:00 | 0 | 0.73847 | 0.65228 | 92.6617
2023-12-17 | 0 | 0.7441 | 0.65858 | 94.7942
2023-12-17 01:00 | 0 | 0.75249 | 0.66993 | 73.4033
2023-12-17 02:00 | 0 | 0.77649 | 0.67476 | 103.52
2023-12-17 03:00 | 0 | 0.75688 | 0.66225 | 93.2117
2023-12-17 04:00 | 0 | 0.72622 | 0.65046 | 66.3692
2023-12-17 05:00 | 0.0016792 | 0.68749 | 0.65117 | 61.6967
2023-12-17 06:00 | 0.20177 | 0.71192 | 0.56269 | 57.3792
2023-12-17 07:00 | 0.73781 | 0.82819 | 0.45148 | 34.4958
2023-12-17 08:00 | 0.94266 | 0.84691 | 0.37591 | 21.9675
2023-12-17 09:00 | 0.90045 | 0.81128 | 0.3407 | -8.8717
2023-12-17 10:00 | 0.66555 | 0.63684 | 0.32435 | 29.7958
2023-12-17 11:00 | 0.5659 | 0.48677 | 0.3199 | 27.1958
2023-12-17 12:00 | 0.78846 | 0.38547 | 0.32624 | 45.2892
2023-12-17 13:00 | 0.78759 | 0.31841 | 0.33167 | 54.4517
2023-12-17 14:00 | 0.57719 | 0.29579 | 0.34521 | 52.03
2023-12-17 15:00 | 0.56222 | 0.35608 | 0.39671 | 72.5075
2023-12-17 16:00 | 0.31527 | 0.50798 | 0.439 | 101.0275
2023-12-17 17:00 | 0.21568 | 0.71807 | 0.50397 | 186.6233
2023-12-17 18:00 | 0.064917 | 0.80396 | 0.57585 | 360.0933
2023-12-17 19:00 | 0 | 0.84744 | 0.5747 | 339.8158
2023-12-17 20:00 | 0 | 0.83111 | 0.59493 | 152.8242
2023-12-17 21:00 | 0 | 0.72988 | 0.61631 | 109.4025
2023-12-17 22:00 | 0 | 0.66933 | 0.62076 | 118.69
2023-12-17 23:00 | 0 | 0.70788 | 0.63273 | 116.88
2023-12-18 | 0 | 0.73609 | 0.65327 | 106.2325
2023-12-18 01:00 | 0 | 0.68903 | 0.66291 | 140.6767
2023-12-18 02:00 | 0 | 0.63823 | 0.66799 | 117.0758
2023-12-18 03:00 | 0 | 0.62295 | 0.67102 | 98.32
2023-12-18 04:00 | 0 | 0.63195 | 0.67476 | 96.6742
2023-12-18 05:00 | 0.001509 | 0.6478 | 0.66205 | 100.0033
2023-12-18 06:00 | 0.14917 | 0.65999 | 0.54655 | 83.0258
2023-12-18 07:00 | 0.50832 | 0.7695 | 0.44307 | 56.77
2023-12-18 08:00 | 0.87813 | 0.84538 | 0.38941 | 60.6708
2023-12-18 09:00 | 0.97144 | 0.81421 | 0.36246 | 89.9825
2023-12-18 10:00 | 0.96046 | 0.70557 | 0.33273 | 88.2575
2023-12-18 11:00 | 0.93685 | 0.61526 | 0.34566 | 51.0458
2023-12-18 12:00 | 0.86349 | 0.58035 | 0.34423 | 38.6108
2023-12-18 13:00 | 0.83524 | 0.51489 | 0.3692 | 62.9367
2023-12-18 14:00 | 0.73286 | 0.41994 | 0.38433 | 58.7442
2023-12-18 15:00 | 0.60942 | 0.37254 | 0.39081 | 98.5733
2023-12-18 16:00 | 0.39147 | 0.46947 | 0.44451 | 137.55
2023-12-18 17:00 | 0.25868 | 0.61842 | 0.50165 | 191.3125
2023-12-18 18:00 | 0.11052 | 0.7173 | 0.55716 | 169.7567
2023-12-18 19:00 | 0 | 0.81072 | 0.58184 | 294.8583
2023-12-18 20:00 | 0 | 0.79892 | 0.58619 | 202.5808
2023-12-18 21:00 | 0 | 0.76903 | 0.5954 | 201.89
2023-12-18 22:00 | 0 | 0.76842 | 0.61734 | 157.655
2023-12-18 23:00 | 0 | 0.7317 | 0.62249 | 231.3058
2023-12-19 | 0 | 0.69464 | 0.62043 | 140.0858
2023-12-19 01:00 | 0 | 0.6337 | 0.64262 | 76.8692
2023-12-19 02:00 | 0 | 0.57131 | 0.6493 | 80.68
2023-12-19 03:00 | 0 | 0.50014 | 0.65506 | 75.16
2023-12-19 04:00 | 0 | 0.52031 | 0.66072 | 69.0433
2023-12-19 05:00 | 0.0017628 | 0.53024 | 0.64981 | 76.2958
2023-12-19 06:00 | 0.25341 | 0.54388 | 0.52247 | 96.4242
2023-12-19 07:00 | 0.85418 | 0.48854 | 0.40995 | 58.5267
2023-12-19 08:00 | 0.97379 | 0.48012 | 0.35617 | 54.1508
2023-12-19 09:00 | 1 | 0.4629 | 0.31977 | 52.1342
2023-12-19 10:00 | 0.99982 | 0.47585 | 0.30071 | 37.9683
2023-12-19 11:00 | 0.94156 | 0.47093 | 0.29922 | 21.5617
2023-12-19 12:00 | 0.88182 | 0.34152 | 0.29766 | 36.3308
2023-12-19 13:00 | 0.89869 | 0.26349 | 0.32484 | 22.5608
2023-12-19 14:00 | 0.889 | 0.2194 | 0.35226 | 38.0283
2023-12-19 15:00 | 0.78641 | 0.20356 | 0.36637 | 51.4433
2023-12-19 16:00 | 0.80561 | 0.25649 | 0.43323 | 70.1683
2023-12-19 17:00 | 0.54959 | 0.43682 | 0.50388 | 101.0358
2023-12-19 18:00 | 0.1452 | 0.70063 | 0.57637 | 170.3492
2023-12-19 19:00 | 0 | 0.83388 | 0.59966 | 312.6492
2023-12-19 20:00 | 0 | 0.81769 | 0.60865 | 151.8467
2023-12-19 21:00 | 0 | 0.77861 | 0.61834 | 158.3108
2023-12-19 22:00 | 0 | 0.7861 | 0.6233 | 143.0192
2023-12-19 23:00 | 0 | 0.78309 | 0.63242 | 177.7075
2023-12-20 | 0 | 0.63924 | 0.64055 | 120.8108
2023-12-20 01:00 | 0 | 0.5098 | 0.64622 | 91.2708
2023-12-20 02:00 | 0 | 0.45736 | 0.66256 | 96.2567
2023-12-20 03:00 | 0 | 0.44651 | 0.66967 | 87.0692
2023-12-20 04:00 | 0 | 0.47705 | 0.66889 | 77.2175
2023-12-20 05:00 | 0.0016797 | 0.50292 | 0.66342 | 108.2992
2023-12-20 06:00 | 0.23877 | 0.516 | 0.58536 | 94.2008
2023-12-20 07:00 | 0.8299 | 0.53172 | 0.46248 | 69.6158
2023-12-20 08:00 | 0.98657 | 0.60847 | 0.39987 | 53.5642
2023-12-20 09:00 | 1 | 0.46019 | 0.37383 | 60.5567
2023-12-20 10:00 | 0.98395 | 0.29546 | 0.34828 | 57.3358
2023-12-20 11:00 | 0.96707 | 0.25913 | 0.34188 | 53.7258
2023-12-20 12:00 | 0.89709 | 0.19711 | 0.34487 | 53.73
2023-12-20 13:00 | 0.85679 | 0.17024 | 0.35302 | 58.5625
2023-12-20 14:00 | 0.87066 | 0.17659 | 0.37906 | 65.4492
2023-12-20 15:00 | 0.82495 | 0.20494 | 0.41218 | 112.4292
2023-12-20 16:00 | 0.72564 | 0.30127 | 0.46369 | 106.2192
2023-12-20 17:00 | 0.52513 | 0.48596 | 0.54469 | 137.1783
2023-12-20 18:00 | 0.14284 | 0.66452 | 0.60884 | 136.3683
2023-12-20 19:00 | 0 | 0.76414 | 0.62838 | 231.7608
2023-12-20 20:00 | 0 | 0.7201 | 0.62823 | 108.605
2023-12-20 21:00 | 0 | 0.65832 | 0.63395 | 114.2658
2023-12-20 22:00 | 0 | 0.63209 | 0.63687 | 90.3192
2023-12-20 23:00 | 0 | 0.5767 | 0.65134 | 137.6092
2023-12-21 | 0 | 0.46605 | 0.66821 | 145.8392
2023-12-21 01:00 | 0 | 0.39325 | 0.67823 | 122.9608
2023-12-21 02:00 | 0 | 0.33575 | 0.66924 | 140.8708
2023-12-21 03:00 | 0 | 0.30466 | 0.67148 | 77.3975
2023-12-21 04:00 | 0 | 0.28444 | 0.67157 | 86.6408
2023-12-21 05:00 | 0.0016389 | 0.24882 | 0.66436 | 83.9617
2023-12-21 06:00 | 0.2478 | 0.24067 | 0.61345 | 120.0708
2023-12-21 07:00 | 0.86197 | 0.26975 | 0.5624 | 110.3875
2023-12-21 08:00 | 0.98316 | 0.64062 | 0.52205 | 152.3467
2023-12-21 09:00 | 1 | 0.58658 | 0.45533 | 129.9842
2023-12-21 10:00 | 1 | 0.49991 | 0.40005 | 110.6783
2023-12-21 11:00 | 1 | 0.43039 | 0.38386 | 51.28
2023-12-21 12:00 | 0.979 | 0.39637 | 0.39183 | 60.5475
2023-12-21 13:00 | 0.9708 | 0.38664 | 0.41673 | 66.225
2023-12-21 14:00 | 0.93696 | 0.47272 | 0.44138 | 151.1342
2023-12-21 15:00 | 0.90355 | 0.61092 | 0.47537 | 432.8092
2023-12-21 16:00 | 0.86512 | 0.70515 | 0.54429 | 54.405
2023-12-21 17:00 | 0.51235 | 0.74595 | 0.60174 | 88.8742
2023-12-21 18:00 | 0.1669 | 0.78508 | 0.62992 | 105.9942
2023-12-21 19:00 | 0 | 0.79801 | 0.63369 | 92.6375
2023-12-21 20:00 | 0 | 0.72916 | 0.65166 | 71.8042
2023-12-21 21:00 | 0 | 0.57597 | 0.65716 | 89.425
2023-12-21 22:00 | 0 | 0.4385 | 0.65546 | 58.1342
2023-12-21 23:00 | 0 | 0.41168 | 0.66401 | 69.6858
2023-12-22 | 0 | 0.2995 | 0.68716 | 60.3367
2023-12-22 01:00 | 0 | 0.15683 | 0.70089 | 90.2142
2023-12-22 02:00 | 0 | 0.12659 | 0.69984 | 104.12
2023-12-22 03:00 | 0 | 0.14057 | 0.69628 | 78.7642
2023-12-22 04:00 | 0 | 0.1001 | 0.69365 | 62.34
2023-12-22 05:00 | 0.0014689 | 0.058094 | 0.68842 | 62.2725
2023-12-22 06:00 | 0.22247 | 0.04291 | 0.64583 | 61.1367
2023-12-22 07:00 | 0.65144 | 0.044355 | 0.5808 | 81.0242
2023-12-22 08:00 | 0.88268 | 0.12086 | 0.52134 | 59.8092
2023-12-22 09:00 | 0.91557 | 0.099027 | 0.45959 | 94.0158
2023-12-22 10:00 | 0.94903 | 0.080759 | 0.4044 | 29.9508
2023-12-22 11:00 | 0.968 | 0.075098 | 0.37041 | 3.3908
2023-12-22 12:00 | 0.93789 | 0.080235 | 0.36324 | -15.9667
2023-12-22 13:00 | 0.8516 | 0.098549 | 0.3656 | -35.8342
2023-12-22 14:00 | 0.79988 | 0.13244 | 0.37216 | -26.0117
2023-12-22 15:00 | 0.95103 | 0.1686 | 0.40993 | -11.2925
2023-12-22 16:00 | 0.89801 | 0.24435 | 0.45499 | 3.0217
2023-12-22 17:00 | 0.59116 | 0.46834 | 0.55706 | -2.5292
2023-12-22 18:00 | 0.17865 | 0.73184 | 0.64151 | 67.6058
2023-12-22 19:00 | 0 | 0.78553 | 0.659 | 102.31
2023-12-22 20:00 | 0 | 0.55173 | 0.65573 | 112.1292
2023-12-22 21:00 | 0 | 0.37269 | 0.64834 | 93.795
2023-12-22 22:00 | 0 | 0.32821 | 0.64901 | 66.01
2023-12-22 23:00 | 0 | 0.27311 | 0.65069 | 109.0592
2023-12-23 | 0 | 0.15631 | 0.65386 | 68.9083
2023-12-23 01:00 | 0 | 0.079042 | 0.65681 | 59.2825
2023-12-23 02:00 | 0 | 0.046409 | 0.66215 | 58.1425
2023-12-23 03:00 | 0 | 0.034659 | 0.66572 | 60.0108
2023-12-23 04:00 | 0 | 0.015267 | 0.67029 | 59.2283
2023-12-23 05:00 | 0.0010371 | 0.005695 | 0.65909 | 58.7967
2023-12-23 06:00 | 0.13286 | 0.016068 | 0.53038 | 48.7475
2023-12-23 07:00 | 0.41057 | 0.028155 | 0.42852 | 7.915
2023-12-23 08:00 | 0.50032 | 0.011146 | 0.39439 | -14.0275
2023-12-23 09:00 | 0.39652 | 0.014597 | 0.34596 | -26.4108
2023-12-23 10:00 | 0.30705 | 0.006514 | 0.33131 | -32.3483
2023-12-23 11:00 | 0.25111 | 0.0009395 | 0.31624 | -42.54
2023-12-23 12:00 | 0.37522 | 0.0022495 | 0.31147 | -41.1292
2023-12-23 13:00 | 0.37325 | 0.007539 | 0.30482 | -37.7625
2023-12-23 14:00 | 0.24588 | 0.0056305 | 0.34186 | 0.66083
2023-12-23 15:00 | 0.18209 | 0.000738 | 0.40672 | 67.2925
2023-12-23 16:00 | 0.15764 | 0.0008555 | 0.4649 | 64.0233
2023-12-23 17:00 | 0.045879 | 0.0044155 | 0.54212 | 102.5283
2023-12-23 18:00 | 0.0090669 | 0.015569 | 0.62015 | 115.9267
2023-12-23 19:00 | 0 | 0.029955 | 0.64379 | 203.8233
2023-12-23 20:00 | 0 | 0.081506 | 0.64121 | 186.0792
2023-12-23 21:00 | 0 | 0.09768 | 0.6523 | 139.4492
2023-12-23 22:00 | 0 | 0.074477 | 0.6584 | 107.6408
2023-12-23 23:00 | 0 | 0.064292 | 0.67068 | 186.0292
2023-12-24 | 0 | 0.033983 | 0.67712 | 168.6583
2023-12-24 01:00 | 0 | 0.0054845 | 0.66319 | 84.9942
2023-12-24 02:00 | 0 | 0.0019175 | 0.6545 | 82.6883
2023-12-24 03:00 | 0 | 0.0069965 | 0.66794 | 63.55
2023-12-24 04:00 | 0 | 0.0059165 | 0.67264 | 62.9708
2023-12-24 05:00 | 0.00054665 | 0.0088385 | 0.66572 | 65.155
2023-12-24 06:00 | 0.03452 | 0.0082835 | 0.57752 | 59.55
2023-12-24 07:00 | 0.14459 | 0.017583 | 0.47676 | 27.14
2023-12-24 08:00 | 0.38863 | 0.039107 | 0.39592 | 24.8175
2023-12-24 09:00 | 0.48128 | 0.026999 | 0.38481 | 44.7933
2023-12-24 10:00 | 0.62319 | 0.026697 | 0.39576 | 59.3617
2023-12-24 11:00 | 0.75856 | 0.03057 | 0.40605 | 78.1258
2023-12-24 12:00 | 0.68956 | 0.03572 | 0.39676 | 53.4308
2023-12-24 13:00 | 0.67564 | 0.052681 | 0.37966 | -0.22
2023-12-24 14:00 | 0.57942 | 0.11827 | 0.39648 | 14.2083
2023-12-24 15:00 | 0.33777 | 0.31552 | 0.42308 | 2.3158
2023-12-24 16:00 | 0.26304 | 0.54085 | 0.46547 | 6.8667
2023-12-24 17:00 | 0.34724 | 0.60719 | 0.59214 | 16.8325
2023-12-24 18:00 | 0.057287 | 0.50988 | 0.63461 | 62.7975
2023-12-24 19:00 | 0 | 0.36199 | 0.64496 | 63.7725
2023-12-24 20:00 | 0 | 0.27546 | 0.62476 | 57.4233
2023-12-24 21:00 | 0 | 0.22195 | 0.63279 | 44.2925
2023-12-24 22:00 | 0 | 0.19319 | 0.63148 | 52.6442
2023-12-24 23:00 | 0 | 0.17294 | 0.63789 | 58.0983
2023-12-25 | 0 | 0.14684 | 0.65152 | 47.0375
2023-12-25 01:00 | 0 | 0.15457 | 0.64624 | 38.8533
2023-12-25 02:00 | 0 | 0.18633 | 0.64818 | 25.2625
2023-12-25 03:00 | 0 | 0.20483 | 0.65999 | 16.8517
2023-12-25 04:00 | 0 | 0.21115 | 0.66263 | 18.4408
2023-12-25 05:00 | 0.00096732 | 0.2886 | 0.65855 | 18.2667
2023-12-25 06:00 | 0.2401 | 0.43118 | 0.58452 | 15.2008
2023-12-25 07:00 | 0.76591 | 0.52046 | 0.48875 | -4.9475
2023-12-25 08:00 | 0.9256 | 0.67749 | 0.42358 | -2.665
2023-12-25 09:00 | 0.97206 | 0.67773 | 0.38132 | -33.7433
2023-12-25 10:00 | 0.86068 | 0.5291 | 0.35842 | -47.465
2023-12-25 11:00 | 0.65382 | 0.43052 | 0.35466 | -47.51
2023-12-25 12:00 | 0.44568 | 0.34615 | 0.3398 | -51.0217
2023-12-25 13:00 | 0.37477 | 0.26503 | 0.33062 | -47.9342
2023-12-25 14:00 | 0.34802 | 0.28126 | 0.31641 | -46.2758
2023-12-25 15:00 | 0.40647 | 0.52097 | 0.33078 | -27.26
2023-12-25 16:00 | 0.47133 | 0.54775 | 0.43134 | 24.94
2023-12-25 17:00 | 0.33128 | 0.59534 | 0.5276 | 39.075
2023-12-25 18:00 | 0.14867 | 0.66959 | 0.60972 | 137.3192
2023-12-25 19:00 | 0 | 0.70087 | 0.62481 | 104.0875
2023-12-25 20:00 | 0 | 0.67092 | 0.63107 | 274.7058
2023-12-25 21:00 | 0 | 0.76163 | 0.64401 | 283.62
2023-12-25 22:00 | 0 | 0.81565 | 0.66013 | 68.0425
2023-12-25 23:00 | 0 | 0.81521 | 0.67127 | 63.9767
2023-12-26 | 0 | 0.80198 | 0.68735 | 51.4058
2023-12-26 01:00 | 0 | 0.78669 | 0.69652 | 53.8867
2023-12-26 02:00 | 0 | 0.7678 | 0.69522 | 48.0125
2023-12-26 03:00 | 0 | 0.787 | 0.70613 | 43.665
2023-12-26 04:00 | 0 | 0.7705 | 0.69783 | 42.8192
2023-12-26 05:00 | 0.00076725 | 0.77582 | 0.67788 | 42.9458
2023-12-26 06:00 | 0.19266 | 0.78582 | 0.5553 | 19.7342
2023-12-26 07:00 | 0.5558 | 0.8222 | 0.44672 | -26.0108
2023-12-26 08:00 | 0.8907 | 0.8703 | 0.39481 | -22.3583
2023-12-26 09:00 | 0.96322 | 0.89539 | 0.34943 | -36.9233
2023-12-26 10:00 | 0.85858 | 0.85984 | 0.32318 | -41.1217
2023-12-26 11:00 | 0.76066 | 0.875 | 0.31607 | -40.045
2023-12-26 12:00 | 0.74311 | 0.87001 | 0.30535 | -33.2525
2023-12-26 13:00 | 0.78716 | 0.86331 | 0.32008 | -12.2967
2023-12-26 14:00 | 0.71888 | 0.85118 | 0.38198 | 38.2533
2023-12-26 15:00 | 0.59803 | 0.82971 | 0.45575 | 69.6408
2023-12-26 16:00 | 0.57474 | 0.82934 | 0.52459 | 66.135
2023-12-26 17:00 | 0.54157 | 0.81145 | 0.59312 | 175.01
2023-12-26 18:00 | 0.1756 | 0.7782 | 0.6323 | 98.6467
2023-12-26 19:00 | 0 | 0.78408 | 0.65232 | 88.8492
2023-12-26 20:00 | 0 | 0.84348 | 0.64716 | 102.2075
2023-12-26 21:00 | 0 | 0.84707 | 0.66699 | 102.9608
2023-12-26 22:00 | 0 | 0.83411 | 0.66882 | 101.9025
2023-12-26 23:00 | 0 | 0.78655 | 0.67309 | 131.7975
2023-12-27 | 0 | 0.70568 | 0.69658 | 89.3483
2023-12-27 01:00 | 0 | 0.64343 | 0.70404 | 90.0975
2023-12-27 02:00 | 0 | 0.59674 | 0.71171 | 71.6775
2023-12-27 03:00 | 0 | 0.51464 | 0.70903 | 64.335
2023-12-27 04:00 | 0 | 0.53784 | 0.70429 | 62.9308
2023-12-27 05:00 | 0.00082156 | 0.51872 | 0.6939 | 65.3608
2023-12-27 06:00 | 0.2515 | 0.58415 | 0.57268 | 71.4192
2023-12-27 07:00 | 0.82574 | 0.64257 | 0.44614 | 19.2625
2023-12-27 08:00 | 0.9921 | 0.69264 | 0.38877 | 2.8892
2023-12-27 09:00 | 1 | 0.58751 | 0.34619 | -19.9417
2023-12-27 10:00 | 0.98804 | 0.36621 | 0.32303 | -25.6417
2023-12-27 11:00 | 0.95166 | 0.199 | 0.32477 | -27.9
2023-12-27 12:00 | 0.85986 | 0.13425 | 0.32722 | -29.08
2023-12-27 13:00 | 0.8958 | 0.1141 | 0.32992 | -5.315
2023-12-27 14:00 | 0.87776 | 0.14173 | 0.33769 | -31.6067
2023-12-27 15:00 | 0.97566 | 0.20148 | 0.37955 | -22.8608
2023-12-27 16:00 | 0.96181 | 0.31504 | 0.4239 | 34.3708
2023-12-27 17:00 | 0.65001 | 0.45797 | 0.48482 | 22.6617
2023-12-27 18:00 | 0.22061 | 0.54934 | 0.58895 | 70.3175
2023-12-27 19:00 | 0 | 0.60544 | 0.62262 | 298.1483
2023-12-27 20:00 | 0 | 0.54815 | 0.62985 | 174.1483
2023-12-27 21:00 | 0 | 0.46889 | 0.64668 | 203.465
2023-12-27 22:00 | 0 | 0.36066 | 0.65923 | 146.8333
2023-12-27 23:00 | 0 | 0.25103 | 0.67439 | 245.875
2023-12-28 | 0 | 0.175 | 0.6909 | 243.3958
2023-12-28 01:00 | 0 | 0.09817 | 0.70347 | 233.3242
2023-12-28 02:00 | 0 | 0.061509 | 0.73135 | 239.105
2023-12-28 03:00 | 0 | 0.049161 | 0.72815 | 297.2483
2023-12-28 04:00 | 0 | 0.073621 | 0.7247 | 297.0317
2023-12-28 05:00 | 0.0007423 | 0.12399 | 0.59491 | 216.5675
2023-12-28 06:00 | 0.24995 | 0.1558 | 0.54975 | 128.8133
2023-12-28 07:00 | 0.7438 | 0.1085 | 0.41014 | 2.4708
2023-12-28 08:00 | 0.9917 | 0.14439 | 0.36158 | -2.475
2023-12-28 09:00 | 1 | 0.1322 | 0.33504 | -9.3858
2023-12-28 10:00 | 1 | 0.15057 | 0.31756 | -30.6825
2023-12-28 11:00 | 1 | 0.19496 | 0.30323 | -41.07
2023-12-28 12:00 | 1 | 0.19897 | 0.29148 | -33.87
2023-12-28 13:00 | 1 | 0.17173 | 0.31699 | 13.535
2023-12-28 14:00 | 0.99987 | 0.16951 | 0.34194 | 29.2092
2023-12-28 15:00 | 0.99925 | 0.18334 | 0.36589 | 36.7175
2023-12-28 16:00 | 0.96725 | 0.17496 | 0.3885 | 22.6158
2023-12-28 17:00 | 0.67574 | 0.13723 | 0.46933 | 17.3875
2023-12-28 18:00 | 0.23474 | 0.15625 | 0.57552 | 186.92
2023-12-28 19:00 | 0 | 0.35618 | 0.61368 | 3179.27
2023-12-28 20:00 | 0 | 0.48407 | 0.62173 | 675.715
2023-12-28 21:00 | 0 | 0.45104 | 0.63636 | 231.9858
2023-12-28 22:00 | 0 | 0.40852 | 0.64702 | 149.9525
2023-12-28 23:00 | 0 | 0.40706 | 0.66533 | 255.9225
2023-12-29 | 0 | 0.42056 | 0.67388 | 222.5892
2023-12-29 01:00 | 0 | 0.38649 | 0.68224 | 126.02
2023-12-29 02:00 | 0 | 0.3529 | 0.69978 | 114.8
2023-12-29 03:00 | 0 | 0.29238 | 0.70731 | 178.58
2023-12-29 04:00 | 0 | 0.24393 | 0.71092 | 168.7533
2023-12-29 05:00 | 0.00026229 | 0.19705 | 0.69524 | 100.055
2023-12-29 06:00 | 0.1067 | 0.1957 | 0.54602 | 83.0467
2023-12-29 07:00 | 0.48507 | 0.44035 | 0.41605 | 46.86
2023-12-29 08:00 | 0.55647 | 0.63928 | 0.35448 | 23.9842
2023-12-29 09:00 | 0.59165 | 0.6735 | 0.3197 | -3.0467
2023-12-29 10:00 | 0.68181 | 0.67859 | 0.34388 | -6.2
2023-12-29 11:00 | 0.71944 | 0.64076 | 0.33632 | 21.4442
2023-12-29 12:00 | 0.71212 | 0.61809 | 0.34015 | 2.5467
2023-12-29 13:00 | 0.85621 | 0.59281 | 0.37243 | 26.4083
2023-12-29 14:00 | 0.86555 | 0.53723 | 0.39417 | 25.375
2023-12-29 15:00 | 0.84089 | 0.50714 | 0.42795 | 42.7217
2023-12-29 16:00 | 0.73632 | 0.50025 | 0.48425 | 75.225
2023-12-29 17:00 | 0.38409 | 0.55439 | 0.49742 | 119.3792
2023-12-29 18:00 | 0.067183 | 0.6437 | 0.57747 | 1558.1225
2023-12-29 19:00 | 0 | 0.72733 | 0.61083 | 5245.8958
2023-12-29 20:00 | 0 | 0.7092 | 0.61118 | 1930.1342
2023-12-29 21:00 | 0 | 0.73771 | 0.62159 | 327.2775
2023-12-29 22:00 | 0 | 0.76885 | 0.63183 | 211.1908
2023-12-29 23:00 | 0 | 0.75552 | 0.65358 | 190.9092
2023-12-30 | 0 | 0.74911 | 0.66727 | 165.63
2023-12-30 01:00 | 0 | 0.73864 | 0.67324 | 205.6942
2023-12-30 02:00 | 0 | 0.73917 | 0.6745 | 121.2925
2023-12-30 03:00 | 0 | 0.71414 | 0.68592 | 94.525
2023-12-30 04:00 | 0 | 0.67269 | 0.68152 | 97.1625
2023-12-30 05:00 | 9.5357e-05 | 0.65604 | 0.68706 | 87.1642
2023-12-30 06:00 | 0.13102 | 0.59585 | 0.62551 | 108.6675
2023-12-30 07:00 | 0.56514 | 0.64825 | 0.50112 | 65.65
2023-12-30 08:00 | 0.79787 | 0.73484 | 0.42689 | 27.695
2023-12-30 09:00 | 0.85389 | 0.54852 | 0.3928 | 38.7658
2023-12-30 10:00 | 0.84343 | 0.37018 | 0.3969 | -3.5742
2023-12-30 11:00 | 0.7416 | 0.3114 | 0.40083 | 49.6675
2023-12-30 12:00 | 0.65975 | 0.28128 | 0.38256 | -22.2783
2023-12-30 13:00 | 0.74016 | 0.24821 | 0.40723 | 16.4242
2023-12-30 14:00 | 0.81303 | 0.22256 | 0.44322 | 36.3033
2023-12-30 15:00 | 0.90537 | 0.22739 | 0.47535 | 53.1317
2023-12-30 16:00 | 0.78711 | 0.29733 | 0.53561 | 42.4467
2023-12-30 17:00 | 0.48249 | 0.42532 | 0.56976 | 56.5975
2023-12-30 18:00 | 0.15546 | 0.58066 | 0.62467 | 65.7933
2023-12-30 19:00 | 0 | 0.66233 | 0.64347 | 115.555
2023-12-30 20:00 | 0 | 0.66066 | 0.64626 | 127.6458
2023-12-30 21:00 | 0 | 0.70885 | 0.64956 | 90.1925
2023-12-30 22:00 | 0 | 0.68893 | 0.6548 | 65.355
2023-12-30 23:00 | 0 | 0.54231 | 0.65959 | 69.4942
2023-12-31 | 0 | 0.38166 | 0.66825 | 63.0675
2023-12-31 01:00 | 0 | 0.215 | 0.67343 | 58.2533
2023-12-31 02:00 | 0 | 0.045942 | 0.68885 | 56.1367
2023-12-31 03:00 | 0 | 0.0069965 | 0.69793 | 56.0192
2023-12-31 04:00 | 0 | 0.0059165 | 0.70583 | 53.6825
2023-12-31 05:00 | 0.00054665 | 0.0088385 | 0.70165 | 52.0967
2023-12-31 06:00 | 0.03452 | 0.0082835 | 0.59297 | 37.54
2023-12-31 07:00 | 0.14459 | 0.017583 | 0.45251 | -38.0183
2023-12-31 08:00 | 0.38863 | 0.039107 | 0.38103 | -30.5883
2023-12-31 09:00 | 0.48128 | 0.026999 | 0.35003 | -33.4892
2023-12-31 10:00 | 0.62319 | 0.026697 | 0.32421 | -33.0775
2023-12-31 11:00 | 0.75856 | 0.03057 | 0.31706 | -36.615
2023-12-31 12:00 | 0.68956 | 0.03572 | 0.3089 | -32.6883
2023-12-31 13:00 | 0.67564 | 0.052681 | 0.32809 | -21.025
2023-12-31 14:00 | 0.57942 | 0.11827 | 0.34815 | -11.1983
2023-12-31 15:00 | 0.33777 | 0.31552 | 0.35851 | 38.07
2023-12-31 16:00 | 0.26304 | 0.54085 | 0.4394 | 22.0767
2023-12-31 17:00 | 0.34724 | 0.60719 | 0.53851 | 48.4708
2023-12-31 18:00 | 0.057287 | 0.50988 | 0.59866 | 121.6525
2023-12-31 19:00 | 0 | 0.36199 | 0.62203 | 128.6817
2023-12-31 20:00 | 0 | 0.27546 | 0.62294 | 97.9633
2023-12-31 21:00 | 0 | 0.22195 | 0.62804 | 75.4042
2023-12-31 22:00 | 0 | 0.22652 | 0.63238 | 65.4075
2023-12-31 23:00 | 0 | 0.28503 | 0.64278 | 84.67

## glad2022
dateTime | solar | wind | gridElectricityEmissionsFactor | wholesaleElectricityPrice
2022-01-01 | 0 | 0.77104 | 0.66 | 115.3382
2022-01-01 01:00 | 0 | 0.74974 | 0.67 | 95.9192
2022-01-01 02:00 | 0 | 0.72841 | 0.67 | 97.1383
2022-01-01 03:00 | 0 | 0.64922 | 0.67 | 94.3592
2022-01-01 04:00 | 0 | 0.65837 | 0.69 | 75.4758
2022-01-01 05:00 | 0 | 0.63713 | 0.69 | 65.6933
2022-01-01 06:00 | 0.084812 | 0.58052 | 0.58 | 22.9833
2022-01-01 07:00 | 0.43923 | 0.76003 | 0.47 | 17.3875
2022-01-01 08:00 | 0.94927 | 0.68476 | 0.4 | 58.8633
2022-01-01 09:00 | 1 | 0.45499 | 0.36 | 51.98
2022-01-01 10:00 | 1 | 0.26811 | 0.48 | 35.1317
2022-01-01 11:00 | 0.96655 | 0.18787 | 0.48 | 69.5125
2022-01-01 12:00 | 1 | 0.11882 | 0.48 | 71.2217
2022-01-01 13:00 | 0.97778 | 0.091973 | 0.47 | 75.6883
2022-01-01 14:00 | 0.99996 | 0.10426 | 0.5 | 84.6725
2022-01-01 15:00 | 0.96241 | 0.13542 | 0.51 | 97.9767
2022-01-01 16:00 | 0.90073 | 0.15977 | 0.52 | 68.6467
2022-01-01 17:00 | 0.7611 | 0.1435 | 0.55 | 73.9758
2022-01-01 18:00 | 0.33255 | 0.079009 | 0.63 | 114.8175
2022-01-01 19:00 | 0.00082514 | 0.21118 | 0.65 | 118.8608
2022-01-01 20:00 | 0 | 0.70821 | 0.65 | 111.5308
2022-01-01 21:00 | 0 | 0.74081 | 0.7 | 95.28
2022-01-01 22:00 | 0 | 0.55137 | 0.69 | 106.4892
2022-01-01 23:00 | 0 | 0.54215 | 0.72 | 100.1058
2022-01-02 | 0 | 0.51763 | 0.73 | 98.765
2022-01-02 01:00 | 0 | 0.514 | 0.73 | 105.1208
2022-01-02 02:00 | 0 | 0.52239 | 0.74 | 97.9183
2022-01-02 03:00 | 0 | 0.48282 | 0.74 | 109.1208
2022-01-02 04:00 | 0 | 0.42214 | 0.74 | 94.2092
2022-01-02 05:00 | 0 | 0.40276 | 0.74 | 91.2025
2022-01-02 06:00 | 0.090492 | 0.45675 | 0.6 | 52.5642
2022-01-02 07:00 | 0.45858 | 0.51409 | 0.53 | 24.6292
2022-01-02 08:00 | 0.92288 | 0.69131 | 0.46 | 24.22
2022-01-02 09:00 | 0.99935 | 0.50548 | 0.43 | 15.9225
2022-01-02 10:00 | 0.90589 | 0.4182 | 0.41 | 32.825
2022-01-02 11:00 | 0.90084 | 0.36782 | 0.43 | 65.8183
2022-01-02 12:00 | 0.92786 | 0.34458 | 0.43 | 40.1658
2022-01-02 13:00 | 0.92129 | 0.30062 | 0.42 | 48.0875
2022-01-02 14:00 | 0.90634 | 0.28497 | 0.5 | 77.7775
2022-01-02 15:00 | 0.93286 | 0.28917 | 0.48 | 77.0642
2022-01-02 16:00 | 0.88144 | 0.38143 | 0.5 | 86.795
2022-01-02 17:00 | 0.71526 | 0.53067 | 0.55 | 121.9467
2022-01-02 18:00 | 0.28146 | 0.72492 | 0.63 | 194.5192
2022-01-02 19:00 | 0.00040744 | 0.81945 | 0.65 | 198.025
2022-01-02 20:00 | 0 | 0.86773 | 0.65 | 143.2342
2022-01-02 21:00 | 0 | 0.85575 | 0.67 | 115.9792
2022-01-02 22:00 | 0 | 0.83063 | 0.69 | 117.5858
2022-01-02 23:00 | 0 | 0.80366 | 0.73 | 110.0208
2022-01-03 | 0 | 0.68663 | 0.74 | 101.4975
2022-01-03 01:00 | 0 | 0.52296 | 0.74 | 92.8117
2022-01-03 02:00 | 0 | 0.39315 | 0.74 | 77.9817
2022-01-03 03:00 | 0 | 0.29342 | 0.73 | 78.7033
2022-01-03 04:00 | 0 | 0.27796 | 0.74 | 75.1325
2022-01-03 05:00 | 0 | 0.26278 | 0.74 | 74.5183
2022-01-03 06:00 | 0.096007 | 0.21969 | 0.65 | 27.2067
2022-01-03 07:00 | 0.47457 | 0.13587 | 0.52 | 17.2508
2022-01-03 08:00 | 0.9678 | 0.13218 | 0.45 | 10.0742
2022-01-03 09:00 | 1 | 0.07672 | 0.4 | 9.7642
2022-01-03 10:00 | 1 | 0.049225 | 0.39 | 10.135
2022-01-03 11:00 | 0.98959 | 0.044915 | 0.41 | 32.5783
2022-01-03 12:00 | 0.96954 | 0.08117 | 0.42 | 45.0333
2022-01-03 13:00 | 0.977 | 0.11417 | 0.44 | 71.665
2022-01-03 14:00 | 0.91988 | 0.14538 | 0.44 | 71.6517
2022-01-03 15:00 | 0.92026 | 0.14317 | 0.44 | 55.8625
2022-01-03 16:00 | 0.91785 | 0.1548 | 0.47 | 58.8542
2022-01-03 17:00 | 0.70505 | 0.27868 | 0.52 | 88.4667
2022-01-03 18:00 | 0.25777 | 0.43023 | 0.6 | 155.3225
2022-01-03 19:00 | 0.00014707 | 0.70673 | 0.64 | 237.7217
2022-01-03 20:00 | 0 | 0.76775 | 0.7 | 167.875
2022-01-03 21:00 | 0 | 0.75705 | 0.67 | 109.5383
2022-01-03 22:00 | 0 | 0.64249 | 0.67 | 105.4467
2022-01-03 23:00 | 0 | 0.5646 | 0.7 | 106.8925
2022-01-04 | 0 | 0.48393 | 0.73 | 114.8475
2022-01-04 01:00 | 0 | 0.32253 | 0.74 | 98.2717
2022-01-04 02:00 | 0 | 0.18776 | 0.74 | 71.9683
2022-01-04 03:00 | 0 | 0.079612 | 0.74 | 66.6592
2022-01-04 04:00 | 0 | 0.03274 | 0.73 | 68.6842
2022-01-04 05:00 | 0 | 0.007204 | 0.72 | 78.435
2022-01-04 06:00 | 0.099847 | 0.000588 | 0.65 | 69.8733
2022-01-04 07:00 | 0.46073 | 0.000399 | 0.53 | 59.0475
2022-01-04 08:00 | 0.92692 | 0.016008 | 0.47 | 66.5833
2022-01-04 09:00 | 0.9692 | 0.009232 | 0.44 | 71.7675
2022-01-04 10:00 | 0.99155 | 0.005405 | 0.42 | 81.5533
2022-01-04 11:00 | 0.99894 | 0.006442 | 0.42 | 91.175
2022-01-04 12:00 | 0.99656 | 0.010211 | 0.43 | 77.2808
2022-01-04 13:00 | 0.93904 | 0.017474 | 0.44 | 108.2775
2022-01-04 14:00 | 0.84193 | 0.020255 | 0.45 | 100.5325
2022-01-04 15:00 | 0.86369 | 0.031184 | 0.48 | 166.86
2022-01-04 16:00 | 0.71792 | 0.005535 | 0.5 | 106.22
2022-01-04 17:00 | 0.70797 | 0.001811 | 0.54 | 116.9742
2022-01-04 18:00 | 0.22456 | 0.067512 | 0.61 | 229.855
2022-01-04 19:00 | 0 | 0.41865 | 0.63 | 195.2983
2022-01-04 20:00 | 0 | 0.48925 | 0.64 | 143.13
2022-01-04 21:00 | 0 | 0.47241 | 0.66 | 129.3658
2022-01-04 22:00 | 0 | 0.42572 | 0.67 | 114.3325
2022-01-04 23:00 | 0 | 0.39981 | 0.71 | 136.255
2022-01-05 | 0 | 0.37387 | 0.73 | 154.5233
2022-01-05 01:00 | 0 | 0.28832 | 0.73 | 113.9608
2022-01-05 02:00 | 0 | 0.2589 | 0.73 | 96.9825
2022-01-05 03:00 | 0 | 0.25843 | 0.72 | 78.8367
2022-01-05 04:00 | 0 | 0.2208 | 0.71 | 78.5042
2022-01-05 05:00 | 0 | 0.20535 | 0.7 | 92.555
2022-01-05 06:00 | 0.088945 | 0.18283 | 0.6 | 57.3092
2022-01-05 07:00 | 0.42282 | 0.19858 | 0.54 | 62.8333
2022-01-05 08:00 | 0.92131 | 0.15424 | 0.5 | 72.1367
2022-01-05 09:00 | 0.97506 | 0.21344 | 0.46 | 100.4767
2022-01-05 10:00 | 0.9883 | 0.28229 | 0.44 | 82.7217
2022-01-05 11:00 | 0.98973 | 0.30719 | 0.42 | 77.7108
2022-01-05 12:00 | 0.96142 | 0.27479 | 0.42 | 78.4542
2022-01-05 13:00 | 0.8004 | 0.17812 | 0.43 | 83.3317
2022-01-05 14:00 | 0.84211 | 0.10274 | 0.44 | 81.3642
2022-01-05 15:00 | 0.83946 | 0.092864 | 0.48 | 121.5717
2022-01-05 16:00 | 0.69018 | 0.10917 | 0.5 | 102.935
2022-01-05 17:00 | 0.54473 | 0.15116 | 0.53 | 109.0667
2022-01-05 18:00 | 0.14545 | 0.2003 | 0.61 | 193.9342
2022-01-05 19:00 | 0 | 0.10856 | 0.62 | 158.3183
2022-01-05 20:00 | 0 | 0.004781 | 0.63 | 120.5142
2022-01-05 21:00 | 0 | 0.10395 | 0.65 | 118.765
2022-01-05 22:00 | 0 | 0.048454 | 0.67 | 118.905
2022-01-05 23:00 | 0 | 0.011623 | 0.69 | 117.2733
2022-01-06 | 0 | 0.000399 | 0.69 | 117.9358
2022-01-06 01:00 | 0 | 0.050185 | 0.71 | 118.9583
2022-01-06 02:00 | 0 | 0.12388 | 0.7 | 116.2017
2022-01-06 03:00 | 0 | 0.21738 | 0.71 | 104.9592
2022-01-06 04:00 | 0 | 0.22171 | 0.7 | 104.1525
2022-01-06 05:00 | 0 | 0.12777 | 0.7 | 126.7292
2022-01-06 06:00 | 0.01368 | 0.15927 | 0.65 | 100.3867
2022-01-06 07:00 | 0.092197 | 0.1307 | 0.55 | 87.075
2022-01-06 08:00 | 0.13375 | 0.000914 | 0.5 | 102.2467
2022-01-06 09:00 | 0.16686 | 0.006945 | 0.45 | 84.4425
2022-01-06 10:00 | 0.21644 | 0.009295 | 0.44 | 75.0208
2022-01-06 11:00 | 0.33494 | 0.037969 | 0.43 | 88.8383
2022-01-06 12:00 | 0.30321 | 0.11002 | 0.43 | 103.445
2022-01-06 13:00 | 0.22154 | 0.14807 | 0.45 | 115.2725
2022-01-06 14:00 | 0.15809 | 0.11337 | 0.45 | 108.5658
2022-01-06 15:00 | 0.16429 | 0.042066 | 0.45 | 105.8958
2022-01-06 16:00 | 0.072019 | 0.014235 | 0.51 | 155.2158
2022-01-06 17:00 | 0.075525 | 0.011557 | 0.55 | 125.8333
2022-01-06 18:00 | 0.024057 | 0.018098 | 0.59 | 285.8917
2022-01-06 19:00 | 0 | 0.008823 | 0.61 | 252
2022-01-06 20:00 | 0 | 0.011461 | 0.62 | 168.5917
2022-01-06 21:00 | 0 | 0.011154 | 0.65 | 142.9525
2022-01-06 22:00 | 0 | 0.00147 | 0.66 | 146.475
2022-01-06 23:00 | 0 | 0.000774 | 0.67 | 118.8308
2022-01-07 | 0 | 0.004448 | 0.69 | 118.7917
2022-01-07 01:00 | 0 | 0.000515 | 0.68 | 108.5742
2022-01-07 02:00 | 0 | 0.000245 | 0.69 | 98.6375
2022-01-07 03:00 | 0 | 0.009404 | 0.69 | 103.1417
2022-01-07 04:00 | 0 | 0.001254 | 0.68 | 107.6983
2022-01-07 05:00 | 0 | 0.001235 | 0.68 | 104.0142
2022-01-07 06:00 | 0.023979 | 0.000211 | 0.65 | 125.5767
2022-01-07 07:00 | 0.15112 | 0.000427 | 0.59 | 116.4092
2022-01-07 08:00 | 0.27678 | 0.002852 | 0.53 | 117.0667
2022-01-07 09:00 | 0.64761 | 0.001889 | 0.49 | 117.9583
2022-01-07 10:00 | 0.7929 | 0.013333 | 0.5 | 128.6533
2022-01-07 11:00 | 0.86015 | 0.058827 | 0.48 | 145.5708
2022-01-07 12:00 | 0.9303 | 0.067518 | 0.48 | 119.8467
2022-01-07 13:00 | 0.80481 | 0.048705 | 0.49 | 161.0908
2022-01-07 14:00 | 0.64471 | 0.058842 | 0.5 | 133.3442
2022-01-07 15:00 | 0.79894 | 0.12631 | 0.52 | 212.5475
2022-01-07 16:00 | 0.79026 | 0.27137 | 0.56 | 166.3133
2022-01-07 17:00 | 0.67257 | 0.56886 | 0.58 | 139.5717
2022-01-07 18:00 | 0.23364 | 0.70063 | 0.6 | 300
2022-01-07 19:00 | 0.00045669 | 0.68564 | 0.63 | 300
2022-01-07 20:00 | 0 | 0.768 | 0.64 | 164.8583
2022-01-07 21:00 | 0 | 0.78104 | 0.65 | 113.2892
2022-01-07 22:00 | 0 | 0.79072 | 0.65 | 124.4633
2022-01-07 23:00 | 0 | 0.81916 | 0.67 | 111.0392
2022-01-08 | 0 | 0.84436 | 0.68 | 111.6375
2022-01-08 01:00 | 0 | 0.81884 | 0.69 | 101.1667
2022-01-08 02:00 | 0 | 0.72481 | 0.69 | 87.895
2022-01-08 03:00 | 0 | 0.64922 | 0.69 | 80.7275
2022-01-08 04:00 | 0 | 0.65837 | 0.69 | 97.4917
2022-01-08 05:00 | 0 | 0.63713 | 0.7 | 112.4267
2022-01-08 06:00 | 0.084812 | 0.58052 | 0.67 | 124.5475
2022-01-08 07:00 | 0.43923 | 0.76003 | 0.6 | 103.9608
2022-01-08 08:00 | 0.94927 | 0.68476 | 0.56 | 115.5367
2022-01-08 09:00 | 1 | 0.45499 | 0.53 | 147.4892
2022-01-08 10:00 | 1 | 0.26811 | 0.5 | 117.0983
2022-01-08 11:00 | 0.96655 | 0.18787 | 0.49 | 118.73
2022-01-08 12:00 | 1 | 0.11882 | 0.49 | 119.7908
2022-01-08 13:00 | 0.97778 | 0.091973 | 0.5 | 120.7342
2022-01-08 14:00 | 0.99996 | 0.10426 | 0.51 | 120.6383
2022-01-08 15:00 | 0.96241 | 0.13542 | 0.53 | 129.2642
2022-01-08 16:00 | 0.90073 | 0.15977 | 0.55 | 123.1767
2022-01-08 17:00 | 0.7611 | 0.1435 | 0.57 | 119.7783
2022-01-08 18:00 | 0.33255 | 0.079009 | 0.6 | 226.4592
2022-01-08 19:00 | 0.00082514 | 0.21118 | 0.62 | 297.9125
2022-01-08 20:00 | 0 | 0.70821 | 0.63 | 138.5492
2022-01-08 21:00 | 0 | 0.74081 | 0.65 | 119.9842
2022-01-08 22:00 | 0 | 0.55361 | 0.65 | 117.9342
2022-01-08 23:00 | 0 | 0.40626 | 0.67 | 107.6325
2022-01-09 | 0 | 0.33123 | 0.68 | 110.02
2022-01-09 01:00 | 0 | 0.28271 | 0.7 | 111.73
2022-01-09 02:00 | 0 | 0.24666 | 0.69 | 95.5
2022-01-09 03:00 | 0 | 0.19611 | 0.69 | 97.4092
2022-01-09 04:00 | 0 | 0.16778 | 0.7 | 102.3592
2022-01-09 05:00 | 0 | 0.14865 | 0.7 | 92.2733
2022-01-09 06:00 | 0.066932 | 0.13439 | 0.65 | 75.5758
2022-01-09 07:00 | 0.40805 | 0.087912 | 0.54 | 50.3867
2022-01-09 08:00 | 0.87889 | 0.12013 | 0.52 | 73.3392
2022-01-09 09:00 | 0.98368 | 0.070511 | 0.49 | 94.5717
2022-01-09 10:00 | 0.987 | 0.013473 | 0.47 | 119.1592
2022-01-09 11:00 | 0.99983 | 0.003441 | 0.45 | 104.2675
2022-01-09 12:00 | 0.99979 | 0.002464 | 0.43 | 75.5625
2022-01-09 13:00 | 0.86982 | 0.002886 | 0.45 | 107.4225
2022-01-09 14:00 | 0.96498 | 0.001641 | 0.5 | 149.9217
2022-01-09 15:00 | 0.96435 | 0.001667 | 0.49 | 169.1558
2022-01-09 16:00 | 0.95271 | 0.007707 | 0.52 | 134.5817
2022-01-09 17:00 | 0.82551 | 0.054145 | 0.54 | 129.305
2022-01-09 18:00 | 0.357 | 0.21962 | 0.59 | 228.0708
2022-01-09 19:00 | 0.00038635 | 0.53431 | 0.61 | 170.4825
2022-01-09 20:00 | 0 | 0.57763 | 0.6 | 145.135
2022-01-09 21:00 | 0 | 0.47821 | 0.64 | 114.1542
2022-01-09 22:00 | 0 | 0.37164 | 0.64 | 113.4317
2022-01-09 23:00 | 0 | 0.34127 | 0.66 | 98.5
2022-01-10 | 0 | 0.28805 | 0.67 | 99.2067
2022-01-10 01:00 | 0 | 0.27491 | 0.69 | 102.205
2022-01-10 02:00 | 0 | 0.20642 | 0.71 | 109.9858
2022-01-10 03:00 | 0 | 0.12622 | 0.7 | 106.8342
2022-01-10 04:00 | 0 | 0.08538 | 0.7 | 105.1417
2022-01-10 05:00 | 0 | 0.052359 | 0.69 | 107.065
2022-01-10 06:00 | 0.060283 | 0.03271 | 0.64 | 114.3558
2022-01-10 07:00 | 0.32071 | 0.029702 | 0.54 | 100.8108
2022-01-10 08:00 | 0.68441 | 0.028556 | 0.49 | 102.4042
2022-01-10 09:00 | 0.41943 | 0.02209 | 0.45 | 97.1275
2022-01-10 10:00 | 0.74351 | 0.028445 | 0.43 | 94.6058
2022-01-10 11:00 | 0.89852 | 0.035794 | 0.41 | 86.2175
2022-01-10 12:00 | 0.69336 | 0.047068 | 0.4 | 73.9317
2022-01-10 13:00 | 0.89119 | 0.064987 | 0.4 | 88.5058
2022-01-10 14:00 | 0.83522 | 0.062897 | 0.41 | 99.4083
2022-01-10 15:00 | 0.77434 | 0.057304 | 0.43 | 113.9725
2022-01-10 16:00 | 0.64163 | 0.024534 | 0.47 | 104.7133
2022-01-10 17:00 | 0.34883 | 0.002145 | 0.52 | 109.8542
2022-01-10 18:00 | 0.053055 | 0.03427 | 0.6 | 166.1333
2022-01-10 19:00 | 5.3839e-05 | 0.15653 | 0.62 | 166.9833
2022-01-10 20:00 | 0 | 0.069306 | 0.62 | 144.2867
2022-01-10 21:00 | 0 | 0.088589 | 0.64 | 120.5817
2022-01-10 22:00 | 0 | 0.10741 | 0.64 | 111.605
2022-01-10 23:00 | 0 | 0.11173 | 0.67 | 103.1517
2022-01-11 | 0 | 0.15662 | 0.68 | 113.2208
2022-01-11 01:00 | 0 | 0.20642 | 0.69 | 104.675
2022-01-11 02:00 | 0 | 0.28121 | 0.7 | 94.3642
2022-01-11 03:00 | 0 | 0.2908 | 0.7 | 99.2275
2022-01-11 04:00 | 0 | 0.26577 | 0.7 | 110.0508
2022-01-11 05:00 | 0 | 0.26077 | 0.7 | 107.8208
2022-01-11 06:00 | 0.032895 | 0.23619 | 0.64 | 115.17
2022-01-11 07:00 | 0.16153 | 0.1339 | 0.54 | 100.9392
2022-01-11 08:00 | 0.42289 | 0.01393 | 0.48 | 87.5658
2022-01-11 09:00 | 0.68683 | 0.01263 | 0.46 | 100.0858
2022-01-11 10:00 | 0.59357 | 0.019632 | 0.44 | 115.55
2022-01-11 11:00 | 0.71466 | 0.014694 | 0.44 | 123.9275
2022-01-11 12:00 | 0.69007 | 0.010762 | 0.44 | 98.6283
2022-01-11 13:00 | 0.86983 | 0.011895 | 0.44 | 76.01
2022-01-11 14:00 | 0.84119 | 0.01326 | 0.45 | 83.0583
2022-01-11 15:00 | 0.73601 | 0.016391 | 0.47 | 99.0333
2022-01-11 16:00 | 0.66307 | 0.022874 | 0.51 | 103.205
2022-01-11 17:00 | 0.3132 | 0.025797 | 0.55 | 112.43
2022-01-11 18:00 | 0.13086 | 0.15576 | 0.59 | 1421.3658
2022-01-11 19:00 | 0.00036244 | 0.27299 | 0.61 | 131.0183
2022-01-11 20:00 | 0 | 0.27836 | 0.62 | 116.6117
2022-01-11 21:00 | 0 | 0.41981 | 0.64 | 103.6875
2022-01-11 22:00 | 0 | 0.53223 | 0.65 | 88.7817
2022-01-11 23:00 | 0 | 0.48744 | 0.67 | 85.3992
2022-01-12 | 0 | 0.51784 | 0.68 | 92.0508
2022-01-12 01:00 | 0 | 0.53741 | 0.68 | 87.2658
2022-01-12 02:00 | 0 | 0.38461 | 0.68 | 85.015
2022-01-12 03:00 | 0 | 0.34205 | 0.68 | 87
2022-01-12 04:00 | 0 | 0.32333 | 0.68 | 90.7942
2022-01-12 05:00 | 0 | 0.41098 | 0.67 | 102.7333
2022-01-12 06:00 | 0.025214 | 0.48742 | 0.64 | 92.2975
2022-01-12 07:00 | 0.16029 | 0.51589 | 0.56 | 69.0158
2022-01-12 08:00 | 0.21508 | 0.63418 | 0.5 | 61.19
2022-01-12 09:00 | 0.22514 | 0.62151 | 0.46 | 75.3583
2022-01-12 10:00 | 0.21304 | 0.47126 | 0.44 | 77.0475
2022-01-12 11:00 | 0.14965 | 0.38144 | 0.43 | 101.9483
2022-01-12 12:00 | 0.20626 | 0.29623 | 0.43 | 81.4167
2022-01-12 13:00 | 0.25626 | 0.32608 | 0.44 | 74.8083
2022-01-12 14:00 | 0.27887 | 0.29545 | 0.45 | 74.5283
2022-01-12 15:00 | 0.14375 | 0.33714 | 0.47 | 92.2933
2022-01-12 16:00 | 0.1277 | 0.42846 | 0.5 | 108.855
2022-01-12 17:00 | 0.087735 | 0.40432 | 0.54 | 106.2592
2022-01-12 18:00 | 0.069963 | 0.33835 | 0.58 | 1215.59
2022-01-12 19:00 | 0 | 0.16675 | 0.6 | 135.5467
2022-01-12 20:00 | 0 | 0.19054 | 0.63 | 106.0283
2022-01-12 21:00 | 0 | 0.16331 | 0.65 | 90.7892
2022-01-12 22:00 | 0 | 0.13422 | 0.66 | 94.1342
2022-01-12 23:00 | 0 | 0.11813 | 0.7 | 83.8225
2022-01-13 | 0 | 0.12109 | 0.68 | 77.8433
2022-01-13 01:00 | 0 | 0.13883 | 0.68 | 83.4942
2022-01-13 02:00 | 0 | 0.23723 | 0.68 | 80.2858
2022-01-13 03:00 | 0 | 0.20311 | 0.69 | 76.9392
2022-01-13 04:00 | 0 | 0.13122 | 0.69 | 89.7142
2022-01-13 05:00 | 0 | 0.095458 | 0.66 | 94.0467
2022-01-13 06:00 | 0.019042 | 0.13723 | 0.62 | 77.4875
2022-01-13 07:00 | 0.11745 | 0.17151 | 0.55 | 66.5667
2022-01-13 08:00 | 0.18286 | 0.18064 | 0.49 | 76.22
2022-01-13 09:00 | 0.32242 | 0.27124 | 0.46 | 73.5442
2022-01-13 10:00 | 0.32778 | 0.26439 | 0.43 | 76.0583
2022-01-13 11:00 | 0.31539 | 0.20089 | 0.42 | 73.1417
2022-01-13 12:00 | 0.24302 | 0.143 | 0.4 | 89.2767
2022-01-13 13:00 | 0.2298 | 0.093667 | 0.43 | 67.2783
2022-01-13 14:00 | 0.2674 | 0.074955 | 0.44 | 70.7792
2022-01-13 15:00 | 0.16583 | 0.083154 | 0.5 | 85.9625
2022-01-13 16:00 | 0.14959 | 0.084869 | 0.5 | 89.2442
2022-01-13 17:00 | 0.12574 | 0.138 | 0.53 | 93.3958
2022-01-13 18:00 | 0.050997 | 0.24053 | 0.58 | 122.2075
2022-01-13 19:00 | 0.0007916 | 0.43874 | 0.59 | 122.7808
2022-01-13 20:00 | 0 | 0.59948 | 0.63 | 121.0483
2022-01-13 21:00 | 0 | 0.31649 | 0.65 | 98.8842
2022-01-13 22:00 | 0 | 0.1849 | 0.66 | 96.465
2022-01-13 23:00 | 0 | 0.23064 | 0.7 | 90.9442
2022-01-14 | 0 | 0.23866 | 0.68 | 80.7
2022-01-14 01:00 | 0 | 0.24166 | 0.69 | 82.8717
2022-01-14 02:00 | 0 | 0.2333 | 0.7 | 73.42
2022-01-14 03:00 | 0 | 0.16407 | 0.7 | 69.5433
2022-01-14 04:00 | 0 | 0.2196 | 0.69 | 71.4875
2022-01-14 05:00 | 0 | 0.32552 | 0.64 | 81.92
2022-01-14 06:00 | 0.018457 | 0.51072 | 0.61 | 76.8917
2022-01-14 07:00 | 0.10994 | 0.61277 | 0.54 | 67.545
2022-01-14 08:00 | 0.11547 | 0.70022 | 0.49 | 72.7442
2022-01-14 09:00 | 0.16866 | 0.48851 | 0.45 | 75.1475
2022-01-14 10:00 | 0.26246 | 0.51693 | 0.42 | 70.2525
2022-01-14 11:00 | 0.20882 | 0.44848 | 0.42 | 68.39
2022-01-14 12:00 | 0.17567 | 0.40724 | 0.42 | 85.7358
2022-01-14 13:00 | 0.18681 | 0.27275 | 0.43 | 78.3417
2022-01-14 14:00 | 0.16413 | 0.27438 | 0.44 | 95.7175
2022-01-14 15:00 | 0.15968 | 0.34731 | 0.46 | 107.2125
2022-01-14 16:00 | 0.088508 | 0.4562 | 0.49 | 129.705
2022-01-14 17:00 | 0.04876 | 0.61901 | 0.52 | 172.1383
2022-01-14 18:00 | 0.050292 | 0.73251 | 0.57 | 1493.3333
2022-01-14 19:00 | 0.00036548 | 0.80678 | 0.58 | 201.4408
2022-01-14 20:00 | 0 | 0.80103 | 0.6 | 141.0417
2022-01-14 21:00 | 0 | 0.70667 | 0.65 | 102.8917
2022-01-14 22:00 | 0 | 0.59253 | 0.7 | 113.0842
2022-01-14 23:00 | 0 | 0.66277 | 0.68 | 101.7208
2022-01-15 | 0 | 0.80474 | 0.69 | 85.5642
2022-01-15 01:00 | 0 | 0.81615 | 0.69 | 78.4233
2022-01-15 02:00 | 0 | 0.73468 | 0.69 | 74.4883
2022-01-15 03:00 | 0 | 0.6681 | 0.69 | 78.6275
2022-01-15 04:00 | 0 | 0.61852 | 0.69 | 84.7825
2022-01-15 05:00 | 0 | 0.4625 | 0.63 | 78.0742
2022-01-15 06:00 | 0.015421 | 0.52021 | 0.6 | 47.9275
2022-01-15 07:00 | 0.065351 | 0.70467 | 0.53 | 22.2208
2022-01-15 08:00 | 0.14573 | 0.8475 | 0.48 | 21.5283
2022-01-15 09:00 | 0.24725 | 0.87011 | 0.44 | 33.8658
2022-01-15 10:00 | 0.27551 | 0.78432 | 0.4 | 47.8758
2022-01-15 11:00 | 0.28056 | 0.82189 | 0.41 | 71.5908
2022-01-15 12:00 | 0.26296 | 0.78003 | 0.4 | 63.4158
2022-01-15 13:00 | 0.13804 | 0.6328 | 0.4 | 68.6575
2022-01-15 14:00 | 0.22336 | 0.69327 | 0.42 | 72.6242
2022-01-15 15:00 | 0.16414 | 0.74928 | 0.44 | 82.3142
2022-01-15 16:00 | 0.1697 | 0.78388 | 0.47 | 84.205
2022-01-15 17:00 | 0.10392 | 0.78769 | 0.5 | 101.1967
2022-01-15 18:00 | 0.033371 | 0.809 | 0.56 | 1431.1783
2022-01-15 19:00 | 0.00019159 | 0.79129 | 0.58 | 209.9333
2022-01-15 20:00 | 0 | 0.59287 | 0.64 | 151.6633
2022-01-15 21:00 | 0 | 0.63665 | 0.65 | 109.2992
2022-01-15 22:00 | 0 | 0.65147 | 0.66 | 103.9192
2022-01-15 23:00 | 0 | 0.57036 | 0.69 | 82.2983
2022-01-16 | 0 | 0.57558 | 0.7 | 80.1492
2022-01-16 01:00 | 0 | 0.60608 | 0.7 | 83.0867
2022-01-16 02:00 | 0 | 0.67456 | 0.7 | 71.3275
2022-01-16 03:00 | 0 | 0.66997 | 0.7 | 67.83
2022-01-16 04:00 | 0 | 0.68645 | 0.7 | 68.3892
2022-01-16 05:00 | 0 | 0.7331 | 0.62 | 66.6767
2022-01-16 06:00 | 0.018164 | 0.78281 | 0.58 | 39.3417
2022-01-16 07:00 | 0.19758 | 0.80877 | 0.49 | 10.3258
2022-01-16 08:00 | 0.25578 | 0.691 | 0.44 | 33.5658
2022-01-16 09:00 | 0.38874 | 0.84914 | 0.41 | 53.8258
2022-01-16 10:00 | 0.42699 | 0.78089 | 0.41 | 50.1908
2022-01-16 11:00 | 0.32346 | 0.80012 | 0.4 | 25.4758
2022-01-16 12:00 | 0.21624 | 0.8021 | 0.4 | 59.2383
2022-01-16 13:00 | 0.23293 | 0.78912 | 0.4 | 65.4933
2022-01-16 14:00 | 0.26763 | 0.78493 | 0.41 | 70.3158
2022-01-16 15:00 | 0.17288 | 0.81032 | 0.4 | 81.9883
2022-01-16 16:00 | 0.1214 | 0.82618 | 0.49 | 99.18
2022-01-16 17:00 | 0.07457 | 0.78973 | 0.54 | 120.7075
2022-01-16 18:00 | 0.020492 | 0.83927 | 0.6 | 211.8
2022-01-16 19:00 | 0.00026486 | 0.83486 | 0.6 | 167.0942
2022-01-16 20:00 | 0 | 0.74792 | 0.64 | 168.5192
2022-01-16 21:00 | 0 | 0.75564 | 0.65 | 128.0617
2022-01-16 22:00 | 0 | 0.7408 | 0.67 | 131.7825
2022-01-16 23:00 | 0 | 0.78673 | 0.68 | 86.4967
2022-01-17 | 0 | 0.76791 | 0.68 | 83.3425
2022-01-17 01:00 | 0 | 0.66173 | 0.7 | 73.4658
2022-01-17 02:00 | 0 | 0.61473 | 0.68 | 68.9517
2022-01-17 03:00 | 0 | 0.60232 | 0.68 | 73.0133
2022-01-17 04:00 | 0 | 0.63001 | 0.69 | 96.3083
2022-01-17 05:00 | 0 | 0.72225 | 0.7 | 94.3033
2022-01-17 06:00 | 0.014319 | 0.80106 | 0.66 | 94.54
2022-01-17 07:00 | 0.19509 | 0.87567 | 0.57 | 86.265
2022-01-17 08:00 | 0.20618 | 0.91319 | 0.51 | 85.4917
2022-01-17 09:00 | 0.28452 | 0.91137 | 0.45 | 83.1583
2022-01-17 10:00 | 0.3023 | 0.91536 | 0.43 | 80.2558
2022-01-17 11:00 | 0.27715 | 0.92299 | 0.42 | 86.6408
2022-01-17 12:00 | 0.2578 | 0.89631 | 0.43 | 111.7075
2022-01-17 13:00 | 0.30867 | 0.91023 | 0.43 | 101.0842
2022-01-17 14:00 | 0.24777 | 0.89595 | 0.44 | 128.53
2022-01-17 15:00 | 0.14327 | 0.8874 | 0.46 | 195.5867
2022-01-17 16:00 | 0.09609 | 0.9102 | 0.5 | 193.7608
2022-01-17 17:00 | 0.029081 | 0.9097 | 0.55 | 295.0167
2022-01-17 18:00 | 0.014301 | 0.92552 | 0.6 | 263.6842
2022-01-17 19:00 | 0.00029023 | 0.93357 | 0.61 | 215.8092
2022-01-17 20:00 | 0 | 0.92608 | 0.63 | 179.055
2022-01-17 21:00 | 0 | 0.9274 | 0.65 | 130.4808
2022-01-17 22:00 | 0 | 0.92375 | 0.66 | 105.3517
2022-01-17 23:00 | 0 | 0.92037 | 0.68 | 89.9775
2022-01-18 | 0 | 0.93574 | 0.68 | 93.0125
2022-01-18 01:00 | 0 | 0.92424 | 0.68 | 89.4142
2022-01-18 02:00 | 0 | 0.90558 | 0.68 | 91.5675
2022-01-18 03:00 | 0 | 0.90246 | 0.68 | 97.4675
2022-01-18 04:00 | 0 | 0.89662 | 0.69 | 111.3125
2022-01-18 05:00 | 0 | 0.88275 | 0.68 | 93.9208
2022-01-18 06:00 | 0.015392 | 0.8839 | 0.65 | 96.3
2022-01-18 07:00 | 0.13674 | 0.81174 | 0.6 | 106.52
2022-01-18 08:00 | 0.29009 | 0.72232 | 0.53 | 101.39
2022-01-18 09:00 | 0.43273 | 0.60885 | 0.48 | 107.2075
2022-01-18 10:00 | 0.53953 | 0.65962 | 0.4 | 88.1617
2022-01-18 11:00 | 0.43921 | 0.8585 | 0.44 | 89.2358
2022-01-18 12:00 | 0.35259 | 0.8334 | 0.4 | 93.8233
2022-01-18 13:00 | 0.28512 | 0.82892 | 0.44 | 117.1592
2022-01-18 14:00 | 0.28557 | 0.6303 | 0.44 | 108.4742
2022-01-18 15:00 | 0.2096 | 0.48147 | 0.46 | 139.1717
2022-01-18 16:00 | 0.16973 | 0.57434 | 0.51 | 185.7283
2022-01-18 17:00 | 0.14613 | 0.58655 | 0.54 | 180.8542
2022-01-18 18:00 | 0.066858 | 0.6679 | 0.6 | 314.1708
2022-01-18 19:00 | 0.00018981 | 0.77787 | 0.62 | 289.7492
2022-01-18 20:00 | 0 | 0.83905 | 0.63 | 213.4983
2022-01-18 21:00 | 0 | 0.87093 | 0.65 | 157.3567
2022-01-18 22:00 | 0 | 0.86916 | 0.66 | 102.18
2022-01-18 23:00 | 0 | 0.84517 | 0.69 | 92.5267
2022-01-19 | 0 | 0.83931 | 0.68 | 92.8533
2022-01-19 01:00 | 0 | 0.81987 | 0.68 | 82.9367
2022-01-19 02:00 | 0 | 0.73587 | 0.69 | 64.1508
2022-01-19 03:00 | 0 | 0.66934 | 0.69 | 66.7358
2022-01-19 04:00 | 0 | 0.6484 | 0.69 | 84.8333
2022-01-19 05:00 | 0 | 0.66931 | 0.68 | 91.875
2022-01-19 06:00 | 0.040609 | 0.71358 | 0.6 | 100.7608
2022-01-19 07:00 | 0.33906 | 0.68892 | 0.58 | 91.1675
2022-01-19 08:00 | 0.68059 | 0.64389 | 0.53 | 93.3617
2022-01-19 09:00 | 0.90526 | 0.56698 | 0.48 | 105.7225
2022-01-19 10:00 | 0.85369 | 0.41913 | 0.45 | 108.6492
2022-01-19 11:00 | 0.82061 | 0.41296 | 0.43 | 111.1
2022-01-19 12:00 | 0.8293 | 0.42066 | 0.44 | 1206.72
2022-01-19 13:00 | 0.86801 | 0.36219 | 0.45 | 132.015
2022-01-19 14:00 | 0.72052 | 0.39386 | 0.45 | 193.0717
2022-01-19 15:00 | 0.57196 | 0.40258 | 0.47 | 233.6617
2022-01-19 16:00 | 0.65024 | 0.43362 | 0.52 | 198.7058
2022-01-19 17:00 | 0.72878 | 0.48209 | 0.56 | 157.6717
2022-01-19 18:00 | 0.33133 | 0.4346 | 0.61 | 225.8992
2022-01-19 19:00 | 0.0011212 | 0.51912 | 0.6 | 198.7283
2022-01-19 20:00 | 0 | 0.48283 | 0.63 | 136.3308
2022-01-19 21:00 | 0 | 0.50506 | 0.65 | 117.3025
2022-01-19 22:00 | 0 | 0.43548 | 0.67 | 115.5042
2022-01-19 23:00 | 0 | 0.46418 | 0.68 | 94.8983
2022-01-20 | 0 | 0.45512 | 0.69 | 102.8308
2022-01-20 01:00 | 0 | 0.35866 | 0.69 | 91.0908
2022-01-20 02:00 | 0 | 0.3084 | 0.69 | 69.9833
2022-01-20 03:00 | 0 | 0.32922 | 0.69 | 68.6742
2022-01-20 04:00 | 0 | 0.34308 | 0.7 | 88.5633
2022-01-20 05:00 | 0 | 0.31255 | 0.69 | 114.7125
2022-01-20 06:00 | 0.049658 | 0.35727 | 0.7 | 95.8017
2022-01-20 07:00 | 0.45694 | 0.18666 | 0.56 | 62.9517
2022-01-20 08:00 | 0.9741 | 0.19543 | 0.5 | 64.8375
2022-01-20 09:00 | 1 | 0.21194 | 0.49 | 85
2022-01-20 10:00 | 1 | 0.10667 | 0.48 | 66.5575
2022-01-20 11:00 | 0.99131 | 0.051319 | 0.46 | 53.0008
2022-01-20 12:00 | 0.99748 | 0.048776 | 0.45 | 39.6008
2022-01-20 13:00 | 1 | 0.10845 | 0.46 | 57.5742
2022-01-20 14:00 | 0.98225 | 0.14438 | 0.49 | 99.4725
2022-01-20 15:00 | 0.97031 | 0.094224 | 0.51 | 77.7967
2022-01-20 16:00 | 0.92822 | 0.06578 | 0.55 | 91.6183
2022-01-20 17:00 | 0.88838 | 0.098439 | 0.59 | 109.9842
2022-01-20 18:00 | 0.38867 | 0.37928 | 0.61 | 113.0892
2022-01-20 19:00 | 0.0014229 | 0.68043 | 0.62 | 109.9467
2022-01-20 20:00 | 0 | 0.51057 | 0.62 | 83.7125
2022-01-20 21:00 | 0 | 0.33933 | 0.6 | 63.9275
2022-01-20 22:00 | 0 | 0.26248 | 0.64 | 61.1717
2022-01-20 23:00 | 0 | 0.25715 | 0.67 | 61.7675
2022-01-21 | 0 | 0.22202 | 0.68 | 62.2017
2022-01-21 01:00 | 0 | 0.13126 | 0.67 | 58.85
2022-01-21 02:00 | 0 | 0.059573 | 0.67 | 52.8158
2022-01-21 03:00 | 0 | 0.048336 | 0.67 | 53.3942
2022-01-21 04:00 | 0 | 0.078854 | 0.67 | 59.4458
2022-01-21 05:00 | 0 | 0.097386 | 0.68 | 63.9967
2022-01-21 06:00 | 0.041567 | 0.092449 | 0.63 | 56.795
2022-01-21 07:00 | 0.43219 | 0.072978 | 0.56 | 49.5692
2022-01-21 08:00 | 0.9219 | 0.044752 | 0.5 | 54.705
2022-01-21 09:00 | 0.96992 | 0.072163 | 0.46 | 41.585
2022-01-21 10:00 | 0.99254 | 0.10648 | 0.43 | 39.6033
2022-01-21 11:00 | 0.98619 | 0.10055 | 0.42 | 57.6217
2022-01-21 12:00 | 0.93729 | 0.084996 | 0.43 | 63.2342
2022-01-21 13:00 | 0.85728 | 0.073087 | 0.44 | 64.7717
2022-01-21 14:00 | 0.84067 | 0.066223 | 0.45 | 66.9842
2022-01-21 15:00 | 0.92634 | 0.098739 | 0.46 | 44.2058
2022-01-21 16:00 | 0.81113 | 0.14525 | 0.5 | 59.4642
2022-01-21 17:00 | 0.66113 | 0.35604 | 0.56 | 71.5567
2022-01-21 18:00 | 0.26825 | 0.42533 | 0.62 | 110.1967
2022-01-21 19:00 | 0.00079085 | 0.42783 | 0.63 | 101.5667
2022-01-21 20:00 | 0 | 0.58894 | 0.64 | 77.6725
2022-01-21 21:00 | 0 | 0.69308 | 0.65 | 68.0033
2022-01-21 22:00 | 0 | 0.71149 | 0.67 | 68.95
2022-01-21 23:00 | 0 | 0.72713 | 0.68 | 62.3833
2022-01-22 | 0 | 0.66612 | 0.67 | 62.7342
2022-01-22 01:00 | 0 | 0.54129 | 0.68 | 64.1592
2022-01-22 02:00 | 0 | 0.44642 | 0.69 | 67.0808
2022-01-22 03:00 | 0 | 0.44509 | 0.7 | 83.1467
2022-01-22 04:00 | 0 | 0.52426 | 0.7 | 82.08
2022-01-22 05:00 | 0 | 0.55219 | 0.7 | 78.445
2022-01-22 06:00 | 0.04289 | 0.53353 | 0.65 | 62.8175
2022-01-22 07:00 | 0.44538 | 0.37125 | 0.5 | 42.8883
2022-01-22 08:00 | 0.94799 | 0.39573 | 0.5 | 44.3017
2022-01-22 09:00 | 0.99731 | 0.27916 | 0.45 | 55.69
2022-01-22 10:00 | 0.94647 | 0.16687 | 0.4 | 23.4342
2022-01-22 11:00 | 0.97129 | 0.092037 | 0.42 | -1.0575
2022-01-22 12:00 | 0.99386 | 0.072248 | 0.41 | 22.4067
2022-01-22 13:00 | 0.95796 | 0.058629 | 0.42 | 39.415
2022-01-22 14:00 | 0.83658 | 0.062014 | 0.5 | 50.8933
2022-01-22 15:00 | 0.68456 | 0.090159 | 0.48 | 58.4383
2022-01-22 16:00 | 0.8877 | 0.17836 | 0.5 | 53.2192
2022-01-22 17:00 | 0.74239 | 0.36213 | 0.54 | 63.9575
2022-01-22 18:00 | 0.32024 | 0.56276 | 0.6 | 85.3983
2022-01-22 19:00 | 0.0010191 | 0.60764 | 0.64 | 97.175
2022-01-22 20:00 | 0 | 0.48025 | 0.63 | 73.5875
2022-01-22 21:00 | 0 | 0.4859 | 0.64 | 71.7475
2022-01-22 22:00 | 0 | 0.47433 | 0.66 | 71.6233
2022-01-22 23:00 | 0 | 0.39689 | 0.68 | 70.2025
2022-01-23 | 0 | 0.32006 | 0.7 | 71.715
2022-01-23 01:00 | 0 | 0.29459 | 0.71 | 75.7092
2022-01-23 02:00 | 0 | 0.32486 | 0.7 | 67.5633
2022-01-23 03:00 | 0 | 0.35563 | 0.71 | 67.1042
2022-01-23 04:00 | 0 | 0.30881 | 0.7 | 67.3342
2022-01-23 05:00 | 0 | 0.22579 | 0.7 | 68.4417
2022-01-23 06:00 | 0.042107 | 0.19453 | 0.6 | 38.7925
2022-01-23 07:00 | 0.43972 | 0.075386 | 0.52 | 5.5008
2022-01-23 08:00 | 0.93622 | 0.056045 | 0.46 | 12.8933
2022-01-23 09:00 | 0.99186 | 0.062642 | 0.43 | 21.9517
2022-01-23 10:00 | 0.99083 | 0.040374 | 0.41 | 30.5733
2022-01-23 11:00 | 1 | 0.010207 | 0.4 | 43.9033
2022-01-23 12:00 | 0.95714 | 0.002883 | 0.4 | 25.7683
2022-01-23 13:00 | 0.92444 | 0.002883 | 0.4 | 42.1375
2022-01-23 14:00 | 0.95061 | 0.013587 | 0.42 | 48.5717
2022-01-23 15:00 | 0.82366 | 0.025022 | 0.44 | 54.1008
2022-01-23 16:00 | 0.66795 | 0.061528 | 0.48 | 66.2775
2022-01-23 17:00 | 0.68049 | 0.088164 | 0.54 | 80.9883
2022-01-23 18:00 | 0.34641 | 0.29563 | 0.62 | 145.2483
2022-01-23 19:00 | 0.0011966 | 0.57392 | 0.65 | 128.0742
2022-01-23 20:00 | 0 | 0.45 | 0.65 | 114.4433
2022-01-23 21:00 | 0 | 0.43818 | 0.65 | 90.5842
2022-01-23 22:00 | 0 | 0.37927 | 0.66 | 89.5867
2022-01-23 23:00 | 0 | 0.35905 | 0.67 | 88.8408
2022-01-24 | 0 | 0.24072 | 0.69 | 88.0292
2022-01-24 01:00 | 0 | 0.20332 | 0.69 | 80.1458
2022-01-24 02:00 | 0 | 0.1805 | 0.69 | 89.9733
2022-01-24 03:00 | 0 | 0.16115 | 0.7 | 90.7292
2022-01-24 04:00 | 0 | 0.15183 | 0.7 | 137.1575
2022-01-24 05:00 | 0 | 0.13447 | 0.71 | 231.6633
2022-01-24 06:00 | 0.035456 | 0.14486 | 0.66 | 107.9758
2022-01-24 07:00 | 0.43261 | 0.069899 | 0.54 | 81.6375
2022-01-24 08:00 | 0.93765 | 0.056585 | 0.47 | 74.2475
2022-01-24 09:00 | 0.9895 | 0.037424 | 0.42 | 67.45
2022-01-24 10:00 | 1 | 0.019676 | 0.4 | 80.31
2022-01-24 11:00 | 0.96127 | 0.018247 | 0.42 | 90.6117
2022-01-24 12:00 | 0.84902 | 0.016783 | 0.41 | 82.5325
2022-01-24 13:00 | 0.8078 | 0.03143 | 0.42 | 97.7375
2022-01-24 14:00 | 0.87061 | 0.061758 | 0.44 | 95.3108
2022-01-24 15:00 | 0.98467 | 0.06283 | 0.5 | 106.0692
2022-01-24 16:00 | 0.88855 | 0.1043 | 0.51 | 106.455
2022-01-24 17:00 | 0.72407 | 0.19666 | 0.56 | 137.0883
2022-01-24 18:00 | 0.2875 | 0.40729 | 0.61 | 164.2442
2022-01-24 19:00 | 0.00065785 | 0.62631 | 0.63 | 141.56
2022-01-24 20:00 | 0 | 0.33224 | 0.64 | 139.2283
2022-01-24 21:00 | 0 | 0.24872 | 0.65 | 137.7017
2022-01-24 22:00 | 0 | 0.17033 | 0.67 | 121.5683
2022-01-24 23:00 | 0 | 0.11524 | 0.68 | 96.3508
2022-01-25 | 0 | 0.10675 | 0.68 | 101.2008
2022-01-25 01:00 | 0 | 0.13666 | 0.68 | 91.4317
2022-01-25 02:00 | 0 | 0.1167 | 0.68 | 90.9317
2022-01-25 03:00 | 0 | 0.093377 | 0.68 | 89.92
2022-01-25 04:00 | 0 | 0.1026 | 0.7 | 114.9133
2022-01-25 05:00 | 0 | 0.11371 | 0.7 | 169.8992
2022-01-25 06:00 | 0.027894 | 0.087583 | 0.67 | 107.8125
2022-01-25 07:00 | 0.41906 | 0.022536 | 0.6 | 106.8392
2022-01-25 08:00 | 0.88009 | 0.029716 | 0.52 | 91.5233
2022-01-25 09:00 | 0.96249 | 0.018073 | 0.48 | 95.06
2022-01-25 10:00 | 0.99062 | 0.00391 | 0.48 | 109.4367
2022-01-25 11:00 | 0.9759 | 0.005784 | 0.46 | 114.9817
2022-01-25 12:00 | 0.98576 | 0.025231 | 0.46 | 94.27
2022-01-25 13:00 | 0.98679 | 0.058005 | 0.47 | 146.0692
2022-01-25 14:00 | 0.96001 | 0.093192 | 0.49 | 263.6467
2022-01-25 15:00 | 0.89661 | 0.13558 | 0.53 | 274.0983
2022-01-25 16:00 | 0.91178 | 0.24909 | 0.56 | 160.8825
2022-01-25 17:00 | 0.90011 | 0.39847 | 0.58 | 114.3508
2022-01-25 18:00 | 0.39478 | 0.48697 | 0.62 | 152.7775
2022-01-25 19:00 | 0.0012764 | 0.60414 | 0.64 | 166.4917
2022-01-25 20:00 | 0 | 0.39739 | 0.65 | 206.8883
2022-01-25 21:00 | 0 | 0.30868 | 0.67 | 161.2942
2022-01-25 22:00 | 0 | 0.23516 | 0.68 | 113.7975
2022-01-25 23:00 | 0 | 0.1832 | 0.7 | 122.5367
2022-01-26 | 0 | 0.14698 | 0.71 | 259.3058
2022-01-26 01:00 | 0 | 0.12374 | 0.7 | 207.485
2022-01-26 02:00 | 0 | 0.10133 | 0.71 | 144.2417
2022-01-26 03:00 | 0 | 0.070522 | 0.72 | 200.4133
2022-01-26 04:00 | 0 | 0.045464 | 0.72 | 242.9308
2022-01-26 05:00 | 0 | 0.042142 | 0.7 | 252.6042
2022-01-26 06:00 | 0.025285 | 0.054079 | 0.71 | 242.7808
2022-01-26 07:00 | 0.40253 | 0.042505 | 0.6 | 110.7167
2022-01-26 08:00 | 0.85651 | 0.047284 | 0.59 | 106.985
2022-01-26 09:00 | 0.94389 | 0.026122 | 0.51 | 109.4517
2022-01-26 10:00 | 0.99292 | 0.032466 | 0.48 | 113.8492
2022-01-26 11:00 | 1 | 0.049768 | 0.5 | 163.8333
2022-01-26 12:00 | 1 | 0.089899 | 0.52 | 232.1475
2022-01-26 13:00 | 1 | 0.14456 | 0.52 | 211.4558
2022-01-26 14:00 | 1 | 0.18494 | 0.54 | 230.3742
2022-01-26 15:00 | 1 | 0.20763 | 0.57 | 252.0158
2022-01-26 16:00 | 0.96955 | 0.25018 | 0.61 | 198.285
2022-01-26 17:00 | 0.87931 | 0.40241 | 0.61 | 224.5125
2022-01-26 18:00 | 0.38478 | 0.50874 | 0.63 | 251.4917
2022-01-26 19:00 | 0.00026169 | 0.54477 | 0.64 | 211.1983
2022-01-26 20:00 | 0 | 0.42716 | 0.65 | 175.6192
2022-01-26 21:00 | 0 | 0.38454 | 0.67 | 125
2022-01-26 22:00 | 0 | 0.31441 | 0.67 | 108.2358
2022-01-26 23:00 | 0 | 0.22251 | 0.7 | 90.1375
2022-01-27 | 0 | 0.14017 | 0.67 | 87.9375
2022-01-27 01:00 | 0 | 0.070596 | 0.67 | 84.9842
2022-01-27 02:00 | 0 | 0.020748 | 0.67 | 85.4042
2022-01-27 03:00 | 0 | 0.004341 | 0.67 | 82.3233
2022-01-27 04:00 | 0 | 0.007668 | 0.7 | 91.1333
2022-01-27 05:00 | 0 | 0.011872 | 0.68 | 106.1525
2022-01-27 06:00 | 0.0042817 | 0.018994 | 0.7 | 116.6108
2022-01-27 07:00 | 0.25703 | 0.005244 | 0.62 | 118.87
2022-01-27 08:00 | 0.70046 | 0.00783 | 0.56 | 96.5758
2022-01-27 09:00 | 0.9154 | 0.028725 | 0.5 | 107.9925
2022-01-27 10:00 | 0.96395 | 0.01291 | 0.47 | 91.66
2022-01-27 11:00 | 0.9105 | 0.003909 | 0.44 | 91.63
2022-01-27 12:00 | 0.89221 | 0.002441 | 0.46 | 94.0025
2022-01-27 13:00 | 0.92031 | 0.00309 | 0.48 | 112.0075
2022-01-27 14:00 | 0.74726 | 0.022372 | 0.5 | 143.5483
2022-01-27 15:00 | 0.51906 | 0.02713 | 0.53 | 231.3142
2022-01-27 16:00 | 0.27411 | 0.013591 | 0.55 | 107.09
2022-01-27 17:00 | 0.59568 | 0.011823 | 0.58 | 209.2283
2022-01-27 18:00 | 0.28078 | 0.010247 | 0.61 | 285.6867
2022-01-27 19:00 | 0 | 0.013348 | 0.63 | 223.7392
2022-01-27 20:00 | 0 | 0.061607 | 0.6 | 193.1225
2022-01-27 21:00 | 0 | 0.14725 | 0.66 | 164.0725
2022-01-27 22:00 | 0 | 0.088986 | 0.68 | 109.5083
2022-01-27 23:00 | 0 | 0.096897 | 0.68 | 88.1125
2022-01-28 | 0 | 0.082001 | 0.7 | 90.3483
2022-01-28 01:00 | 0 | 0.074285 | 0.68 | 87.2433
2022-01-28 02:00 | 0 | 0.077698 | 0.68 | 84.9267
2022-01-28 03:00 | 0 | 0.070105 | 0.69 | 86.2892
2022-01-28 04:00 | 0 | 0.074468 | 0.69 | 91.4492
2022-01-28 05:00 | 0 | 0.031423 | 0.69 | 110.2517
2022-01-28 06:00 | 0.010811 | 0.043879 | 0.66 | 109.7733
2022-01-28 07:00 | 0.29426 | 0.058581 | 0.58 | 102.0833
2022-01-28 08:00 | 0.45869 | 0.16594 | 0.53 | 99.5383
2022-01-28 09:00 | 0.56755 | 0.10592 | 0.47 | 94.9317
2022-01-28 10:00 | 0.6562 | 0.059874 | 0.42 | 84.715
2022-01-28 11:00 | 0.56064 | 0.053827 | 0.4 | 88.9125
2022-01-28 12:00 | 0.44046 | 0.10524 | 0.42 | 92.8808
2022-01-28 13:00 | 0.5654 | 0.23669 | 0.4 | 85.1692
2022-01-28 14:00 | 0.4439 | 0.2118 | 0.41 | 88.6642
2022-01-28 15:00 | 0.15503 | 0.15757 | 0.45 | 93.5533
2022-01-28 16:00 | 0.23061 | 0.22047 | 0.5 | 91.8633
2022-01-28 17:00 | 0.071387 | 0.44196 | 0.53 | 102.4958
2022-01-28 18:00 | 0.037302 | 0.47815 | 0.6 | 137.8483
2022-01-28 19:00 | 0.00014676 | 0.53922 | 0.63 | 124.0508
2022-01-28 20:00 | 0 | 0.49688 | 0.64 | 113.8733
2022-01-28 21:00 | 0 | 0.57233 | 0.66 | 111.7175
2022-01-28 22:00 | 0 | 0.46646 | 0.67 | 105.1858
2022-01-28 23:00 | 0 | 0.3867 | 0.68 | 90.2208
2022-01-29 | 0 | 0.29891 | 0.69 | 92.5692
2022-01-29 01:00 | 0 | 0.2682 | 0.7 | 102.3475
2022-01-29 02:00 | 0 | 0.27868 | 0.7 | 90.2617
2022-01-29 03:00 | 0 | 0.26548 | 0.7 | 90.9525
2022-01-29 04:00 | 0 | 0.30124 | 0.69 | 94.3808
2022-01-29 05:00 | 0 | 0.30038 | 0.68 | 99.8
2022-01-29 06:00 | 0.0071362 | 0.27384 | 0.65 | 91.685
2022-01-29 07:00 | 0.33305 | 0.23444 | 0.54 | 80.0158
2022-01-29 08:00 | 0.83217 | 0.29528 | 0.47 | 77.1642
2022-01-29 09:00 | 0.98501 | 0.29486 | 0.43 | 82.1125
2022-01-29 10:00 | 0.99664 | 0.31554 | 0.4 | 81.915
2022-01-29 11:00 | 0.86825 | 0.29196 | 0.38 | 86.66
2022-01-29 12:00 | 0.89923 | 0.23471 | 0.37 | 78.9617
2022-01-29 13:00 | 0.83122 | 0.243 | 0.38 | 82.0992
2022-01-29 14:00 | 0.98238 | 0.19387 | 0.4 | 95.6067
2022-01-29 15:00 | 0.99801 | 0.2494 | 0.4 | 105.085
2022-01-29 16:00 | 0.96382 | 0.28644 | 0.5 | 95.16
2022-01-29 17:00 | 0.87049 | 0.31367 | 0.53 | 115.4133
2022-01-29 18:00 | 0.34987 | 0.36969 | 0.6 | 270.11
2022-01-29 19:00 | 0.00019262 | 0.49559 | 0.61 | 185.0667
2022-01-29 20:00 | 0 | 0.58966 | 0.61 | 114.505
2022-01-29 21:00 | 0 | 0.4836 | 0.63 | 132.015
2022-01-29 22:00 | 0 | 0.42653 | 0.64 | 114.3492
2022-01-29 23:00 | 0 | 0.3731 | 0.67 | 114.9708
2022-01-30 | 0 | 0.33798 | 0.67 | 109.1967
2022-01-30 01:00 | 0 | 0.23971 | 0.66 | 98.7675
2022-01-30 02:00 | 0 | 0.14851 | 0.67 | 93.7133
2022-01-30 03:00 | 0 | 0.068707 | 0.67 | 90.8592
2022-01-30 04:00 | 0 | 0.026913 | 0.7 | 92.7508
2022-01-30 05:00 | 0 | 0.021579 | 0.66 | 92.9233
2022-01-30 06:00 | 0.006585 | 0.026811 | 0.62 | 76.3625
2022-01-30 07:00 | 0.38923 | 0.019275 | 0.5 | 65.685
2022-01-30 08:00 | 0.90029 | 0.059764 | 0.4 | 67.5983
2022-01-30 09:00 | 0.93783 | 0.097473 | 0.41 | 72.5225
2022-01-30 10:00 | 0.98875 | 0.078735 | 0.4 | 73.2508
2022-01-30 11:00 | 0.96447 | 0.080547 | 0.4 | 81.0317
2022-01-30 12:00 | 0.94803 | 0.096217 | 0.4 | 84.91
2022-01-30 13:00 | 0.96982 | 0.10602 | 0.4 | 86.4375
2022-01-30 14:00 | 0.99849 | 0.10845 | 0.4 | 87.29
2022-01-30 15:00 | 0.99038 | 0.12641 | 0.44 | 101.0967
2022-01-30 16:00 | 0.95661 | 0.18665 | 0.47 | 101.0592
2022-01-30 17:00 | 0.84084 | 0.37001 | 0.52 | 168.4908
2022-01-30 18:00 | 0.34565 | 0.63598 | 0.58 | 1665.9708
2022-01-30 19:00 | 0 | 0.80756 | 0.6 | 287.1667
2022-01-30 20:00 | 0 | 0.77386 | 0.6 | 254.3917
2022-01-30 21:00 | 0 | 0.49479 | 0.6 | 118.0908
2022-01-30 22:00 | 0 | 0.37991 | 0.64 | 113.795
2022-01-30 23:00 | 0 | 0.32737 | 0.67 | 117.2483
2022-01-31 | 0 | 0.28415 | 0.66 | 119.9367
2022-01-31 01:00 | 0 | 0.19085 | 0.66 | 106.8933
2022-01-31 02:00 | 0 | 0.10172 | 0.67 | 105.4083
2022-01-31 03:00 | 0 | 0.047524 | 0.67 | 106.1975
2022-01-31 04:00 | 0 | 0.033865 | 0.68 | 113.4892
2022-01-31 05:00 | 0 | 0.043034 | 0.68 | 220.6517
2022-01-31 06:00 | 0.0059866 | 0.039142 | 0.65 | 118.0225
2022-01-31 07:00 | 0.40878 | 0.012294 | 0.53 | 87.21
2022-01-31 08:00 | 0.89568 | 0.009901 | 0.47 | 91.1267
2022-01-31 09:00 | 0.95956 | 0.015583 | 0.45 | 103.5142
2022-01-31 10:00 | 0.99712 | 0.019873 | 0.43 | 95.775
2022-01-31 11:00 | 0.99315 | 0.024044 | 0.42 | 113.085
2022-01-31 12:00 | 0.98407 | 0.016887 | 0.41 | 113.6117
2022-01-31 13:00 | 0.96039 | 0.003204 | 0.42 | 150.0783
2022-01-31 14:00 | 0.94807 | 0.00324 | 0.42 | 275.2925
2022-01-31 15:00 | 0.97802 | 0.017698 | 0.43 | 239.8558
2022-01-31 16:00 | 0.93875 | 0.088364 | 0.45 | 286.0275
2022-01-31 17:00 | 0.70842 | 0.27906 | 0.52 | 2555.1542
2022-01-31 18:00 | 0.28913 | 0.56002 | 0.57 | 11204.5842
2022-01-31 19:00 | 0 | 0.74576 | 0.59 | 3560.5467
2022-01-31 20:00 | 0 | 0.67848 | 0.6 | 246.9375
2022-01-31 21:00 | 0 | 0.48752 | 0.62 | 177.6483
2022-01-31 22:00 | 0 | 0.4473 | 0.64 | 251.1517
2022-01-31 23:00 | 0 | 0.41249 | 0.67 | 174.2242
2022-02-01 | 0 | 0.4211 | 0.68 | 118.55
2022-02-01 01:00 | 0 | 0.44573 | 0.68 | 117.265
2022-02-01 02:00 | 0 | 0.43656 | 0.68 | 136.0042
2022-02-01 03:00 | 0 | 0.3756 | 0.68 | 129.6608
2022-02-01 04:00 | 0 | 0.36134 | 0.68 | 223.5383
2022-02-01 05:00 | 0 | 0.35354 | 0.68 | 182.5575
2022-02-01 06:00 | 0.0046229 | 0.40771 | 0.65 | 135.0758
2022-02-01 07:00 | 0.21406 | 0.20571 | 0.54 | 109.4517
2022-02-01 08:00 | 0.55292 | 0.34191 | 0.47 | 118.835
2022-02-01 09:00 | 0.70316 | 0.29665 | 0.43 | 115.9
2022-02-01 10:00 | 0.61857 | 0.31787 | 0.4 | 110.5133
2022-02-01 11:00 | 0.44662 | 0.27755 | 0.4 | 187.3567
2022-02-01 12:00 | 0.62607 | 0.23935 | 0.41 | 200.285
2022-02-01 13:00 | 0.87001 | 0.41749 | 0.43 | 257.135
2022-02-01 14:00 | 0.79282 | 0.54506 | 0.45 | 2280.6283
2022-02-01 15:00 | 0.73778 | 0.61112 | 0.46 | 1375.7067
2022-02-01 16:00 | 0.78492 | 0.57929 | 0.48 | 243.5425
2022-02-01 17:00 | 0.46143 | 0.48944 | 0.52 | 12379.605
2022-02-01 18:00 | 0.19051 | 0.41107 | 0.6 | 14473.5
2022-02-01 19:00 | 0 | 0.51227 | 0.6 | 4318.3325
2022-02-01 20:00 | 0 | 0.50695 | 0.61 | 952.075
2022-02-01 21:00 | 0 | 0.53168 | 0.63 | 101.4125
2022-02-01 22:00 | 0 | 0.6399 | 0.65 | 113.8442
2022-02-01 23:00 | 0 | 0.68656 | 0.67 | 103.4033
2022-02-02 | 0 | 0.65635 | 0.67 | 128.5808
2022-02-02 01:00 | 0 | 0.56881 | 0.67 | 140.6708
2022-02-02 02:00 | 0 | 0.39538 | 0.67 | 119.3567
2022-02-02 03:00 | 0 | 0.3428 | 0.68 | 115.35
2022-02-02 04:00 | 0 | 0.27603 | 0.68 | 115.7108
2022-02-02 05:00 | 0 | 0.43406 | 0.67 | 185.4
2022-02-02 06:00 | 0.004151 | 0.56611 | 0.65 | 161.4317
2022-02-02 07:00 | 0.19515 | 0.68137 | 0.57 | 107.1842
2022-02-02 08:00 | 0.54201 | 0.55968 | 0.5 | 109.1358
2022-02-02 09:00 | 0.32726 | 0.3823 | 0.46 | 158.2867
2022-02-02 10:00 | 0.3319 | 0.12244 | 0.44 | 155.5533
2022-02-02 11:00 | 0.32805 | 0.12696 | 0.45 | 116.8
2022-02-02 12:00 | 0.64578 | 0.25778 | 0.48 | 155.01
2022-02-02 13:00 | 0.59837 | 0.31394 | 0.49 | 209.3792
2022-02-02 14:00 | 0.60541 | 0.29855 | 0.49 | 1211.3375
2022-02-02 15:00 | 0.39267 | 0.071676 | 0.51 | 228.6442
2022-02-02 16:00 | 0.35325 | 0.070438 | 0.5 | 155.6108
2022-02-02 17:00 | 0.10939 | 0.089255 | 0.56 | 307.9417
2022-02-02 18:00 | 0.023625 | 0.055114 | 0.58 | 3127.0892
2022-02-02 19:00 | 0 | 0.015567 | 0.6 | 259.1908
2022-02-02 20:00 | 0 | 0.00117 | 0.65 | 1026.6192
2022-02-02 21:00 | 0 | 0.000705 | 0.66 | 170.7358
2022-02-02 22:00 | 0 | 0.002821 | 0.67 | 119.1542
2022-02-02 23:00 | 0 | 0.012869 | 0.7 | 107.2983
2022-02-03 | 0 | 0.001553 | 0.67 | 146.4417
2022-02-03 01:00 | 0 | 0.001054 | 0.68 | 119.0942
2022-02-03 02:00 | 0 | 0.000434 | 0.68 | 168.1425
2022-02-03 03:00 | 0 | 0.004341 | 0.68 | 214.7333
2022-02-03 04:00 | 0 | 0.007668 | 0.68 | 138.2067
2022-02-03 05:00 | 0 | 0.011872 | 0.67 | 242.6367
2022-02-03 06:00 | 0.0042817 | 0.018994 | 0.65 | 128.9225
2022-02-03 07:00 | 0.25703 | 0.005244 | 0.62 | 107.5967
2022-02-03 08:00 | 0.70046 | 0.00783 | 0.58 | 132.7675
2022-02-03 09:00 | 0.9154 | 0.028725 | 0.59 | 109.9817
2022-02-03 10:00 | 0.96395 | 0.01291 | 0.58 | 125.9442
2022-02-03 11:00 | 0.9105 | 0.003909 | 0.56 | 264.0917
2022-02-03 12:00 | 0.89221 | 0.002441 | 0.56 | 241.4833
2022-02-03 13:00 | 0.92031 | 0.00309 | 0.57 | 262.0083
2022-02-03 14:00 | 0.74726 | 0.022372 | 0.58 | 1339.3708
2022-02-03 15:00 | 0.51906 | 0.02713 | 0.58 | 1873.1408
2022-02-03 16:00 | 0.27411 | 0.013591 | 0.6 | 109.2992
2022-02-03 17:00 | 0.59568 | 0.011823 | 0.61 | 109.7733
2022-02-03 18:00 | 0.28078 | 0.010247 | 0.62 | 109.795
2022-02-03 19:00 | 0 | 0.013348 | 0.6 | 111.3733
2022-02-03 20:00 | 0 | 0.061607 | 0.65 | 111.2117
2022-02-03 21:00 | 0 | 0.14725 | 0.67 | 111.8867
2022-02-03 22:00 | 0 | 0.11577 | 0.69 | 109.2108
2022-02-03 23:00 | 0 | 0.065005 | 0.69 | 96.675
2022-02-04 | 0 | 0.049047 | 0.68 | 89.2067
2022-02-04 01:00 | 0 | 0.045422 | 0.69 | 90.73
2022-02-04 02:00 | 0 | 0.036034 | 0.68 | 82.2742
2022-02-04 03:00 | 0 | 0.037529 | 0.68 | 78.5833
2022-02-04 04:00 | 0 | 0.040205 | 0.69 | 87.2267
2022-02-04 05:00 | 0 | 0.033525 | 0.7 | 95.5692
2022-02-04 06:00 | 0.0033553 | 0.031829 | 0.67 | 90.4858
2022-02-04 07:00 | 0.19139 | 0.023532 | 0.65 | 76.995
2022-02-04 08:00 | 0.44053 | 0.071816 | 0.63 | 66.21
2022-02-04 09:00 | 0.41542 | 0.072082 | 0.62 | 81.1592
2022-02-04 10:00 | 0.46484 | 0.079923 | 0.6 | 74.15
2022-02-04 11:00 | 0.55494 | 0.089486 | 0.47 | 45.7725
2022-02-04 12:00 | 0.67008 | 0.054177 | 0.57 | 60.6842
2022-02-04 13:00 | 0.69786 | 0.023414 | 0.59 | 82.1642
2022-02-04 14:00 | 0.40354 | 0.004889 | 0.58 | 82.3242
2022-02-04 15:00 | 0.42217 | 0.019862 | 0.51 | 88.5867
2022-02-04 16:00 | 0.39054 | 0.042459 | 0.6 | 83.4367
2022-02-04 17:00 | 0.33179 | 0.054088 | 0.55 | 87.1233
2022-02-04 18:00 | 0.085175 | 0.065302 | 0.64 | 112.8567
2022-02-04 19:00 | 0 | 0.086172 | 0.64 | 108.2133
2022-02-04 20:00 | 0 | 0.1249 | 0.63 | 91.5408
2022-02-04 21:00 | 0 | 0.077593 | 0.64 | 92.1542
2022-02-04 22:00 | 0 | 0.07655 | 0.64 | 90.4808
2022-02-04 23:00 | 0 | 0.092658 | 0.66 | 86.7058
2022-02-05 | 0 | 0.13669 | 0.7 | 89.4058
2022-02-05 01:00 | 0 | 0.17916 | 0.67 | 82.1492
2022-02-05 02:00 | 0 | 0.16855 | 0.66 | 72.1692
2022-02-05 03:00 | 0 | 0.14659 | 0.67 | 73.8833
2022-02-05 04:00 | 0 | 0.19516 | 0.7 | 78.6242
2022-02-05 05:00 | 0 | 0.21057 | 0.67 | 78.7725
2022-02-05 06:00 | 0.0022392 | 0.22293 | 0.64 | 64.2358
2022-02-05 07:00 | 0.091711 | 0.1048 | 0.55 | 6.8775
2022-02-05 08:00 | 0.27091 | 0.14701 | 0.54 | -18.9625
2022-02-05 09:00 | 0.38063 | 0.24988 | 0.53 | -33.1317
2022-02-05 10:00 | 0.73435 | 0.19359 | 0.53 | -29.295
2022-02-05 11:00 | 0.6257 | 0.14902 | 0.52 | -0.024167
2022-02-05 12:00 | 0.72569 | 0.10594 | 0.52 | -2.0658
2022-02-05 13:00 | 0.45845 | 0.042481 | 0.44 | -13.6892
2022-02-05 14:00 | 0.42572 | 0.010186 | 0.52 | 26.7425
2022-02-05 15:00 | 0.46516 | 0.011811 | 0.47 | 29.9683
2022-02-05 16:00 | 0.48124 | 0.022609 | 0.57 | 57.3875
2022-02-05 17:00 | 0.30362 | 0.039091 | 0.59 | 76.6167
2022-02-05 18:00 | 0.11608 | 0.045526 | 0.64 | 101.575
2022-02-05 19:00 | 0 | 0.052896 | 0.64 | 110.4542
2022-02-05 20:00 | 0 | 0.033299 | 0.63 | 92.0275
2022-02-05 21:00 | 0 | 0.13424 | 0.6 | 87.7767
2022-02-05 22:00 | 0 | 0.13056 | 0.68 | 95.6667
2022-02-05 23:00 | 0 | 0.18552 | 0.67 | 80.16
2022-02-06 | 0 | 0.24132 | 0.66 | 74.6933
2022-02-06 01:00 | 0 | 0.24612 | 0.66 | 66.2992
2022-02-06 02:00 | 0 | 0.1944 | 0.66 | 61.8025
2022-02-06 03:00 | 0 | 0.15944 | 0.65 | 62.7492
2022-02-06 04:00 | 0 | 0.13405 | 0.67 | 68.01
2022-02-06 05:00 | 0 | 0.10264 | 0.68 | 70.1642
2022-02-06 06:00 | 0.0023236 | 0.094611 | 0.65 | 30.6483
2022-02-06 07:00 | 0.19884 | 0.09957 | 0.55 | -11.5258
2022-02-06 08:00 | 0.74976 | 0.02787 | 0.52 | -10.285
2022-02-06 09:00 | 0.92935 | 0.033696 | 0.5 | -5.165
2022-02-06 10:00 | 0.83866 | 0.017319 | 0.51 | -9.7758
2022-02-06 11:00 | 0.74713 | 0.007456 | 0.5 | -22.0242
2022-02-06 12:00 | 0.69342 | 0.0159 | 0.51 | -4.1067
2022-02-06 13:00 | 0.77915 | 0.033649 | 0.52 | -3.0217
2022-02-06 14:00 | 0.61067 | 0.045572 | 0.51 | 17.0217
2022-02-06 15:00 | 0.65672 | 0.075955 | 0.54 | 49.4858
2022-02-06 16:00 | 0.33956 | 0.18593 | 0.58 | 69.535
2022-02-06 17:00 | 0.27208 | 0.26615 | 0.58 | 79.0283
2022-02-06 18:00 | 0.075439 | 0.46744 | 0.65 | 203.7475
2022-02-06 19:00 | 0 | 0.49066 | 0.66 | 226.3
2022-02-06 20:00 | 0 | 0.50449 | 0.65 | 108.2908
2022-02-06 21:00 | 0 | 0.61732 | 0.65 | 84.6817
2022-02-06 22:00 | 0 | 0.72456 | 0.66 | 84.3775
2022-02-06 23:00 | 0 | 0.71462 | 0.66 | 77.7008
2022-02-07 | 0 | 0.64558 | 0.66 | 80.6383
2022-02-07 01:00 | 0 | 0.59233 | 0.7 | 74.8325
2022-02-07 02:00 | 0 | 0.57117 | 0.67 | 79.045
2022-02-07 03:00 | 0 | 0.54185 | 0.69 | 80.5567
2022-02-07 04:00 | 0 | 0.52879 | 0.7 | 82.8925
2022-02-07 05:00 | 0 | 0.52787 | 0.7 | 92.9533
2022-02-07 06:00 | 0.0021414 | 0.53867 | 0.67 | 91.5175
2022-02-07 07:00 | 0.16018 | 0.59083 | 0.6 | 64.595
2022-02-07 08:00 | 0.52282 | 0.6273 | 0.56 | 54.0692
2022-02-07 09:00 | 0.44102 | 0.4995 | 0.52 | 22.8625
2022-02-07 10:00 | 0.64911 | 0.3737 | 0.52 | 59.735
2022-02-07 11:00 | 0.58364 | 0.29825 | 0.53 | 46.8092
2022-02-07 12:00 | 0.45551 | 0.27209 | 0.43 | 41.5617
2022-02-07 13:00 | 0.5386 | 0.20087 | 0.55 | 62.9067
2022-02-07 14:00 | 0.39473 | 0.11947 | 0.55 | 68.9783
2022-02-07 15:00 | 0.44171 | 0.22801 | 0.57 | 82.2642
2022-02-07 16:00 | 0.34178 | 0.38865 | 0.62 | 87.6308
2022-02-07 17:00 | 0.35903 | 0.48108 | 0.59 | 88.5625
2022-02-07 18:00 | 0.09703 | 0.50418 | 0.63 | 106.4725
2022-02-07 19:00 | 0 | 0.76546 | 0.63 | 104.7217
2022-02-07 20:00 | 0 | 0.87736 | 0.62 | 92.9758
2022-02-07 21:00 | 0 | 0.85427 | 0.63 | 84.1642
2022-02-07 22:00 | 0 | 0.80086 | 0.63 | 83.2058
2022-02-07 23:00 | 0 | 0.80991 | 0.66 | 80.6067
2022-02-08 | 0 | 0.79942 | 0.65 | 73.0458
2022-02-08 01:00 | 0 | 0.79403 | 0.65 | 68.6042
2022-02-08 02:00 | 0 | 0.75862 | 0.7 | 67.0883
2022-02-08 03:00 | 0 | 0.72422 | 0.65 | 65.215
2022-02-08 04:00 | 0 | 0.69469 | 0.65 | 73.9292
2022-02-08 05:00 | 0 | 0.65646 | 0.7 | 79.37
2022-02-08 06:00 | 0.00201 | 0.62746 | 0.63 | 76.8225
2022-02-08 07:00 | 0.40548 | 0.52141 | 0.56 | 56.455
2022-02-08 08:00 | 0.89521 | 0.49515 | 0.54 | 57.58
2022-02-08 09:00 | 0.98732 | 0.38861 | 0.53 | 55.9892
2022-02-08 10:00 | 0.99917 | 0.30843 | 0.5 | 37.6242
2022-02-08 11:00 | 1 | 0.23274 | 0.42 | 44.62
2022-02-08 12:00 | 1 | 0.19267 | 0.55 | 56.4208
2022-02-08 13:00 | 1 | 0.16526 | 0.57 | 71.1517
2022-02-08 14:00 | 0.99819 | 0.17115 | 0.48 | 72.0333
2022-02-08 15:00 | 0.99265 | 0.20062 | 0.59 | 85.1
2022-02-08 16:00 | 0.95311 | 0.25439 | 0.59 | 85.9608
2022-02-08 17:00 | 0.90445 | 0.37107 | 0.61 | 96.78
2022-02-08 18:00 | 0.38543 | 0.54709 | 0.63 | 172.7992
2022-02-08 19:00 | 0 | 0.74392 | 0.64 | 164.58
2022-02-08 20:00 | 0 | 0.7329 | 0.64 | 115.2567
2022-02-08 21:00 | 0 | 0.83989 | 0.65 | 109.9433
2022-02-08 22:00 | 0 | 0.88061 | 0.66 | 100.2242
2022-02-08 23:00 | 0 | 0.83292 | 0.68 | 93.3967
2022-02-09 | 0 | 0.78538 | 0.7 | 93.055
2022-02-09 01:00 | 0 | 0.76139 | 0.67 | 101.7167
2022-02-09 02:00 | 0 | 0.6737 | 0.7 | 89.9275
2022-02-09 03:00 | 0 | 0.64396 | 0.66 | 87.0608
2022-02-09 04:00 | 0 | 0.66192 | 0.67 | 88.7658
2022-02-09 05:00 | 0 | 0.62504 | 0.67 | 90.73
2022-02-09 06:00 | 0.0017229 | 0.66356 | 0.64 | 87.9667
2022-02-09 07:00 | 0.34831 | 0.51548 | 0.57 | 67.4742
2022-02-09 08:00 | 0.90661 | 0.66183 | 0.55 | 58.0833
2022-02-09 09:00 | 0.8854 | 0.79752 | 0.54 | 34.6583
2022-02-09 10:00 | 0.86367 | 0.75867 | 0.53 | 32.5392
2022-02-09 11:00 | 0.60752 | 0.54746 | 0.53 | 46.92
2022-02-09 12:00 | 0.52975 | 0.40548 | 0.56 | 67.0142
2022-02-09 13:00 | 0.72264 | 0.38146 | 0.47 | 82.9633
2022-02-09 14:00 | 0.68286 | 0.42812 | 0.56 | 86.8492
2022-02-09 15:00 | 0.67596 | 0.52706 | 0.56 | 88.175
2022-02-09 16:00 | 0.68381 | 0.65335 | 0.57 | 90.1275
2022-02-09 17:00 | 0.71496 | 0.75169 | 0.55 | 103.4258
2022-02-09 18:00 | 0.36369 | 0.87744 | 0.61 | 165.6067
2022-02-09 19:00 | 0 | 0.88395 | 0.6 | 150.8158
2022-02-09 20:00 | 0 | 0.83374 | 0.64 | 120.7992
2022-02-09 21:00 | 0 | 0.88699 | 0.65 | 116.6725
2022-02-09 22:00 | 0 | 0.89057 | 0.65 | 101.5925
2022-02-09 23:00 | 0 | 0.90595 | 0.68 | 92.0042
2022-02-10 | 0 | 0.8788 | 0.69 | 103.3708
2022-02-10 01:00 | 0 | 0.85371 | 0.69 | 94.315
2022-02-10 02:00 | 0 | 0.84149 | 0.69 | 90.625
2022-02-10 03:00 | 0 | 0.86267 | 0.69 | 90.8433
2022-02-10 04:00 | 0 | 0.8589 | 0.69 | 98.7317
2022-02-10 05:00 | 0 | 0.82142 | 0.7 | 121.5475
2022-02-10 06:00 | 0.0013346 | 0.76048 | 0.68 | 108.3383
2022-02-10 07:00 | 0.3422 | 0.55042 | 0.6 | 74.475
2022-02-10 08:00 | 0.82307 | 0.83563 | 0.56 | 64.7992
2022-02-10 09:00 | 0.90561 | 0.90769 | 0.54 | 55.4275
2022-02-10 10:00 | 0.81854 | 0.89656 | 0.54 | 40.6558
2022-02-10 11:00 | 0.7055 | 0.83769 | 0.54 | 56.19
2022-02-10 12:00 | 0.77797 | 0.79605 | 0.55 | 75.8592
2022-02-10 13:00 | 0.76772 | 0.76984 | 0.54 | 85.7125
2022-02-10 14:00 | 0.74979 | 0.78374 | 0.55 | 93.8733
2022-02-10 15:00 | 0.76755 | 0.8309 | 0.6 | 110.2133
2022-02-10 16:00 | 0.8203 | 0.82005 | 0.56 | 99.2192
2022-02-10 17:00 | 0.62484 | 0.81564 | 0.55 | 116.2442
2022-02-10 18:00 | 0.27026 | 0.76894 | 0.61 | 160.735
2022-02-10 19:00 | 0 | 0.80837 | 0.61 | 118.3875
2022-02-10 20:00 | 0 | 0.87065 | 0.63 | 117.0217
2022-02-10 21:00 | 0 | 0.8403 | 0.64 | 100.295
2022-02-10 22:00 | 0 | 0.8266 | 0.65 | 94.3525
2022-02-10 23:00 | 0 | 0.847 | 0.67 | 90.6383
2022-02-11 | 0 | 0.82198 | 0.68 | 91.105
2022-02-11 01:00 | 0 | 0.76608 | 0.7 | 91.2458
2022-02-11 02:00 | 0 | 0.77786 | 0.7 | 90.72
2022-02-11 03:00 | 0 | 0.79342 | 0.71 | 90.0883
2022-02-11 04:00 | 0 | 0.77645 | 0.71 | 90.73
2022-02-11 05:00 | 0 | 0.71958 | 0.71 | 102.9683
2022-02-11 06:00 | 0.00093481 | 0.72412 | 0.69 | 93.165
2022-02-11 07:00 | 0.41378 | 0.60616 | 0.61 | 68.7783
2022-02-11 08:00 | 0.93036 | 0.51687 | 0.57 | 58.9575
2022-02-11 09:00 | 0.99589 | 0.40517 | 0.6 | 63.2583
2022-02-11 10:00 | 1 | 0.32328 | 0.56 | 73.6775
2022-02-11 11:00 | 1 | 0.30373 | 0.56 | 79.8675
2022-02-11 12:00 | 0.9913 | 0.43015 | 0.56 | 76.9917
2022-02-11 13:00 | 0.9673 | 0.53076 | 0.56 | 74.3608
2022-02-11 14:00 | 0.83741 | 0.51103 | 0.58 | 84.5275
2022-02-11 15:00 | 0.87694 | 0.42753 | 0.55 | 86.2558
2022-02-11 16:00 | 0.97247 | 0.35364 | 0.53 | 87.6925
2022-02-11 17:00 | 0.7491 | 0.2178 | 0.57 | 95.6642
2022-02-11 18:00 | 0.31087 | 0.051519 | 0.63 | 164.0383
2022-02-11 19:00 | 0 | 0.002595 | 0.6 | 117.9
2022-02-11 20:00 | 0 | 0.16811 | 0.65 | 117.8458
2022-02-11 21:00 | 0 | 0.53189 | 0.6 | 96.5375
2022-02-11 22:00 | 0 | 0.72524 | 0.64 | 85.2458
2022-02-11 23:00 | 0 | 0.64395 | 0.67 | 78.065
2022-02-12 | 0 | 0.47279 | 0.7 | 87.1317
2022-02-12 01:00 | 0 | 0.30124 | 0.68 | 73.7867
2022-02-12 02:00 | 0 | 0.16201 | 0.69 | 73.5633
2022-02-12 03:00 | 0 | 0.081687 | 0.68 | 69.0783
2022-02-12 04:00 | 0 | 0.053158 | 0.68 | 70.13
2022-02-12 05:00 | 0 | 0.024335 | 0.69 | 80.775
2022-02-12 06:00 | 0.00048245 | 0.008731 | 0.67 | 71.3417
2022-02-12 07:00 | 0.39837 | 0.003611 | 0.59 | 57.4242
2022-02-12 08:00 | 0.90094 | 0.001016 | 0.55 | 37.1425
2022-02-12 09:00 | 0.97416 | 0.001484 | 0.46 | 48.4583
2022-02-12 10:00 | 0.98539 | 0.001321 | 0.56 | 66.2283
2022-02-12 11:00 | 0.97232 | 0.013753 | 0.55 | 59.8525
2022-02-12 12:00 | 0.9858 | 0.022261 | 0.57 | 71.8758
2022-02-12 13:00 | 0.91206 | 0.016388 | 0.57 | 76.0083
2022-02-12 14:00 | 0.98443 | 0.009497 | 0.58 | 73.2308
2022-02-12 15:00 | 0.9947 | 0.036369 | 0.51 | 81.3358
2022-02-12 16:00 | 0.98252 | 0.10132 | 0.54 | 70.1583
2022-02-12 17:00 | 0.89187 | 0.050537 | 0.59 | 81.8717
2022-02-12 18:00 | 0.37181 | 0.060779 | 0.64 | 178.855
2022-02-12 19:00 | 0 | 0.2048 | 0.65 | 150.115
2022-02-12 20:00 | 0 | 0.25712 | 0.65 | 100.8475
2022-02-12 21:00 | 0 | 0.35021 | 0.66 | 88.26
2022-02-12 22:00 | 0 | 0.42773 | 0.65 | 85.6692
2022-02-12 23:00 | 0 | 0.47589 | 0.67 | 80.5808
2022-02-13 | 0 | 0.45676 | 0.67 | 79.8533
2022-02-13 01:00 | 0 | 0.38679 | 0.68 | 74.5667
2022-02-13 02:00 | 0 | 0.2791 | 0.68 | 68.5858
2022-02-13 03:00 | 0 | 0.18052 | 0.68 | 67.0192
2022-02-13 04:00 | 0 | 0.12659 | 0.67 | 68.2183
2022-02-13 05:00 | 0 | 0.14531 | 0.68 | 65.095
2022-02-13 06:00 | 0.00048532 | 0.17123 | 0.6 | 42.66
2022-02-13 07:00 | 0.39244 | 0.090022 | 0.56 | 7.7308
2022-02-13 08:00 | 0.89256 | 0.022145 | 0.52 | 5.9592
2022-02-13 09:00 | 0.97902 | 0.009672 | 0.5 | 14.2317
2022-02-13 10:00 | 0.99546 | 0.010511 | 0.42 | 17.5667
2022-02-13 11:00 | 0.99816 | 0.022455 | 0.52 | 16.6167
2022-02-13 12:00 | 0.99062 | 0.037793 | 0.53 | 34.5575
2022-02-13 13:00 | 0.99306 | 0.056225 | 0.44 | 46.3767
2022-02-13 14:00 | 0.9988 | 0.066461 | 0.55 | 49.4542
2022-02-13 15:00 | 0.99517 | 0.071365 | 0.57 | 67.1583
2022-02-13 16:00 | 0.9809 | 0.091943 | 0.5 | 71.355
2022-02-13 17:00 | 0.87722 | 0.12217 | 0.57 | 82.4392
2022-02-13 18:00 | 0.36335 | 0.30399 | 0.64 | 195.6592
2022-02-13 19:00 | 0 | 0.5497 | 0.6 | 131.205
2022-02-13 20:00 | 0 | 0.53671 | 0.64 | 106.9075
2022-02-13 21:00 | 0 | 0.5689 | 0.65 | 96.7742
2022-02-13 22:00 | 0 | 0.45761 | 0.65 | 90.4175
2022-02-13 23:00 | 0 | 0.38684 | 0.68 | 92.4683
2022-02-14 | 0 | 0.41635 | 0.68 | 93.5483
2022-02-14 01:00 | 0 | 0.43769 | 0.68 | 87.0108
2022-02-14 02:00 | 0 | 0.42234 | 0.69 | 86.3025
2022-02-14 03:00 | 0 | 0.38067 | 0.7 | 80.7367
2022-02-14 04:00 | 0 | 0.32179 | 0.68 | 80.16
2022-02-14 05:00 | 0 | 0.2481 | 0.68 | 89.2417
2022-02-14 06:00 | 0 | 0.19289 | 0.65 | 85.3
2022-02-14 07:00 | 0.35318 | 0.14774 | 0.57 | 66.6458
2022-02-14 08:00 | 0.85483 | 0.044661 | 0.55 | 62.5058
2022-02-14 09:00 | 0.97528 | 0.10497 | 0.54 | 66.0758
2022-02-14 10:00 | 0.98415 | 0.14151 | 0.56 | 72.1908
2022-02-14 11:00 | 0.99402 | 0.11413 | 0.49 | 80.7367
2022-02-14 12:00 | 0.98768 | 0.10358 | 0.58 | 86.6958
2022-02-14 13:00 | 0.9875 | 0.13577 | 0.58 | 86.1633
2022-02-14 14:00 | 0.98372 | 0.19348 | 0.51 | 86.9642
2022-02-14 15:00 | 0.98761 | 0.21209 | 0.56 | 94.1775
2022-02-14 16:00 | 0.95962 | 0.1729 | 0.58 | 94.3483
2022-02-14 17:00 | 0.77073 | 0.092991 | 0.59 | 102.9267
2022-02-14 18:00 | 0.29811 | 0.089634 | 0.62 | 122.2742
2022-02-14 19:00 | 0 | 0.24371 | 0.64 | 126.4542
2022-02-14 20:00 | 0 | 0.34617 | 0.63 | 96.3858
2022-02-14 21:00 | 0 | 0.45591 | 0.64 | 94.1608
2022-02-14 22:00 | 0 | 0.51798 | 0.64 | 108.0792
2022-02-14 23:00 | 0 | 0.55266 | 0.67 | 95.4258
2022-02-15 | 0 | 0.58908 | 0.68 | 97.1867
2022-02-15 01:00 | 0 | 0.62787 | 0.7 | 88.2775
2022-02-15 02:00 | 0 | 0.5675 | 0.68 | 82.615
2022-02-15 03:00 | 0 | 0.36133 | 0.68 | 83.12
2022-02-15 04:00 | 0 | 0.22669 | 0.69 | 89.8392
2022-02-15 05:00 | 0 | 0.17902 | 0.69 | 111.3042
2022-02-15 06:00 | 0 | 0.22527 | 0.67 | 121.8092
2022-02-15 07:00 | 0.28716 | 0.21122 | 0.6 | 87.2525
2022-02-15 08:00 | 0.6865 | 0.24844 | 0.59 | 80.2475
2022-02-15 09:00 | 0.95977 | 0.35082 | 0.59 | 100.5125
2022-02-15 10:00 | 0.99181 | 0.48939 | 0.59 | 104.9442
2022-02-15 11:00 | 0.99636 | 0.57943 | 0.59 | 102.5858
2022-02-15 12:00 | 0.99627 | 0.71671 | 0.59 | 98.9917
2022-02-15 13:00 | 0.99775 | 0.77638 | 0.6 | 100.3925
2022-02-15 14:00 | 0.99101 | 0.76886 | 0.6 | 91.4975
2022-02-15 15:00 | 0.9861 | 0.76895 | 0.61 | 116.6167
2022-02-15 16:00 | 0.88648 | 0.60719 | 0.57 | 100.2375
2022-02-15 17:00 | 0.63341 | 0.58019 | 0.6 | 125.675
2022-02-15 18:00 | 0.25904 | 0.57996 | 0.62 | 186.3483
2022-02-15 19:00 | 0 | 0.64806 | 0.62 | 157.0358
2022-02-15 20:00 | 0 | 0.66101 | 0.63 | 125.12
2022-02-15 21:00 | 0 | 0.73836 | 0.64 | 115.6817
2022-02-15 22:00 | 0 | 0.70166 | 0.65 | 115.9208
2022-02-15 23:00 | 0 | 0.53743 | 0.68 | 113.725
2022-02-16 | 0 | 0.43761 | 0.68 | 114.3058
2022-02-16 01:00 | 0 | 0.33384 | 0.68 | 98.025
2022-02-16 02:00 | 0 | 0.25058 | 0.69 | 93.4717
2022-02-16 03:00 | 0 | 0.14125 | 0.68 | 91.2425
2022-02-16 04:00 | 0 | 0.16826 | 0.69 | 96.0408
2022-02-16 05:00 | 0 | 0.26423 | 0.69 | 116.2075
2022-02-16 06:00 | 0 | 0.23822 | 0.67 | 118.03
2022-02-16 07:00 | 0.31507 | 0.27122 | 0.58 | 84.6067
2022-02-16 08:00 | 0.84337 | 0.52065 | 0.58 | 83.2908
2022-02-16 09:00 | 0.94607 | 0.53141 | 0.51 | 81.8392
2022-02-16 10:00 | 0.85793 | 0.33984 | 0.58 | 91.255
2022-02-16 11:00 | 0.77118 | 0.25159 | 0.49 | 83.4542
2022-02-16 12:00 | 0.7902 | 0.24337 | 0.6 | 95.7542
2022-02-16 13:00 | 0.88763 | 0.21638 | 0.6 | 86.7117
2022-02-16 14:00 | 0.85338 | 0.2164 | 0.54 | 100.515
2022-02-16 15:00 | 0.92306 | 0.25604 | 0.55 | 153.7125
2022-02-16 16:00 | 0.7936 | 0.46711 | 0.57 | 129.4375
2022-02-16 17:00 | 0.3925 | 0.59482 | 0.6 | 120.2058
2022-02-16 18:00 | 0.045926 | 0.56046 | 0.63 | 178.4592
2022-02-16 19:00 | 0 | 0.38021 | 0.62 | 142.065
2022-02-16 20:00 | 0 | 0.46152 | 0.62 | 118.8167
2022-02-16 21:00 | 0 | 0.55968 | 0.63 | 117.0275
2022-02-16 22:00 | 0 | 0.64497 | 0.6 | 109.6542
2022-02-16 23:00 | 0 | 0.61215 | 0.67 | 91.665
2022-02-17 | 0 | 0.61558 | 0.68 | 96.2408
2022-02-17 01:00 | 0 | 0.58642 | 0.7 | 92.0125
2022-02-17 02:00 | 0 | 0.60111 | 0.69 | 90.5933
2022-02-17 03:00 | 0 | 0.5889 | 0.7 | 89.9492
2022-02-17 04:00 | 0 | 0.53341 | 0.71 | 98.6308
2022-02-17 05:00 | 0 | 0.43683 | 0.7 | 112.7692
2022-02-17 06:00 | 0 | 0.40592 | 0.69 | 118.8733
2022-02-17 07:00 | 0.32737 | 0.30745 | 0.64 | 76.6158
2022-02-17 08:00 | 0.80853 | 0.30929 | 0.63 | 76.8475
2022-02-17 09:00 | 0.92878 | 0.32941 | 0.61 | 67.7192
2022-02-17 10:00 | 0.93633 | 0.29216 | 0.61 | 73.5833
2022-02-17 11:00 | 0.95786 | 0.15555 | 0.49 | 78.6458
2022-02-17 12:00 | 0.97487 | 0.081924 | 0.58 | 79.7458
2022-02-17 13:00 | 0.91323 | 0.072125 | 0.58 | 87.8058
2022-02-17 14:00 | 0.84558 | 0.078704 | 0.59 | 94.9375
2022-02-17 15:00 | 0.91438 | 0.082405 | 0.51 | 205.0117
2022-02-17 16:00 | 0.68093 | 0.11698 | 0.59 | 71.9308
2022-02-17 17:00 | 0.5126 | 0.24699 | 0.6 | 87.8042
2022-02-17 18:00 | 0.14057 | 0.59662 | 0.61 | 250.4867
2022-02-17 19:00 | 0 | 0.80977 | 0.61 | 148.415
2022-02-17 20:00 | 0 | 0.75291 | 0.62 | 116.7867
2022-02-17 21:00 | 0 | 0.73303 | 0.63 | 133.3967
2022-02-17 22:00 | 0 | 0.75094 | 0.64 | 137.0808
2022-02-17 23:00 | 0 | 0.7151 | 0.68 | 140.4275
2022-02-18 | 0 | 0.6477 | 0.7 | 207.3608
2022-02-18 01:00 | 0 | 0.54021 | 0.7 | 128.6858
2022-02-18 02:00 | 0 | 0.38027 | 0.7 | 103.8633
2022-02-18 03:00 | 0 | 0.26581 | 0.71 | 93.2067
2022-02-18 04:00 | 0 | 0.16435 | 0.71 | 108.8017
2022-02-18 05:00 | 0 | 0.11952 | 0.71 | 159.0317
2022-02-18 06:00 | 0 | 0.13728 | 0.69 | 121.4658
2022-02-18 07:00 | 0.3985 | 0.134 | 0.61 | 73.2242
2022-02-18 08:00 | 0.90678 | 0.080943 | 0.51 | 71.7992
2022-02-18 09:00 | 1 | 0.16348 | 0.57 | 71.3333
2022-02-18 10:00 | 0.97477 | 0.17536 | 0.47 | 67.6608
2022-02-18 11:00 | 0.93162 | 0.17541 | 0.58 | 69.2717
2022-02-18 12:00 | 0.84209 | 0.18576 | 0.59 | 70.1133
2022-02-18 13:00 | 0.88493 | 0.16757 | 0.59 | 71.3225
2022-02-18 14:00 | 0.87746 | 0.15053 | 0.59 | 80.6925
2022-02-18 15:00 | 0.53119 | 0.12754 | 0.58 | 119.9617
2022-02-18 16:00 | 0.55463 | 0.16692 | 0.6 | 105.6675
2022-02-18 17:00 | 0.3072 | 0.2327 | 0.62 | 122.85
2022-02-18 18:00 | 0.039041 | 0.37204 | 0.62 | 132.755
2022-02-18 19:00 | 0 | 0.55858 | 0.63 | 113.6608
2022-02-18 20:00 | 0 | 0.62335 | 0.64 | 94.4825
2022-02-18 21:00 | 0 | 0.57143 | 0.65 | 87.9442
2022-02-18 22:00 | 0 | 0.4163 | 0.65 | 77.045
2022-02-18 23:00 | 0 | 0.37933 | 0.7 | 77.7917
2022-02-19 | 0 | 0.26712 | 0.71 | 83.1542
2022-02-19 01:00 | 0 | 0.1785 | 0.71 | 72.8367
2022-02-19 02:00 | 0 | 0.1348 | 0.71 | 69.3225
2022-02-19 03:00 | 0 | 0.10274 | 0.72 | 68.1058
2022-02-19 04:00 | 0 | 0.067123 | 0.73 | 72.4692
2022-02-19 05:00 | 0 | 0.066905 | 0.73 | 82.0175
2022-02-19 06:00 | 0 | 0.073378 | 0.71 | 69.8558
2022-02-19 07:00 | 0.36997 | 0.078632 | 0.59 | 48.2642
2022-02-19 08:00 | 0.75624 | 0.01777 | 0.6 | 43.7383
2022-02-19 09:00 | 0.94341 | 0.026011 | 0.5 | 48.4792
2022-02-19 10:00 | 0.9711 | 0.024252 | 0.58 | 52.8242
2022-02-19 11:00 | 0.88511 | 0.032051 | 0.57 | 43.7583
2022-02-19 12:00 | 0.85732 | 0.085717 | 0.57 | 38.6842
2022-02-19 13:00 | 0.94463 | 0.21983 | 0.57 | 62.1808
2022-02-19 14:00 | 0.85583 | 0.2245 | 0.56 | 54.5808
2022-02-19 15:00 | 0.85545 | 0.20029 | 0.49 | 59.7808
2022-02-19 16:00 | 0.57964 | 0.27216 | 0.57 | 65.2017
2022-02-19 17:00 | 0.48799 | 0.56351 | 0.59 | 79.1908
2022-02-19 18:00 | 0.18641 | 0.76672 | 0.62 | 102.3358
2022-02-19 19:00 | 0 | 0.76529 | 0.6 | 95.7008
2022-02-19 20:00 | 0 | 0.65221 | 0.64 | 90.7692
2022-02-19 21:00 | 0 | 0.56969 | 0.65 | 90.77
2022-02-19 22:00 | 0 | 0.42888 | 0.66 | 100.7092
2022-02-19 23:00 | 0 | 0.25081 | 0.68 | 101.1908
2022-02-20 | 0 | 0.1256 | 0.7 | 108.1017
2022-02-20 01:00 | 0 | 0.040056 | 0.7 | 92.1383
2022-02-20 02:00 | 0 | 0.007027 | 0.7 | 89.1108
2022-02-20 03:00 | 0 | 0.010764 | 0.71 | 92.73
2022-02-20 04:00 | 0 | 0.036547 | 0.71 | 101.7825
2022-02-20 05:00 | 0 | 0.055907 | 0.71 | 96.6017
2022-02-20 06:00 | 0 | 0.081403 | 0.69 | 85.9008
2022-02-20 07:00 | 0.32389 | 0.074086 | 0.61 | 60.2658
2022-02-20 08:00 | 0.78122 | 0.029501 | 0.58 | 29.1708
2022-02-20 09:00 | 0.94468 | 0.048103 | 0.58 | 47.2433
2022-02-20 10:00 | 1 | 0.097279 | 0.49 | 33.9433
2022-02-20 11:00 | 0.97924 | 0.21738 | 0.43 | 39.8992
2022-02-20 12:00 | 0.91655 | 0.31457 | 0.49 | 32.3617
2022-02-20 13:00 | 0.81201 | 0.44126 | 0.43 | 39.11
2022-02-20 14:00 | 0.75847 | 0.4189 | 0.5 | 67.6158
2022-02-20 15:00 | 0.68711 | 0.50757 | 0.45 | 73.7633
2022-02-20 16:00 | 0.50976 | 0.63811 | 0.5 | 73.1108
2022-02-20 17:00 | 0.38577 | 0.76442 | 0.61 | 165.5333
2022-02-20 18:00 | 0.15035 | 0.82108 | 0.6 | 268.675
2022-02-20 19:00 | 0 | 0.83683 | 0.61 | 119.3058
2022-02-20 20:00 | 0 | 0.77298 | 0.6 | 139.2058
2022-02-20 21:00 | 0 | 0.81905 | 0.65 | 113.4375
2022-02-20 22:00 | 0 | 0.75434 | 0.65 | 98.0358
2022-02-20 23:00 | 0 | 0.68474 | 0.67 | 103.0942
2022-02-21 | 0 | 0.66576 | 0.68 | 100.2192
2022-02-21 01:00 | 0 | 0.69087 | 0.69 | 88.83
2022-02-21 02:00 | 0 | 0.67765 | 0.7 | 87.8208
2022-02-21 03:00 | 0 | 0.60569 | 0.7 | 90.1067
2022-02-21 04:00 | 0 | 0.52852 | 0.71 | 90.6458
2022-02-21 05:00 | 0 | 0.53275 | 0.7 | 99.7817
2022-02-21 06:00 | 0 | 0.51747 | 0.68 | 103.7742
2022-02-21 07:00 | 0.11271 | 0.51503 | 0.6 | 70.8175
2022-02-21 08:00 | 0.3554 | 0.45372 | 0.58 | 69.355
2022-02-21 09:00 | 0.44266 | 0.49379 | 0.58 | 82.1217
2022-02-21 10:00 | 0.58298 | 0.45367 | 0.49 | 87.9933
2022-02-21 11:00 | 0.6082 | 0.50181 | 0.58 | 94.8567
2022-02-21 12:00 | 0.46718 | 0.62279 | 0.58 | 98.79
2022-02-21 13:00 | 0.38152 | 0.74214 | 0.59 | 113.77
2022-02-21 14:00 | 0.38402 | 0.71567 | 0.58 | 1355.7258
2022-02-21 15:00 | 0.29283 | 0.59304 | 0.58 | 201.335
2022-02-21 16:00 | 0.40369 | 0.6035 | 0.57 | 127.5525
2022-02-21 17:00 | 0.18839 | 0.61669 | 0.58 | 106.1083
2022-02-21 18:00 | 0.13311 | 0.61442 | 0.61 | 125.0967
2022-02-21 19:00 | 0 | 0.64148 | 0.61 | 127.2542
2022-02-21 20:00 | 0 | 0.78586 | 0.63 | 167.3258
2022-02-21 21:00 | 0 | 0.78463 | 0.6 | 112.3733
2022-02-21 22:00 | 0 | 0.78693 | 0.66 | 101.45
2022-02-21 23:00 | 0 | 0.76317 | 0.68 | 92.8967
2022-02-22 | 0 | 0.73686 | 0.69 | 92.7075
2022-02-22 01:00 | 0 | 0.73108 | 0.69 | 92.0258
2022-02-22 02:00 | 0 | 0.69559 | 0.69 | 90.73
2022-02-22 03:00 | 0 | 0.64496 | 0.69 | 90.72
2022-02-22 04:00 | 0 | 0.5987 | 0.69 | 90.3792
2022-02-22 05:00 | 0 | 0.51659 | 0.69 | 103.6375
2022-02-22 06:00 | 0 | 0.44267 | 0.67 | 109.03
2022-02-22 07:00 | 0.18801 | 0.31602 | 0.6 | 86.0733
2022-02-22 08:00 | 0.45756 | 0.66882 | 0.59 | 105.8967
2022-02-22 09:00 | 0.66475 | 0.73487 | 0.51 | 95.5758
2022-02-22 10:00 | 0.61114 | 0.61926 | 0.58 | 98.1608
2022-02-22 11:00 | 0.59198 | 0.52103 | 0.59 | 104.6525
2022-02-22 12:00 | 0.69697 | 0.43932 | 0.51 | 113.155
2022-02-22 13:00 | 0.62428 | 0.31641 | 0.6 | 127.0667
2022-02-22 14:00 | 0.53514 | 0.374 | 0.58 | 85.4908
2022-02-22 15:00 | 0.52091 | 0.31559 | 0.5 | 101.3633
2022-02-22 16:00 | 0.29135 | 0.32098 | 0.57 | 88.8658
2022-02-22 17:00 | 0.28312 | 0.36494 | 0.6 | 110.5417
2022-02-22 18:00 | 0.03223 | 0.42024 | 0.63 | 170.2967
2022-02-22 19:00 | 0 | 0.36129 | 0.63 | 133.5367
2022-02-22 20:00 | 0 | 0.47766 | 0.63 | 114.8433
2022-02-22 21:00 | 0 | 0.53165 | 0.65 | 116.3675
2022-02-22 22:00 | 0 | 0.61035 | 0.66 | 111.135
2022-02-22 23:00 | 0 | 0.55928 | 0.68 | 110.7233
2022-02-23 | 0 | 0.44191 | 0.69 | 98.5017
2022-02-23 01:00 | 0 | 0.44797 | 0.69 | 92.3308
2022-02-23 02:00 | 0 | 0.47925 | 0.69 | 89.435
2022-02-23 03:00 | 0 | 0.49277 | 0.69 | 85.3208
2022-02-23 04:00 | 0 | 0.56096 | 0.69 | 89.8692
2022-02-23 05:00 | 0 | 0.57655 | 0.69 | 106.6017
2022-02-23 06:00 | 0 | 0.63444 | 0.69 | 156.3567
2022-02-23 07:00 | 0.33975 | 0.55092 | 0.64 | 114.1308
2022-02-23 08:00 | 0.86858 | 0.76876 | 0.59 | 77.0658
2022-02-23 09:00 | 0.97104 | 0.76317 | 0.59 | 76.965
2022-02-23 10:00 | 0.82194 | 0.55791 | 0.58 | 72.8333
2022-02-23 11:00 | 0.73507 | 0.47597 | 0.59 | 83.3142
2022-02-23 12:00 | 0.7559 | 0.42253 | 0.59 | 88.2992
2022-02-23 13:00 | 0.67579 | 0.40282 | 0.59 | 87.5517
2022-02-23 14:00 | 0.72523 | 0.31701 | 0.52 | 96.1725
2022-02-23 15:00 | 0.6151 | 0.30372 | 0.6 | 105.7625
2022-02-23 16:00 | 0.80128 | 0.27622 | 0.57 | 109.605
2022-02-23 17:00 | 0.66088 | 0.20737 | 0.6 | 124.7417
2022-02-23 18:00 | 0.29831 | 0.1119 | 0.64 | 241.1392
2022-02-23 19:00 | 0 | 0.14228 | 0.7 | 147.3825
2022-02-23 20:00 | 0 | 0.20793 | 0.66 | 122.1917
2022-02-23 21:00 | 0 | 0.25336 | 0.66 | 102.54
2022-02-23 22:00 | 0 | 0.40732 | 0.66 | 94.0308
2022-02-23 23:00 | 0 | 0.4743 | 0.69 | 101.0158
2022-02-24 | 0 | 0.5889 | 0.69 | 93.2883
2022-02-24 01:00 | 0 | 0.67231 | 0.71 | 106.2033
2022-02-24 02:00 | 0 | 0.69893 | 0.71 | 100.0333
2022-02-24 03:00 | 0 | 0.66548 | 0.7 | 102.8775
2022-02-24 04:00 | 0 | 0.66577 | 0.7 | 99.17
2022-02-24 05:00 | 0 | 0.63416 | 0.69 | 110.4025
2022-02-24 06:00 | 0 | 0.6736 | 0.69 | 147.2575
2022-02-24 07:00 | 0.38032 | 0.65728 | 0.64 | 124.2875
2022-02-24 08:00 | 0.90464 | 0.72473 | 0.58 | 109.6975
2022-02-24 09:00 | 0.98983 | 0.79877 | 0.52 | 105.4967
2022-02-24 10:00 | 0.94481 | 0.85853 | 0.54 | 96.9583
2022-02-24 11:00 | 0.7568 | 0.75271 | 0.59 | 81.36
2022-02-24 12:00 | 0.63476 | 0.63659 | 0.59 | 81.9308
2022-02-24 13:00 | 0.60113 | 0.51046 | 0.48 | 101.205
2022-02-24 14:00 | 0.42624 | 0.3958 | 0.6 | 81.1083
2022-02-24 15:00 | 0.52527 | 0.67766 | 0.54 | 83.1508
2022-02-24 16:00 | 0.28957 | 0.80744 | 0.55 | 90.9567
2022-02-24 17:00 | 0.31841 | 0.49021 | 0.6 | 109.2875
2022-02-24 18:00 | 0.048853 | 0.47694 | 0.63 | 148.3525
2022-02-24 19:00 | 0 | 0.51906 | 0.64 | 115.6217
2022-02-24 20:00 | 0 | 0.5202 | 0.65 | 100.4825
2022-02-24 21:00 | 0 | 0.57354 | 0.67 | 103.3558
2022-02-24 22:00 | 0 | 0.64629 | 0.69 | 105.4258
2022-02-24 23:00 | 0 | 0.69545 | 0.72 | 102.5275
2022-02-25 | 0 | 0.69224 | 0.72 | 96.3058
2022-02-25 01:00 | 0 | 0.72582 | 0.7 | 83.32
2022-02-25 02:00 | 0 | 0.70369 | 0.7 | 76.2392
2022-02-25 03:00 | 0 | 0.64424 | 0.7 | 83.0058
2022-02-25 04:00 | 0 | 0.64148 | 0.69 | 73.0767
2022-02-25 05:00 | 0 | 0.63075 | 0.68 | 90.7025
2022-02-25 06:00 | 0 | 0.68044 | 0.68 | 141.925
2022-02-25 07:00 | 0.37926 | 0.56165 | 0.64 | 126.7192
2022-02-25 08:00 | 0.90848 | 0.66338 | 0.62 | 132.0467
2022-02-25 09:00 | 0.99353 | 0.72958 | 0.6 | 187.2408
2022-02-25 10:00 | 1 | 0.76957 | 0.6 | 105.0142
2022-02-25 11:00 | 0.91248 | 0.63019 | 0.56 | 97.415
2022-02-25 12:00 | 0.82403 | 0.51917 | 0.59 | 95.5417
2022-02-25 13:00 | 0.79901 | 0.48452 | 0.56 | 82.5508
2022-02-25 14:00 | 0.79647 | 0.43611 | 0.62 | 113.3058
2022-02-25 15:00 | 0.96967 | 0.45861 | 0.61 | 119.1567
2022-02-25 16:00 | 0.9386 | 0.42747 | 0.64 | 122.58
2022-02-25 17:00 | 0.85191 | 0.45609 | 0.64 | 144.5383
2022-02-25 18:00 | 0.25991 | 0.47602 | 0.7 | 116.3208
2022-02-25 19:00 | 0 | 0.65505 | 0.66 | 124.2392
2022-02-25 20:00 | 0 | 0.67822 | 0.67 | 97.7775
2022-02-25 21:00 | 0 | 0.6577 | 0.67 | 82.1125
2022-02-25 22:00 | 0 | 0.6508 | 0.68 | 71.955
2022-02-25 23:00 | 0 | 0.65417 | 0.68 | 67.9575
2022-02-26 | 0 | 0.64665 | 0.69 | 80.3583
2022-02-26 01:00 | 0 | 0.61238 | 0.7 | 71.9058
2022-02-26 02:00 | 0 | 0.58516 | 0.69 | 67.8
2022-02-26 03:00 | 0 | 0.56762 | 0.71 | 70.3792
2022-02-26 04:00 | 0 | 0.52109 | 0.7 | 67.9775
2022-02-26 05:00 | 0 | 0.56298 | 0.69 | 70.4
2022-02-26 06:00 | 0 | 0.52301 | 0.68 | 82.35
2022-02-26 07:00 | 0.38536 | 0.47651 | 0.62 | 69.8417
2022-02-26 08:00 | 0.91892 | 0.5493 | 0.6 | 79.6433
2022-02-26 09:00 | 0.99363 | 0.57443 | 0.54 | 82.035
2022-02-26 10:00 | 0.96593 | 0.5884 | 0.51 | 67.4833
2022-02-26 11:00 | 0.82096 | 0.41325 | 0.5 | 74.5608
2022-02-26 12:00 | 0.81227 | 0.32677 | 0.5 | 70.71
2022-02-26 13:00 | 0.80016 | 0.28184 | 0.5 | 70.885
2022-02-26 14:00 | 0.736 | 0.2648 | 0.5 | 85.155
2022-02-26 15:00 | 0.67062 | 0.27958 | 0.53 | 75.81
2022-02-26 16:00 | 0.73012 | 0.28545 | 0.55 | 66.5892
2022-02-26 17:00 | 0.74905 | 0.40298 | 0.6 | 88.4742
2022-02-26 18:00 | 0.26882 | 0.53703 | 0.65 | 107.8133
2022-02-26 19:00 | 0 | 0.67319 | 0.67 | 100.3292
2022-02-26 20:00 | 0 | 0.7787 | 0.67 | 90.3358
2022-02-26 21:00 | 0 | 0.81761 | 0.69 | 84.4325
2022-02-26 22:00 | 0 | 0.8211 | 0.7 | 76.225
2022-02-26 23:00 | 0 | 0.77945 | 0.71 | 72.8933
2022-02-27 | 0 | 0.68664 | 0.72 | 71.575
2022-02-27 01:00 | 0 | 0.60246 | 0.73 | 69.4008
2022-02-27 02:00 | 0 | 0.51475 | 0.74 | 79.0717
2022-02-27 03:00 | 0 | 0.46051 | 0.7 | 74.9017
2022-02-27 04:00 | 0 | 0.35631 | 0.74 | 71.1425
2022-02-27 05:00 | 0 | 0.27315 | 0.74 | 71.1592
2022-02-27 06:00 | 0 | 0.28588 | 0.72 | 63.9967
2022-02-27 07:00 | 0.35177 | 0.24677 | 0.6 | 52.5158
2022-02-27 08:00 | 0.87962 | 0.16482 | 0.6 | 60.6683
2022-02-27 09:00 | 0.99041 | 0.22579 | 0.59 | 68.2208
2022-02-27 10:00 | 0.99452 | 0.21613 | 0.55 | 67.2233
2022-02-27 11:00 | 0.88904 | 0.1974 | 0.55 | 56.5967
2022-02-27 12:00 | 0.92593 | 0.19783 | 0.57 | 58.9108
2022-02-27 13:00 | 0.84784 | 0.2295 | 0.53 | 67.0742
2022-02-27 14:00 | 0.79987 | 0.22795 | 0.58 | 72.5583
2022-02-27 15:00 | 0.73902 | 0.26091 | 0.55 | 75.7875
2022-02-27 16:00 | 0.66089 | 0.37739 | 0.59 | 77.5208
2022-02-27 17:00 | 0.53752 | 0.60727 | 0.64 | 90.3775
2022-02-27 18:00 | 0.14647 | 0.7265 | 0.68 | 150.4983
2022-02-27 19:00 | 0 | 0.72764 | 0.7 | 126.1042
2022-02-27 20:00 | 0 | 0.70529 | 0.7 | 95.9892
2022-02-27 21:00 | 0 | 0.6708 | 0.7 | 93.0942
2022-02-27 22:00 | 0 | 0.62184 | 0.7 | 95.365
2022-02-27 23:00 | 0 | 0.59693 | 0.71 | 87.8658
2022-02-28 | 0 | 0.54273 | 0.72 | 83.8475
2022-02-28 01:00 | 0 | 0.47332 | 0.7 | 72.4733
2022-02-28 02:00 | 0 | 0.36046 | 0.73 | 68.54
2022-02-28 03:00 | 0 | 0.23968 | 0.72 | 62.2892
2022-02-28 04:00 | 0 | 0.18788 | 0.71 | 65.6058
2022-02-28 05:00 | 0 | 0.18488 | 0.72 | 86.8825
2022-02-28 06:00 | 0 | 0.15545 | 0.7 | 95.2342
2022-02-28 07:00 | 0.23472 | 0.14013 | 0.6 | 71.2483
2022-02-28 08:00 | 0.61409 | 0.17735 | 0.6 | 62.0692
2022-02-28 09:00 | 0.9237 | 0.14259 | 0.59 | 66.7917
2022-02-28 10:00 | 0.99647 | 0.11462 | 0.59 | 69.6117
2022-02-28 11:00 | 0.77365 | 0.11274 | 0.6 | 79.6525
2022-02-28 12:00 | 0.74535 | 0.1403 | 0.58 | 81.0392
2022-02-28 13:00 | 0.56673 | 0.1809 | 0.57 | 64.4917
2022-02-28 14:00 | 0.54567 | 0.2339 | 0.6 | 59.5242
2022-02-28 15:00 | 0.35895 | 0.26157 | 0.52 | 69.37
2022-02-28 16:00 | 0.4052 | 0.29248 | 0.52 | 68.5542
2022-02-28 17:00 | 0.33146 | 0.34126 | 0.57 | 89.5625
2022-02-28 18:00 | 0.045995 | 0.48967 | 0.64 | 1377.0792
2022-02-28 19:00 | 0 | 0.58973 | 0.65 | 101.87
2022-02-28 20:00 | 0 | 0.45776 | 0.67 | 90.3133
2022-02-28 21:00 | 0 | 0.4043 | 0.68 | 80.4675
2022-02-28 22:00 | 0 | 0.34985 | 0.7 | 87.9325
2022-02-28 23:00 | 0 | 0.31767 | 0.71 | 80.6108
2022-03-01 | 0 | 0.28677 | 0.73 | 78.49
2022-03-01 01:00 | 0 | 0.24982 | 0.73 | 82.725
2022-03-01 02:00 | 0 | 0.17988 | 0.73 | 80.465
2022-03-01 03:00 | 0 | 0.097364 | 0.73 | 75.43
2022-03-01 04:00 | 0 | 0.049218 | 0.73 | 80.5875
2022-03-01 05:00 | 0 | 0.04715 | 0.72 | 91.0617
2022-03-01 06:00 | 0 | 0.042256 | 0.7 | 105.1167
2022-03-01 07:00 | 0.37033 | 0.028845 | 0.63 | 79.0575
2022-03-01 08:00 | 0.91048 | 0.009218 | 0.6 | 68.8117
2022-03-01 09:00 | 0.98517 | 0.004299 | 0.59 | 81.8867
2022-03-01 10:00 | 0.99377 | 0.003866 | 0.44 | 76.2833
2022-03-01 11:00 | 0.9935 | 0.011335 | 0.4 | 74.035
2022-03-01 12:00 | 1 | 0.022241 | 0.45 | 70.3525
2022-03-01 13:00 | 1 | 0.032288 | 0.6 | 67.4258
2022-03-01 14:00 | 0.99988 | 0.041687 | 0.59 | 68.9958
2022-03-01 15:00 | 0.99936 | 0.044955 | 0.58 | 70.8742
2022-03-01 16:00 | 0.9844 | 0.050248 | 0.6 | 83.2075
2022-03-01 17:00 | 0.88881 | 0.091718 | 0.6 | 120.9983
2022-03-01 18:00 | 0.11202 | 0.33249 | 0.65 | 144.0783
2022-03-01 19:00 | 0 | 0.65366 | 0.65 | 129.0275
2022-03-01 20:00 | 0 | 0.59086 | 0.66 | 108.0208
2022-03-01 21:00 | 0 | 0.50242 | 0.68 | 101.9892
2022-03-01 22:00 | 0 | 0.41631 | 0.69 | 94.5467
2022-03-01 23:00 | 0 | 0.3846 | 0.7 | 89.7917
2022-03-02 | 0 | 0.29513 | 0.72 | 91.8242
2022-03-02 01:00 | 0 | 0.20169 | 0.72 | 90.0825
2022-03-02 02:00 | 0 | 0.10946 | 0.72 | 75.4008
2022-03-02 03:00 | 0 | 0.025801 | 0.72 | 78.6833
2022-03-02 04:00 | 0 | 0.002492 | 0.71 | 84.2975
2022-03-02 05:00 | 0 | 0.004873 | 0.7 | 88.4583
2022-03-02 06:00 | 0 | 0.002309 | 0.7 | 101.3667
2022-03-02 07:00 | 0.37002 | 0.000583 | 0.64 | 82.7342
2022-03-02 08:00 | 0.86754 | 0.00065 | 0.6 | 77.4017
2022-03-02 09:00 | 0.94599 | 0.000805 | 0.6 | 74.3233
2022-03-02 10:00 | 0.97638 | 0.001235 | 0.59 | 91.4367
2022-03-02 11:00 | 0.9855 | 0.001707 | 0.5 | 72.0733
2022-03-02 12:00 | 0.97291 | 0.001653 | 0.58 | 61.5092
2022-03-02 13:00 | 0.98568 | 0.001845 | 0.59 | 66.8533
2022-03-02 14:00 | 0.97768 | 0.001282 | 0.58 | 75.3817
2022-03-02 15:00 | 0.98043 | 0.00147 | 0.59 | 82.8483
2022-03-02 16:00 | 0.97031 | 0.003157 | 0.59 | 104.4092
2022-03-02 17:00 | 0.87507 | 0.076508 | 0.61 | 109.4975
2022-03-02 18:00 | 0.10346 | 0.23325 | 0.63 | 158.92
2022-03-02 19:00 | 0 | 0.42229 | 0.6 | 138.8775
2022-03-02 20:00 | 0 | 0.4789 | 0.64 | 108.255
2022-03-02 21:00 | 0 | 0.4302 | 0.65 | 108.9575
2022-03-02 22:00 | 0 | 0.2082 | 0.66 | 92.8542
2022-03-02 23:00 | 0 | 0.054702 | 0.67 | 89.0475
2022-03-03 | 0 | 0.036077 | 0.68 | 87.32
2022-03-03 01:00 | 0 | 0.024374 | 0.68 | 74.8592
2022-03-03 02:00 | 0 | 0.002717 | 0.69 | 70.4933
2022-03-03 03:00 | 0 | 0.000211 | 0.69 | 68.2083
2022-03-03 04:00 | 0 | 0.001019 | 0.69 | 74.5808
2022-03-03 05:00 | 0 | 0.008311 | 0.69 | 90.59
2022-03-03 06:00 | 0 | 0.010581 | 0.69 | 119.5483
2022-03-03 07:00 | 0.21767 | 0.009739 | 0.64 | 96.5975
2022-03-03 08:00 | 0.33027 | 0.00469 | 0.6 | 78.0625
2022-03-03 09:00 | 0.62428 | 0.017931 | 0.6 | 80.795
2022-03-03 10:00 | 0.80844 | 0.020095 | 0.58 | 67.7117
2022-03-03 11:00 | 0.81135 | 0.002299 | 0.58 | 81.5308
2022-03-03 12:00 | 0.86808 | 0.001578 | 0.56 | 40.5217
2022-03-03 13:00 | 0.891 | 0.009774 | 0.56 | 37.2767
2022-03-03 14:00 | 0.88394 | 0.035922 | 0.5 | 59.22
2022-03-03 15:00 | 0.75011 | 0.11539 | 0.51 | 65.7775
2022-03-03 16:00 | 0.58242 | 0.38709 | 0.59 | 69.8508
2022-03-03 17:00 | 0.54075 | 0.62133 | 0.62 | 102.7408
2022-03-03 18:00 | 0.11197 | 0.67002 | 0.64 | 150.2692
2022-03-03 19:00 | 0 | 0.62494 | 0.64 | 124.425
2022-03-03 20:00 | 0 | 0.32563 | 0.66 | 108.5892
2022-03-03 21:00 | 0 | 0.32031 | 0.69 | 109.6558
2022-03-03 22:00 | 0 | 0.30856 | 0.7 | 148.925
2022-03-03 23:00 | 0 | 0.24112 | 0.71 | 92.0483
2022-03-04 | 0 | 0.11613 | 0.71 | 93.0542
2022-03-04 01:00 | 0 | 0.069076 | 0.72 | 87.105
2022-03-04 02:00 | 0 | 0.041639 | 0.71 | 79.1925
2022-03-04 03:00 | 0 | 0.033942 | 0.71 | 75.06
2022-03-04 04:00 | 0 | 0.01991 | 0.71 | 71.0658
2022-03-04 05:00 | 0 | 0.004332 | 0.71 | 84.4475
2022-03-04 06:00 | 0 | 0.01485 | 0.69 | 89.6842
2022-03-04 07:00 | 0.13085 | 0.027694 | 0.63 | 64.7592
2022-03-04 08:00 | 0.25035 | 0.013232 | 0.61 | 64.0858
2022-03-04 09:00 | 0.39524 | 0.027693 | 0.59 | 75.0558
2022-03-04 10:00 | 0.45519 | 0.03971 | 0.57 | 84.3658
2022-03-04 11:00 | 0.47114 | 0.026228 | 0.57 | 80.3742
2022-03-04 12:00 | 0.61037 | 0.011971 | 0.57 | 76.4667
2022-03-04 13:00 | 0.53804 | 0.025122 | 0.6 | 91.7708
2022-03-04 14:00 | 0.38293 | 0.042109 | 0.58 | 98.7008
2022-03-04 15:00 | 0.23383 | 0.055754 | 0.59 | 105.9483
2022-03-04 16:00 | 0.23344 | 0.066349 | 0.55 | 107.6325
2022-03-04 17:00 | 0.17628 | 0.088592 | 0.61 | 169.5317
2022-03-04 18:00 | 0.040942 | 0.16727 | 0.64 | 223.29
2022-03-04 19:00 | 0 | 0.30007 | 0.65 | 130.5942
2022-03-04 20:00 | 0 | 0.43662 | 0.66 | 119.625
2022-03-04 21:00 | 0 | 0.41433 | 0.68 | 114.8958
2022-03-04 22:00 | 0 | 0.36982 | 0.69 | 97.185
2022-03-04 23:00 | 0 | 0.27322 | 0.69 | 96.5267
2022-03-05 | 0 | 0.22381 | 0.69 | 98.6175
2022-03-05 01:00 | 0 | 0.26304 | 0.71 | 97.845
2022-03-05 02:00 | 0 | 0.27012 | 0.71 | 100.8583
2022-03-05 03:00 | 0 | 0.23278 | 0.71 | 100.815
2022-03-05 04:00 | 0 | 0.26276 | 0.7 | 94.4283
2022-03-05 05:00 | 0 | 0.24423 | 0.72 | 96.8508
2022-03-05 06:00 | 0 | 0.27027 | 0.7 | 87.3258
2022-03-05 07:00 | 0.1417 | 0.29487 | 0.64 | 71.9025
2022-03-05 08:00 | 0.63412 | 0.18439 | 0.5 | 74.2275
2022-03-05 09:00 | 0.89777 | 0.20081 | 0.45 | 76.2183
2022-03-05 10:00 | 0.97401 | 0.1235 | 0.59 | 73.7867
2022-03-05 11:00 | 0.96865 | 0.08616 | 0.59 | 74.3367
2022-03-05 12:00 | 0.97169 | 0.090755 | 0.49 | 75.1058
2022-03-05 13:00 | 0.96703 | 0.26789 | 0.5 | 82.4283
2022-03-05 14:00 | 0.90555 | 0.29324 | 0.58 | 74.975
2022-03-05 15:00 | 0.73334 | 0.24553 | 0.47 | 122.7383
2022-03-05 16:00 | 0.73613 | 0.22065 | 0.62 | 145.0325
2022-03-05 17:00 | 0.75586 | 0.2718 | 0.61 | 182.065
2022-03-05 18:00 | 0.11773 | 0.61605 | 0.63 | 234.8783
2022-03-05 19:00 | 0 | 0.83886 | 0.64 | 218.6492
2022-03-05 20:00 | 0 | 0.73533 | 0.66 | 123.5883
2022-03-05 21:00 | 0 | 0.59696 | 0.68 | 131.5667
2022-03-05 22:00 | 0 | 0.42852 | 0.69 | 121.8183
2022-03-05 23:00 | 0 | 0.35755 | 0.69 | 106.0633
2022-03-06 | 0 | 0.3231 | 0.69 | 114.6433
2022-03-06 01:00 | 0 | 0.28665 | 0.7 | 117.9633
2022-03-06 02:00 | 0 | 0.2059 | 0.7 | 106.065
2022-03-06 03:00 | 0 | 0.16359 | 0.7 | 106.2608
2022-03-06 04:00 | 0 | 0.14975 | 0.7 | 102.965
2022-03-06 05:00 | 0 | 0.14722 | 0.7 | 87.7775
2022-03-06 06:00 | 0 | 0.20088 | 0.69 | 57.8208
2022-03-06 07:00 | 0.37946 | 0.19247 | 0.64 | 55.4108
2022-03-06 08:00 | 0.92391 | 0.12733 | 0.62 | 60.7417
2022-03-06 09:00 | 0.99376 | 0.16428 | 0.53 | 76.0133
2022-03-06 10:00 | 1 | 0.18422 | 0.58 | 79.6158
2022-03-06 11:00 | 0.99129 | 0.23924 | 0.5 | 77.1083
2022-03-06 12:00 | 0.95119 | 0.27148 | 0.6 | 109.3142
2022-03-06 13:00 | 0.88973 | 0.26291 | 0.52 | 228.6233
2022-03-06 14:00 | 0.90988 | 0.22085 | 0.53 | 491.9542
2022-03-06 15:00 | 0.92344 | 0.24047 | 0.5 | 245.175
2022-03-06 16:00 | 0.83468 | 0.35269 | 0.58 | 174.5558
2022-03-06 17:00 | 0.63688 | 0.53008 | 0.59 | 182.6225
2022-03-06 18:00 | 0.10989 | 0.66936 | 0.63 | 188.425
2022-03-06 19:00 | 0 | 0.73378 | 0.64 | 142.085
2022-03-06 20:00 | 0 | 0.63945 | 0.66 | 121.0975
2022-03-06 21:00 | 0 | 0.56658 | 0.7 | 120.7667
2022-03-06 22:00 | 0 | 0.49097 | 0.7 | 107.3217
2022-03-06 23:00 | 0 | 0.39249 | 0.71 | 89.8842
2022-03-07 | 0 | 0.28043 | 0.71 | 102.7308
2022-03-07 01:00 | 0 | 0.17983 | 0.72 | 113.3308
2022-03-07 02:00 | 0 | 0.12294 | 0.72 | 112.0092
2022-03-07 03:00 | 0 | 0.11392 | 0.72 | 103.2358
2022-03-07 04:00 | 0 | 0.10931 | 0.72 | 100.8008
2022-03-07 05:00 | 0 | 0.10899 | 0.71 | 99.1892
2022-03-07 06:00 | 0 | 0.096778 | 0.69 | 118.4617
2022-03-07 07:00 | 0.36449 | 0.07572 | 0.63 | 86.4508
2022-03-07 08:00 | 0.87592 | 0.057434 | 0.6 | 87.5067
2022-03-07 09:00 | 0.98987 | 0.062362 | 0.6 | 98.2617
2022-03-07 10:00 | 0.99379 | 0.035526 | 0.51 | 93.3842
2022-03-07 11:00 | 0.98677 | 0.034949 | 0.49 | 84.9208
2022-03-07 12:00 | 0.98552 | 0.047869 | 0.49 | 82.445
2022-03-07 13:00 | 0.98118 | 0.06659 | 0.42 | 83.6183
2022-03-07 14:00 | 0.98669 | 0.091534 | 0.59 | 101.0083
2022-03-07 15:00 | 1 | 0.11884 | 0.52 | 157.355
2022-03-07 16:00 | 0.98448 | 0.19102 | 0.53 | 173
2022-03-07 17:00 | 0.87814 | 0.39491 | 0.59 | 191.6475
2022-03-07 18:00 | 0.11256 | 0.7245 | 0.62 | 466.3417
2022-03-07 19:00 | 0 | 0.82704 | 0.6 | 275.5817
2022-03-07 20:00 | 0 | 0.70772 | 0.65 | 153.3283
2022-03-07 21:00 | 0 | 0.54537 | 0.67 | 179.7483
2022-03-07 22:00 | 0 | 0.41186 | 0.69 | 146.0458
2022-03-07 23:00 | 0 | 0.32054 | 0.71 | 108.4625
2022-03-08 | 0 | 0.21594 | 0.71 | 150.6758
2022-03-08 01:00 | 0 | 0.17594 | 0.71 | 129.7492
2022-03-08 02:00 | 0 | 0.13861 | 0.7 | 127.3242
2022-03-08 03:00 | 0 | 0.10345 | 0.71 | 118.6867
2022-03-08 04:00 | 0 | 0.091693 | 0.71 | 112.6492
2022-03-08 05:00 | 0 | 0.071557 | 0.71 | 108.9183
2022-03-08 06:00 | 0 | 0.065099 | 0.7 | 126.0258
2022-03-08 07:00 | 0.34586 | 0.038162 | 0.64 | 100.0675
2022-03-08 08:00 | 0.89623 | 0.029147 | 0.61 | 86.275
2022-03-08 09:00 | 0.93972 | 0.023543 | 0.6 | 74.2467
2022-03-08 10:00 | 0.96867 | 0.026841 | 0.5 | 89.9558
2022-03-08 11:00 | 0.93542 | 0.035922 | 0.57 | 96.82
2022-03-08 12:00 | 0.9447 | 0.043329 | 0.58 | 108.4325
2022-03-08 13:00 | 0.92993 | 0.037461 | 0.5 | 106.6308
2022-03-08 14:00 | 0.90995 | 0.050028 | 0.58 | 139.9775
2022-03-08 15:00 | 0.9668 | 0.058199 | 0.58 | 234.47
2022-03-08 16:00 | 0.93027 | 0.074474 | 0.58 | 294.7383
2022-03-08 17:00 | 0.80845 | 0.14685 | 0.59 | 4941.7983
2022-03-08 18:00 | 0.11767 | 0.4455 | 0.61 | 12789.8942
2022-03-08 19:00 | 0 | 0.66754 | 0.61 | 8081.0667
2022-03-08 20:00 | 0 | 0.52087 | 0.63 | 2512.1758
2022-03-08 21:00 | 0 | 0.46033 | 0.65 | 225.1325
2022-03-08 22:00 | 0 | 0.43422 | 0.67 | 257.3967
2022-03-08 23:00 | 0 | 0.40124 | 0.7 | 119.37
2022-03-09 | 0 | 0.35279 | 0.7 | 116.7842
2022-03-09 01:00 | 0 | 0.2244 | 0.71 | 104.855
2022-03-09 02:00 | 0 | 0.16759 | 0.71 | 104.6642
2022-03-09 03:00 | 0 | 0.13323 | 0.71 | 2594.5625
2022-03-09 04:00 | 0 | 0.096506 | 0.7 | 170.15
2022-03-09 05:00 | 0 | 0.049833 | 0.71 | 146.27
2022-03-09 06:00 | 0 | 0.024559 | 0.69 | 229.3375
2022-03-09 07:00 | 0.18477 | 0.01053 | 0.62 | 114.4517
2022-03-09 08:00 | 0.70307 | 0.014435 | 0.6 | 142.855
2022-03-09 09:00 | 0.84899 | 0.051282 | 0.52 | 120.4217
2022-03-09 10:00 | 0.89774 | 0.025432 | 0.48 | 105.8892
2022-03-09 11:00 | 0.86262 | 0.010316 | 0.52 | 100.6683
2022-03-09 12:00 | 0.83948 | 0.006289 | 0.45 | 66.6125
2022-03-09 13:00 | 0.77173 | 0.004878 | 0.44 | 69.2567
2022-03-09 14:00 | 0.76968 | 0.009675 | 0.53 | 108.5508
2022-03-09 15:00 | 0.80969 | 0.020245 | 0.5 | 171.3742
2022-03-09 16:00 | 0.41128 | 0.063472 | 0.58 | 94.9658
2022-03-09 17:00 | 0.25922 | 0.19531 | 0.59 | 203.08
2022-03-09 18:00 | 0.038122 | 0.38539 | 0.62 | 1690.5908
2022-03-09 19:00 | 0 | 0.46578 | 0.62 | 178.9075
2022-03-09 20:00 | 0 | 0.36643 | 0.64 | 144.6617
2022-03-09 21:00 | 0 | 0.30165 | 0.7 | 105.0883
2022-03-09 22:00 | 0 | 0.14894 | 0.7 | 98.2733
2022-03-09 23:00 | 0 | 0.074452 | 0.71 | 94.8533
2022-03-10 | 0 | 0.037102 | 0.72 | 113.2392
2022-03-10 01:00 | 0 | 0.023655 | 0.7 | 100.3467
2022-03-10 02:00 | 0 | 0.013603 | 0.71 | 90.5017
2022-03-10 03:00 | 0 | 0.003166 | 0.7 | 89.935
2022-03-10 04:00 | 0 | 0.002396 | 0.69 | 92.83
2022-03-10 05:00 | 0 | 0.005086 | 0.69 | 109.3625
2022-03-10 06:00 | 0 | 0.010761 | 0.68 | 126.7383
2022-03-10 07:00 | 0.16889 | 0.013132 | 0.63 | 88.2917
2022-03-10 08:00 | 0.39521 | 0.012272 | 0.57 | 80.7867
2022-03-10 09:00 | 0.68853 | 0.009708 | 0.55 | 71.2725
2022-03-10 10:00 | 0.63267 | 0.016155 | 0.53 | 65.16
2022-03-10 11:00 | 0.67604 | 0.024103 | 0.52 | 83.9083
2022-03-10 12:00 | 0.49215 | 0.037594 | 0.53 | 84.1358
2022-03-10 13:00 | 0.34947 | 0.070861 | 0.54 | 74.0217
2022-03-10 14:00 | 0.28908 | 0.10483 | 0.53 | 78.0783
2022-03-10 15:00 | 0.20214 | 0.11027 | 0.55 | 122.8767
2022-03-10 16:00 | 0.14936 | 0.10419 | 0.59 | 103.5908
2022-03-10 17:00 | 0.15494 | 0.11257 | 0.6 | 103.9642
2022-03-10 18:00 | 0.023175 | 0.056648 | 0.63 | 141.5058
2022-03-10 19:00 | 0 | 0.056566 | 0.6 | 96.1592
2022-03-10 20:00 | 0 | 0.087179 | 0.65 | 97.3592
2022-03-10 21:00 | 0 | 0.12954 | 0.65 | 104.0758
2022-03-10 22:00 | 0 | 0.21158 | 0.66 | 86.135
2022-03-10 23:00 | 0 | 0.29126 | 0.67 | 87.1383
2022-03-11 | 0 | 0.26934 | 0.67 | 92.7975
2022-03-11 01:00 | 0 | 0.23182 | 0.68 | 86.25
2022-03-11 02:00 | 0 | 0.23308 | 0.68 | 80.8192
2022-03-11 03:00 | 0 | 0.29581 | 0.68 | 81.5675
2022-03-11 04:00 | 0 | 0.30889 | 0.69 | 88.3092
2022-03-11 05:00 | 0 | 0.4225 | 0.69 | 99.715
2022-03-11 06:00 | 0 | 0.54121 | 0.68 | 112.0783
2022-03-11 07:00 | 0.10162 | 0.58778 | 0.63 | 72.4867
2022-03-11 08:00 | 0.45729 | 0.7638 | 0.56 | 68.0725
2022-03-11 09:00 | 0.40618 | 0.75625 | 0.52 | 86.6042
2022-03-11 10:00 | 0.44062 | 0.76535 | 0.49 | 82.1183
2022-03-11 11:00 | 0.44777 | 0.80745 | 0.5 | 94.4608
2022-03-11 12:00 | 0.46705 | 0.86643 | 0.5 | 88.0083
2022-03-11 13:00 | 0.3622 | 0.79948 | 0.48 | 82.0533
2022-03-11 14:00 | 0.39274 | 0.82239 | 0.55 | 82.9225
2022-03-11 15:00 | 0.27887 | 0.73217 | 0.57 | 89.9642
2022-03-11 16:00 | 0.19136 | 0.7663 | 0.59 | 100.7925
2022-03-11 17:00 | 0.11512 | 0.63467 | 0.61 | 114.46
2022-03-11 18:00 | 0.038333 | 0.63095 | 0.64 | 131.7533
2022-03-11 19:00 | 0 | 0.67787 | 0.64 | 96.0458
2022-03-11 20:00 | 0 | 0.84655 | 0.6 | 85.6958
2022-03-11 21:00 | 0 | 0.8102 | 0.67 | 81.7508
2022-03-11 22:00 | 0 | 0.73016 | 0.67 | 84.2608
2022-03-11 23:00 | 0 | 0.70297 | 0.67 | 85.6475
2022-03-12 | 0 | 0.65596 | 0.68 | 94.9383
2022-03-12 01:00 | 0 | 0.6793 | 0.69 | 87.6358
2022-03-12 02:00 | 0 | 0.66638 | 0.69 | 88.5217
2022-03-12 03:00 | 0 | 0.51776 | 0.68 | 86.8308
2022-03-12 04:00 | 0 | 0.36447 | 0.68 | 86.6692
2022-03-12 05:00 | 0 | 0.3172 | 0.68 | 88.045
2022-03-12 06:00 | 0 | 0.24287 | 0.68 | 85.4158
2022-03-12 07:00 | 0.13317 | 0.2046 | 0.61 | 56.51
2022-03-12 08:00 | 0.69307 | 0.29765 | 0.53 | 61.7525
2022-03-12 09:00 | 0.63117 | 0.34423 | 0.48 | 58.3958
2022-03-12 10:00 | 0.8766 | 0.25064 | 0.4 | 65.2317
2022-03-12 11:00 | 0.84535 | 0.20461 | 0.52 | 69.8983
2022-03-12 12:00 | 0.62414 | 0.17512 | 0.46 | 61.48
2022-03-12 13:00 | 0.36088 | 0.17649 | 0.47 | 62.4625
2022-03-12 14:00 | 0.34836 | 0.18946 | 0.5 | 59.8383
2022-03-12 15:00 | 0.32686 | 0.30354 | 0.54 | 98.9308
2022-03-12 16:00 | 0.33384 | 0.2593 | 0.55 | 88.5833
2022-03-12 17:00 | 0.2398 | 0.28325 | 0.64 | 95.6442
2022-03-12 18:00 | 0.042018 | 0.21266 | 0.66 | 103.8942
2022-03-12 19:00 | 0 | 0.23085 | 0.66 | 83.8033
2022-03-12 20:00 | 0 | 0.13455 | 0.67 | 81.2
2022-03-12 21:00 | 0 | 0.112 | 0.67 | 88.3917
2022-03-12 22:00 | 0 | 0.17022 | 0.67 | 82.7025
2022-03-12 23:00 | 0 | 0.19501 | 0.68 | 78.5942
2022-03-13 | 0 | 0.18314 | 0.7 | 81.235
2022-03-13 01:00 | 0 | 0.1433 | 0.67 | 71.5308
2022-03-13 02:00 | 0 | 0.11494 | 0.69 | 83.135
2022-03-13 03:00 | 0 | 0.10565 | 0.69 | 81.9242
2022-03-13 04:00 | 0 | 0.10643 | 0.7 | 76.9308
2022-03-13 05:00 | 0 | 0.088121 | 0.69 | 78.6367
2022-03-13 06:00 | 0 | 0.085324 | 0.68 | 66.7958
2022-03-13 07:00 | 0.24624 | 0.15418 | 0.58 | 28.8458
2022-03-13 08:00 | 0.74509 | 0.31651 | 0.49 | 29.9233
2022-03-13 09:00 | 0.82556 | 0.41665 | 0.52 | 50.7575
2022-03-13 10:00 | 0.84204 | 0.44082 | 0.52 | 62.4575
2022-03-13 11:00 | 0.83661 | 0.3809 | 0.45 | 65.8675
2022-03-13 12:00 | 0.89133 | 0.41384 | 0.44 | 50.5125
2022-03-13 13:00 | 0.84728 | 0.3964 | 0.53 | 61.3658
2022-03-13 14:00 | 0.77876 | 0.31276 | 0.53 | 51.3058
2022-03-13 15:00 | 0.79016 | 0.26705 | 0.49 | 54.0033
2022-03-13 16:00 | 0.65926 | 0.23276 | 0.55 | 65.5217
2022-03-13 17:00 | 0.67806 | 0.13754 | 0.63 | 97.8717
2022-03-13 18:00 | 0.09282 | 0.091171 | 0.67 | 110.97
2022-03-13 19:00 | 0 | 0.022921 | 0.67 | 93.9633
2022-03-13 20:00 | 0 | 0.005961 | 0.66 | 90.5383
2022-03-13 21:00 | 0 | 0.019949 | 0.66 | 94.3108
2022-03-13 22:00 | 0 | 0.000733 | 0.67 | 93.305
2022-03-13 23:00 | 0 | 0.000515 | 0.68 | 80.8683
2022-03-14 | 0 | 0.000657 | 0.68 | 79.9508
2022-03-14 01:00 | 0 | 0.000417 | 0.68 | 70.7058
2022-03-14 02:00 | 0 | 0.001943 | 0.68 | 69.2542
2022-03-14 03:00 | 0 | 0.010618 | 0.68 | 70.27
2022-03-14 04:00 | 0 | 0.019898 | 0.69 | 81.9008
2022-03-14 05:00 | 0 | 0.003113 | 0.69 | 87.7258
2022-03-14 06:00 | 0 | 0.000972 | 0.68 | 99.455
2022-03-14 07:00 | 0.18582 | 0.002917 | 0.61 | 69.2333
2022-03-14 08:00 | 0.59325 | 0.001927 | 0.56 | 43.6142
2022-03-14 09:00 | 0.57985 | 0.0022 | 0.45 | 32.2892
2022-03-14 10:00 | 0.79148 | 0.001482 | 0.44 | 56.1483
2022-03-14 11:00 | 0.74378 | 0.01157 | 0.44 | 53.2433
2022-03-14 12:00 | 0.62665 | 0.021751 | 0.51 | 63.9317
2022-03-14 13:00 | 0.79644 | 0.042512 | 0.45 | 67.5958
2022-03-14 14:00 | 0.71086 | 0.084468 | 0.53 | 70.6333
2022-03-14 15:00 | 0.15663 | 0.12295 | 0.49 | 76.1467
2022-03-14 16:00 | 0.34862 | 0.10176 | 0.55 | 91.065
2022-03-14 17:00 | 0.078997 | 0.021075 | 0.65 | 137.1258
2022-03-14 18:00 | 0.007918 | 0.001622 | 0.66 | 225.4742
2022-03-14 19:00 | 0 | 0.008824 | 0.67 | 132.8467
2022-03-14 20:00 | 0 | 0.050653 | 0.67 | 102.1892
2022-03-14 21:00 | 0 | 0.063523 | 0.68 | 84.9575
2022-03-14 22:00 | 0 | 0.04944 | 0.69 | 80.7825
2022-03-14 23:00 | 0 | 0.043191 | 0.7 | 86.8408
2022-03-15 | 0 | 0.061409 | 0.7 | 83.4125
2022-03-15 01:00 | 0 | 0.064192 | 0.7 | 68.6733
2022-03-15 02:00 | 0 | 0.061714 | 0.69 | 46.2367
2022-03-15 03:00 | 0 | 0.060108 | 0.68 | 51.1733
2022-03-15 04:00 | 0 | 0.077628 | 0.68 | 68.0308
2022-03-15 05:00 | 0 | 0.10272 | 0.68 | 51.2025
2022-03-15 06:00 | 0 | 0.16169 | 0.67 | 62.3925
2022-03-15 07:00 | 0.22331 | 0.14945 | 0.62 | 20.4467
2022-03-15 08:00 | 0.722 | 0.047813 | 0.6 | -4.9867
2022-03-15 09:00 | 0.67648 | 0.036483 | 0.6 | -14.7842
2022-03-15 10:00 | 0.85917 | 0.006616 | 0.57 | 25.6717
2022-03-15 11:00 | 0.78014 | 0.001158 | 0.6 | 13.4242
2022-03-15 12:00 | 0.81817 | 0.0018 | 0.57 | 19.2767
2022-03-15 13:00 | 0.81412 | 0.00171 | 0.5 | 22.2658
2022-03-15 14:00 | 0.86299 | 0.001582 | 0.52 | 32.8492
2022-03-15 15:00 | 0.85034 | 0.021181 | 0.6 | 63.2167
2022-03-15 16:00 | 0.7588 | 0.20493 | 0.61 | 66.0475
2022-03-15 17:00 | 0.25572 | 0.20072 | 0.64 | 124.025
2022-03-15 18:00 | 0.02089 | 0.2218 | 0.64 | 151.2608
2022-03-15 19:00 | 0 | 0.2464 | 0.65 | 104.3592
2022-03-15 20:00 | 0 | 0.30949 | 0.66 | 83.3975
2022-03-15 21:00 | 0 | 0.42683 | 0.66 | 69.2958
2022-03-15 22:00 | 0 | 0.38156 | 0.66 | 69.8233
2022-03-15 23:00 | 0 | 0.31679 | 0.67 | 55.6925
2022-03-16 | 0 | 0.21671 | 0.67 | 40.3917
2022-03-16 01:00 | 0 | 0.17809 | 0.68 | 35.1333
2022-03-16 02:00 | 0 | 0.15509 | 0.68 | 31.3133
2022-03-16 03:00 | 0 | 0.11162 | 0.68 | 32.28
2022-03-16 04:00 | 0 | 0.088669 | 0.69 | 27.9033
2022-03-16 05:00 | 0 | 0.080024 | 0.69 | 57.4
2022-03-16 06:00 | 0 | 0.10651 | 0.68 | 91.8517
2022-03-16 07:00 | 0.20687 | 0.07433 | 0.65 | 63.585
2022-03-16 08:00 | 0.75921 | 0.034084 | 0.6 | 7.4133
2022-03-16 09:00 | 0.87398 | 0.011426 | 0.57 | 12.1425
2022-03-16 10:00 | 0.90477 | 0.012818 | 0.58 | 31.7258
2022-03-16 11:00 | 0.87443 | 0.018939 | 0.58 | 28.1133
2022-03-16 12:00 | 0.8477 | 0.016486 | 0.58 | 31.925
2022-03-16 13:00 | 0.86156 | 0.01576 | 0.51 | 48.4233
2022-03-16 14:00 | 0.92682 | 0.010323 | 0.52 | 43.8317
2022-03-16 15:00 | 0.9169 | 0.016974 | 0.6 | 74.0917
2022-03-16 16:00 | 0.86074 | 0.023187 | 0.6 | 100.2092
2022-03-16 17:00 | 0.45852 | 0.13778 | 0.63 | 136.7975
2022-03-16 18:00 | 0.096507 | 0.17615 | 0.65 | 239.6425
2022-03-16 19:00 | 0 | 0.16642 | 0.7 | 154.6917
2022-03-16 20:00 | 0 | 0.12396 | 0.67 | 152.7308
2022-03-16 21:00 | 0 | 0.080766 | 0.7 | 102.8217
2022-03-16 22:00 | 0 | 0.082875 | 0.7 | 91.3033
2022-03-16 23:00 | 0 | 0.15379 | 0.7 | 63.3125
2022-03-17 | 0 | 0.11564 | 0.7 | 67.0167
2022-03-17 01:00 | 0 | 0.075473 | 0.7 | 47.4083
2022-03-17 02:00 | 0 | 0.04514 | 0.71 | 37.0433
2022-03-17 03:00 | 0 | 0.033498 | 0.7 | 37.2633
2022-03-17 04:00 | 0 | 0.030386 | 0.7 | 57.2517
2022-03-17 05:00 | 0 | 0.018337 | 0.7 | 72.755
2022-03-17 06:00 | 0 | 0.006999 | 0.69 | 89.0983
2022-03-17 07:00 | 0.15043 | 0.001404 | 0.6 | 74.31
2022-03-17 08:00 | 0.72277 | 0.002427 | 0.6 | 28.8242
2022-03-17 09:00 | 0.88573 | 0.004682 | 0.65 | 71.8408
2022-03-17 10:00 | 0.88344 | 0.007005 | 0.65 | 90.32
2022-03-17 11:00 | 0.85795 | 0.004016 | 0.65 | 72.3883
2022-03-17 12:00 | 0.87778 | 0.003109 | 0.54 | 82.635
2022-03-17 13:00 | 0.85713 | 0.001623 | 0.54 | 81.4192
2022-03-17 14:00 | 0.74455 | 0.001398 | 0.55 | 83.585
2022-03-17 15:00 | 0.84931 | 0.001032 | 0.53 | 95.4208
2022-03-17 16:00 | 0.70116 | 0.001533 | 0.55 | 99.3925
2022-03-17 17:00 | 0.30925 | 0.005507 | 0.6 | 292.6992
2022-03-17 18:00 | 0.079256 | 0.12845 | 0.63 | 298.505
2022-03-17 19:00 | 0 | 0.305 | 0.63 | 238.9233
2022-03-17 20:00 | 0 | 0.3661 | 0.64 | 220.0258
2022-03-17 21:00 | 0 | 0.33499 | 0.65 | 179.5633
2022-03-17 22:00 | 0 | 0.22531 | 0.67 | 230.6817
2022-03-17 23:00 | 0 | 0.13656 | 0.7 | 119.04
2022-03-18 | 0 | 0.082 | 0.69 | 123.7767
2022-03-18 01:00 | 0 | 0.042357 | 0.69 | 91.2167
2022-03-18 02:00 | 0 | 0.013259 | 0.7 | 59.32
2022-03-18 03:00 | 0 | 0.000604 | 0.69 | 63.4983
2022-03-18 04:00 | 0 | 0.000661 | 0.69 | 109.9092
2022-03-18 05:00 | 0 | 0.000649 | 0.7 | 181.8575
2022-03-18 06:00 | 0 | 0.000919 | 0.69 | 198.7183
2022-03-18 07:00 | 0.24745 | 0.000777 | 0.62 | 54.7408
2022-03-18 08:00 | 0.81274 | 0.000948 | 0.5 | 33.3483
2022-03-18 09:00 | 0.89767 | 0.001411 | 0.5 | 63.68
2022-03-18 10:00 | 0.91387 | 0.001725 | 0.43 | 72.0275
2022-03-18 11:00 | 0.89505 | 0.04199 | 0.5 | 67.2858
2022-03-18 12:00 | 0.9103 | 0.088385 | 0.5 | 74.4875
2022-03-18 13:00 | 0.89949 | 0.12294 | 0.6 | 81.4475
2022-03-18 14:00 | 0.91502 | 0.17813 | 0.53 | 87.7392
2022-03-18 15:00 | 0.94275 | 0.23512 | 0.56 | 102.41
2022-03-18 16:00 | 0.86189 | 0.35723 | 0.58 | 98.9292
2022-03-18 17:00 | 0.44583 | 0.48494 | 0.6 | 149.695
2022-03-18 18:00 | 0.091237 | 0.5398 | 0.65 | 147.9067
2022-03-18 19:00 | 0 | 0.46223 | 0.65 | 111.66
2022-03-18 20:00 | 0 | 0.3734 | 0.66 | 115.7942
2022-03-18 21:00 | 0 | 0.30656 | 0.66 | 103.7858
2022-03-18 22:00 | 0 | 0.23759 | 0.67 | 99.085
2022-03-18 23:00 | 0 | 0.19389 | 0.67 | 71.86
2022-03-19 | 0 | 0.17375 | 0.67 | 62.8333
2022-03-19 01:00 | 0 | 0.13701 | 0.67 | 46.14
2022-03-19 02:00 | 0 | 0.12344 | 0.68 | 35.1833
2022-03-19 03:00 | 0 | 0.1039 | 0.68 | 35.1417
2022-03-19 04:00 | 0 | 0.08467 | 0.68 | 37.0183
2022-03-19 05:00 | 0 | 0.077421 | 0.68 | 40.8983
2022-03-19 06:00 | 0 | 0.086426 | 0.67 | 42.8283
2022-03-19 07:00 | 0.20139 | 0.10457 | 0.6 | 24.2758
2022-03-19 08:00 | 0.88389 | 0.11837 | 0.46 | 6.7908
2022-03-19 09:00 | 0.88841 | 0.28666 | 0.41 | 19.5083
2022-03-19 10:00 | 0.92192 | 0.39754 | 0.46 | 16.1658
2022-03-19 11:00 | 0.92123 | 0.46505 | 0.46 | 23.6833
2022-03-19 12:00 | 0.92632 | 0.52329 | 0.45 | 20.3367
2022-03-19 13:00 | 0.91508 | 0.59404 | 0.45 | 15.1008
2022-03-19 14:00 | 0.96419 | 0.6469 | 0.4 | 50.1342
2022-03-19 15:00 | 0.98418 | 0.68439 | 0.6 | 73.2383
2022-03-19 16:00 | 0.957 | 0.72839 | 0.56 | 86.345
2022-03-19 17:00 | 0.48497 | 0.71937 | 0.63 | 143.56
2022-03-19 18:00 | 0.09518 | 0.71848 | 0.66 | 161.6983
2022-03-19 19:00 | 0 | 0.71228 | 0.66 | 117.3292
2022-03-19 20:00 | 0 | 0.65181 | 0.66 | 108.8567
2022-03-19 21:00 | 0 | 0.59584 | 0.67 | 110.5008
2022-03-19 22:00 | 0 | 0.55933 | 0.68 | 103.845
2022-03-19 23:00 | 0 | 0.49591 | 0.68 | 112.8267
2022-03-20 | 0 | 0.44998 | 0.7 | 109.3425
2022-03-20 01:00 | 0 | 0.39651 | 0.7 | 97.2617
2022-03-20 02:00 | 0 | 0.3466 | 0.69 | 92.3633
2022-03-20 03:00 | 0 | 0.32321 | 0.69 | 92.2892
2022-03-20 04:00 | 0 | 0.34993 | 0.7 | 91.9425
2022-03-20 05:00 | 0 | 0.39756 | 0.7 | 92.0833
2022-03-20 06:00 | 0 | 0.4566 | 0.68 | 86.8142
2022-03-20 07:00 | 0.1306 | 0.43686 | 0.65 | 74.3683
2022-03-20 08:00 | 0.73709 | 0.53251 | 0.6 | 39.4317
2022-03-20 09:00 | 0.91505 | 0.8556 | 0.56 | 33.8683
2022-03-20 10:00 | 0.85849 | 0.80193 | 0.43 | 9.9492
2022-03-20 11:00 | 0.88139 | 0.82432 | 0.38 | 8.5117
2022-03-20 12:00 | 0.89948 | 0.79549 | 0.56 | 18.78
2022-03-20 13:00 | 0.8625 | 0.75594 | 0.56 | 21.9883
2022-03-20 14:00 | 0.92311 | 0.69329 | 0.49 | 59.0592
2022-03-20 15:00 | 0.92582 | 0.66699 | 0.46 | 66.4167
2022-03-20 16:00 | 0.87908 | 0.68892 | 0.52 | 80.5975
2022-03-20 17:00 | 0.4601 | 0.70032 | 0.63 | 129.9767
2022-03-20 18:00 | 0.089485 | 0.7184 | 0.65 | 177.5192
2022-03-20 19:00 | 0 | 0.75775 | 0.66 | 117.1425
2022-03-20 20:00 | 0 | 0.82349 | 0.67 | 118.9292
2022-03-20 21:00 | 0 | 0.83067 | 0.7 | 109.0775
2022-03-20 22:00 | 0 | 0.80161 | 0.69 | 100.0092
2022-03-20 23:00 | 0 | 0.75802 | 0.69 | 99.0575
2022-03-21 | 0 | 0.72078 | 0.69 | 98.0808
2022-03-21 01:00 | 0 | 0.65753 | 0.69 | 96.3083
2022-03-21 02:00 | 0 | 0.62773 | 0.69 | 102.5075
2022-03-21 03:00 | 0 | 0.574 | 0.69 | 101.3892
2022-03-21 04:00 | 0 | 0.55794 | 0.69 | 106.3167
2022-03-21 05:00 | 0 | 0.51753 | 0.69 | 120.965
2022-03-21 06:00 | 0 | 0.5155 | 0.68 | 203.7133
2022-03-21 07:00 | 0.14929 | 0.49302 | 0.62 | 53.47
2022-03-21 08:00 | 0.82705 | 0.409 | 0.6 | 31.4433
2022-03-21 09:00 | 0.94139 | 0.61408 | 0.58 | 29.6017
2022-03-21 10:00 | 0.91938 | 0.65919 | 0.58 | 30.1283
2022-03-21 11:00 | 0.78689 | 0.62746 | 0.57 | 25.1742
2022-03-21 12:00 | 0.81444 | 0.60843 | 0.58 | 58.72
2022-03-21 13:00 | 0.78318 | 0.57909 | 0.57 | 40.9642
2022-03-21 14:00 | 0.84643 | 0.58073 | 0.6 | 79.5308
2022-03-21 15:00 | 0.86894 | 0.60378 | 0.59 | 111.2767
2022-03-21 16:00 | 0.8327 | 0.65499 | 0.61 | 134.5633
2022-03-21 17:00 | 0.35418 | 0.71428 | 0.63 | 200.1433
2022-03-21 18:00 | 0.052366 | 0.7477 | 0.64 | 275.1767
2022-03-21 19:00 | 0 | 0.77223 | 0.65 | 142.8717
2022-03-21 20:00 | 0 | 0.78391 | 0.65 | 129.5292
2022-03-21 21:00 | 0 | 0.77421 | 0.67 | 116.5833
2022-03-21 22:00 | 0 | 0.75693 | 0.68 | 116.9033
2022-03-21 23:00 | 0 | 0.75599 | 0.68 | 98.6167
2022-03-22 | 0 | 0.72357 | 0.67 | 93.26
2022-03-22 01:00 | 0 | 0.68068 | 0.68 | 91.9792
2022-03-22 02:00 | 0 | 0.59323 | 0.68 | 90.4667
2022-03-22 03:00 | 0 | 0.55456 | 0.68 | 95.8383
2022-03-22 04:00 | 0 | 0.54302 | 0.69 | 80.4842
2022-03-22 05:00 | 0 | 0.57636 | 0.69 | 73.64
2022-03-22 06:00 | 0 | 0.6223 | 0.69 | 145.9867
2022-03-22 07:00 | 0.14327 | 0.65055 | 0.62 | 52.6575
2022-03-22 08:00 | 0.73687 | 0.87076 | 0.6 | 73.9217
2022-03-22 09:00 | 0.81979 | 0.89251 | 0.51 | 21.2817
2022-03-22 10:00 | 0.92148 | 0.91128 | 0.59 | 22.8208
2022-03-22 11:00 | 0.78501 | 0.91175 | 0.58 | 23.0867
2022-03-22 12:00 | 0.78976 | 0.8918 | 0.6 | 43.5733
2022-03-22 13:00 | 0.77812 | 0.87383 | 0.61 | 76.17
2022-03-22 14:00 | 0.92768 | 0.80256 | 0.62 | 105.165
2022-03-22 15:00 | 0.85563 | 0.86206 | 0.56 | 104.4933
2022-03-22 16:00 | 0.71069 | 0.85004 | 0.63 | 102.365
2022-03-22 17:00 | 0.29006 | 0.83595 | 0.62 | 145.0758
2022-03-22 18:00 | 0.041368 | 0.74775 | 0.64 | 205.2325
2022-03-22 19:00 | 0 | 0.71512 | 0.65 | 128.1042
2022-03-22 20:00 | 0 | 0.81258 | 0.66 | 106.7967
2022-03-22 21:00 | 0 | 0.78865 | 0.7 | 103.7533
2022-03-22 22:00 | 0 | 0.7726 | 0.68 | 102.0992
2022-03-22 23:00 | 0 | 0.73056 | 0.68 | 99.0117
2022-03-23 | 0 | 0.66806 | 0.68 | 90.835
2022-03-23 01:00 | 0 | 0.57887 | 0.7 | 75.0392
2022-03-23 02:00 | 0 | 0.49316 | 0.69 | 66.6192
2022-03-23 03:00 | 0 | 0.39759 | 0.7 | 68.0758
2022-03-23 04:00 | 0 | 0.31956 | 0.7 | 70.1875
2022-03-23 05:00 | 0 | 0.31095 | 0.71 | 71.1742
2022-03-23 06:00 | 0 | 0.27399 | 0.71 | 111.1208
2022-03-23 07:00 | 0.15533 | 0.21922 | 0.66 | 83.8442
2022-03-23 08:00 | 0.80984 | 0.16306 | 0.56 | 85.9217
2022-03-23 09:00 | 0.91368 | 0.57736 | 0.5 | 84.4417
2022-03-23 10:00 | 0.86091 | 0.83956 | 0.66 | 67.1008
2022-03-23 11:00 | 0.69822 | 0.69867 | 0.62 | 18.6342
2022-03-23 12:00 | 0.77737 | 0.6364 | 0.61 | 54.9767
2022-03-23 13:00 | 0.83723 | 0.53676 | 0.53 | 99.1208
2022-03-23 14:00 | 0.93424 | 0.58996 | 0.54 | 102.7908
2022-03-23 15:00 | 0.91372 | 0.68682 | 0.63 | 195.6517
2022-03-23 16:00 | 0.9123 | 0.79115 | 0.52 | 124.8608
2022-03-23 17:00 | 0.44402 | 0.76481 | 0.62 | 178.52
2022-03-23 18:00 | 0.074895 | 0.64533 | 0.63 | 230.5075
2022-03-23 19:00 | 0 | 0.57321 | 0.64 | 140.5517
2022-03-23 20:00 | 0 | 0.60836 | 0.65 | 112.9467
2022-03-23 21:00 | 0 | 0.66365 | 0.67 | 94.5033
2022-03-23 22:00 | 0 | 0.63173 | 0.69 | 101.7108
2022-03-23 23:00 | 0 | 0.58495 | 0.7 | 94.3542
2022-03-24 | 0 | 0.53616 | 0.7 | 98.8133
2022-03-24 01:00 | 0 | 0.50776 | 0.7 | 90.3033
2022-03-24 02:00 | 0 | 0.49068 | 0.71 | 75.9042
2022-03-24 03:00 | 0 | 0.4097 | 0.71 | 78.6567
2022-03-24 04:00 | 0 | 0.41013 | 0.72 | 89.6533
2022-03-24 05:00 | 0 | 0.55134 | 0.71 | 95.6767
2022-03-24 06:00 | 0 | 0.45675 | 0.69 | 163.47
2022-03-24 07:00 | 0.12759 | 0.49378 | 0.64 | 45.5283
2022-03-24 08:00 | 0.684 | 0.70023 | 0.5 | 25.7383
2022-03-24 09:00 | 0.77235 | 0.75353 | 0.58 | 42.3358
2022-03-24 10:00 | 0.63363 | 0.63892 | 0.42 | 36.8592
2022-03-24 11:00 | 0.67363 | 0.57125 | 0.57 | 35.395
2022-03-24 12:00 | 0.72619 | 0.55374 | 0.4 | 42.7333
2022-03-24 13:00 | 0.67897 | 0.53124 | 0.58 | 57.4867
2022-03-24 14:00 | 0.78051 | 0.5384 | 0.43 | 74.6567
2022-03-24 15:00 | 0.8406 | 0.50094 | 0.6 | 186.3008
2022-03-24 16:00 | 0.83464 | 0.53375 | 0.53 | 243.4542
2022-03-24 17:00 | 0.432 | 0.49098 | 0.6 | 188.7625
2022-03-24 18:00 | 0.069038 | 0.47023 | 0.64 | 225.8142
2022-03-24 19:00 | 0 | 0.50286 | 0.6 | 147.8625
2022-03-24 20:00 | 0 | 0.48112 | 0.65 | 112.5783
2022-03-24 21:00 | 0 | 0.44369 | 0.68 | 128.35
2022-03-24 22:00 | 0 | 0.35948 | 0.69 | 105.6433
2022-03-24 23:00 | 0 | 0.32835 | 0.68 | 103.0325
2022-03-25 | 0 | 0.31187 | 0.68 | 102.5775
2022-03-25 01:00 | 0 | 0.31271 | 0.69 | 96.3658
2022-03-25 02:00 | 0 | 0.26419 | 0.69 | 77.1983
2022-03-25 03:00 | 0 | 0.23685 | 0.7 | 80.4542
2022-03-25 04:00 | 0 | 0.22352 | 0.7 | 99.4217
2022-03-25 05:00 | 0 | 0.2043 | 0.7 | 106.8008
2022-03-25 06:00 | 0 | 0.19824 | 0.69 | 105.8133
2022-03-25 07:00 | 0.15811 | 0.15332 | 0.62 | 48.8908
2022-03-25 08:00 | 0.8541 | 0.17182 | 0.5 | 54.1308
2022-03-25 09:00 | 0.95019 | 0.10462 | 0.57 | 54.2317
2022-03-25 10:00 | 0.95269 | 0.05692 | 0.42 | 40.6742
2022-03-25 11:00 | 0.94241 | 0.050848 | 0.5 | 66.3275
2022-03-25 12:00 | 0.92421 | 0.07814 | 0.48 | 68.4283
2022-03-25 13:00 | 0.89809 | 0.11961 | 0.43 | 136.655
2022-03-25 14:00 | 0.94893 | 0.16567 | 0.53 | 213.8383
2022-03-25 15:00 | 0.92817 | 0.17008 | 0.51 | 278.645
2022-03-25 16:00 | 0.78457 | 0.17393 | 0.56 | 179.045
2022-03-25 17:00 | 0.41667 | 0.20583 | 0.59 | 160.065
2022-03-25 18:00 | 0.057396 | 0.45637 | 0.62 | 133.5742
2022-03-25 19:00 | 0 | 0.56022 | 0.64 | 106.58
2022-03-25 20:00 | 0 | 0.49303 | 0.67 | 165.5342
2022-03-25 21:00 | 0 | 0.35847 | 0.67 | 112.2375
2022-03-25 22:00 | 0 | 0.24467 | 0.7 | 104.1708
2022-03-25 23:00 | 0 | 0.1654 | 0.67 | 101.9658
2022-03-26 | 0 | 0.12064 | 0.68 | 105.98
2022-03-26 01:00 | 0 | 0.1097 | 0.69 | 98.8183
2022-03-26 02:00 | 0 | 0.087359 | 0.68 | 84.8817
2022-03-26 03:00 | 0 | 0.059048 | 0.69 | 91.1583
2022-03-26 04:00 | 0 | 0.043924 | 0.69 | 100.5958
2022-03-26 05:00 | 0 | 0.032384 | 0.69 | 111.4633
2022-03-26 06:00 | 0 | 0.026231 | 0.7 | 116.8708
2022-03-26 07:00 | 0.15161 | 0.036216 | 0.7 | 91.11
2022-03-26 08:00 | 0.82101 | 0.012059 | 0.55 | 83.1583
2022-03-26 09:00 | 0.88548 | 0.029763 | 0.62 | 98.99
2022-03-26 10:00 | 0.90155 | 0.027153 | 0.46 | 99.2833
2022-03-26 11:00 | 0.88285 | 0.017223 | 0.45 | 109.4392
2022-03-26 12:00 | 0.78776 | 0.028272 | 0.53 | 100.6933
2022-03-26 13:00 | 0.69397 | 0.048641 | 0.47 | 105.4142
2022-03-26 14:00 | 0.7463 | 0.05997 | 0.51 | 101.1767
2022-03-26 15:00 | 0.68739 | 0.054771 | 0.57 | 102.4575
2022-03-26 16:00 | 0.82315 | 0.080005 | 0.58 | 89.9242
2022-03-26 17:00 | 0.37603 | 0.21256 | 0.66 | 119.3708
2022-03-26 18:00 | 0.035668 | 0.45576 | 0.65 | 129.2208
2022-03-26 19:00 | 0 | 0.67704 | 0.66 | 114.6433
2022-03-26 20:00 | 0 | 0.63985 | 0.67 | 127.5275
2022-03-26 21:00 | 0 | 0.49181 | 0.67 | 102.5142
2022-03-26 22:00 | 0 | 0.33138 | 0.68 | 99.1917
2022-03-26 23:00 | 0 | 0.27555 | 0.68 | 98.9467
2022-03-27 | 0 | 0.33055 | 0.67 | 103.9683
2022-03-27 01:00 | 0 | 0.27583 | 0.68 | 100.5308
2022-03-27 02:00 | 0 | 0.19984 | 0.69 | 102.6933
2022-03-27 03:00 | 0 | 0.11717 | 0.7 | 106.7825
2022-03-27 04:00 | 0 | 0.076747 | 0.7 | 99.7983
2022-03-27 05:00 | 0 | 0.065403 | 0.71 | 100.7733
2022-03-27 06:00 | 0 | 0.041462 | 0.7 | 96.7008
2022-03-27 07:00 | 0.11476 | 0.02895 | 0.65 | 75.615
2022-03-27 08:00 | 0.79368 | 0.010889 | 0.59 | 62.3775
2022-03-27 09:00 | 0.87966 | 0.047251 | 0.48 | 79.1167
2022-03-27 10:00 | 0.87251 | 0.027253 | 0.6 | 80.5667
2022-03-27 11:00 | 0.8883 | 0.023746 | 0.52 | 66.2108
2022-03-27 12:00 | 0.83759 | 0.026373 | 0.45 | 82.8158
2022-03-27 13:00 | 0.80224 | 0.026176 | 0.46 | 87.045
2022-03-27 14:00 | 0.8592 | 0.033752 | 0.62 | 99.8308
2022-03-27 15:00 | 0.82559 | 0.051265 | 0.57 | 117.9383
2022-03-27 16:00 | 0.63136 | 0.067595 | 0.61 | 124.1183
2022-03-27 17:00 | 0.35199 | 0.17993 | 0.63 | 183.73
2022-03-27 18:00 | 0.045268 | 0.46399 | 0.65 | 198.8425
2022-03-27 19:00 | 0 | 0.60563 | 0.66 | 156.7425
2022-03-27 20:00 | 0 | 0.52366 | 0.67 | 121.6308
2022-03-27 21:00 | 0 | 0.41161 | 0.69 | 182.475
2022-03-27 22:00 | 0 | 0.33601 | 0.7 | 118.0817
2022-03-27 23:00 | 0 | 0.34166 | 0.71 | 106.2025
2022-03-28 | 0 | 0.4058 | 0.71 | 110.1092
2022-03-28 01:00 | 0 | 0.38734 | 0.71 | 115.73
2022-03-28 02:00 | 0 | 0.2964 | 0.72 | 122.0733
2022-03-28 03:00 | 0 | 0.25433 | 0.72 | 125.4033
2022-03-28 04:00 | 0 | 0.24645 | 0.72 | 113.8267
2022-03-28 05:00 | 0 | 0.19992 | 0.71 | 140.6267
2022-03-28 06:00 | 0 | 0.14549 | 0.7 | 211.1375
2022-03-28 07:00 | 0.11517 | 0.10233 | 0.63 | 158.4742
2022-03-28 08:00 | 0.80423 | 0.069773 | 0.59 | 131.3275
2022-03-28 09:00 | 0.9054 | 0.1431 | 0.54 | 196.48
2022-03-28 10:00 | 0.89258 | 0.10001 | 0.52 | 113.2733
2022-03-28 11:00 | 0.87499 | 0.065362 | 0.58 | 124.1283
2022-03-28 12:00 | 0.85073 | 0.048294 | 0.5 | 140.5175
2022-03-28 13:00 | 0.83005 | 0.043403 | 0.54 | 154.6958
2022-03-28 14:00 | 0.90007 | 0.048981 | 0.52 | 187.7075
2022-03-28 15:00 | 0.91084 | 0.068713 | 0.55 | 133.7042
2022-03-28 16:00 | 0.87098 | 0.10046 | 0.58 | 164.49
2022-03-28 17:00 | 0.38261 | 0.22543 | 0.62 | 214.1858
2022-03-28 18:00 | 0.042978 | 0.4665 | 0.63 | 224.5417
2022-03-28 19:00 | 0 | 0.55432 | 0.64 | 198.1067
2022-03-28 20:00 | 0 | 0.34269 | 0.66 | 167.0558
2022-03-28 21:00 | 0 | 0.195 | 0.67 | 161.5408
2022-03-28 22:00 | 0 | 0.16306 | 0.69 | 197.7808
2022-03-28 23:00 | 0 | 0.15853 | 0.7 | 139.5933
2022-03-29 | 0 | 0.11649 | 0.71 | 226.8625
2022-03-29 01:00 | 0 | 0.068106 | 0.71 | 141.79
2022-03-29 02:00 | 0 | 0.062995 | 0.7 | 105.0533
2022-03-29 03:00 | 0 | 0.049973 | 0.69 | 119.5308
2022-03-29 04:00 | 0 | 0.044983 | 0.7 | 129.94
2022-03-29 05:00 | 0 | 0.059654 | 0.7 | 125.4842
2022-03-29 06:00 | 0 | 0.076141 | 0.69 | 166.7225
2022-03-29 07:00 | 0.10826 | 0.063985 | 0.6 | 134.3992
2022-03-29 08:00 | 0.7266 | 0.045427 | 0.53 | 101.3917
2022-03-29 09:00 | 0.86537 | 0.052411 | 0.52 | 103.415
2022-03-29 10:00 | 0.89186 | 0.027167 | 0.51 | 114.42
2022-03-29 11:00 | 0.89092 | 0.053797 | 0.49 | 104.0167
2022-03-29 12:00 | 0.85841 | 0.085209 | 0.49 | 108.77
2022-03-29 13:00 | 0.82165 | 0.089779 | 0.44 | 94.4958
2022-03-29 14:00 | 0.88642 | 0.10001 | 0.49 | 110.6842
2022-03-29 15:00 | 0.85783 | 0.103 | 0.47 | 114.7833
2022-03-29 16:00 | 0.74357 | 0.1435 | 0.59 | 122.4008
2022-03-29 17:00 | 0.40142 | 0.22937 | 0.61 | 148.86
2022-03-29 18:00 | 0.02868 | 0.43983 | 0.63 | 142.3492
2022-03-29 19:00 | 0 | 0.54469 | 0.64 | 122.7858
2022-03-29 20:00 | 0 | 0.36658 | 0.66 | 124.2858
2022-03-29 21:00 | 0 | 0.36762 | 0.7 | 126.9917
2022-03-29 22:00 | 0 | 0.36401 | 0.7 | 113.8217
2022-03-29 23:00 | 0 | 0.29273 | 0.67 | 114.3075
2022-03-30 | 0 | 0.21803 | 0.67 | 117.4583
2022-03-30 01:00 | 0 | 0.15224 | 0.68 | 112.8575
2022-03-30 02:00 | 0 | 0.12339 | 0.69 | 99.745
2022-03-30 03:00 | 0 | 0.095899 | 0.69 | 96.7675
2022-03-30 04:00 | 0 | 0.061474 | 0.68 | 98.88
2022-03-30 05:00 | 0 | 0.035295 | 0.68 | 95.245
2022-03-30 06:00 | 0 | 0.024691 | 0.67 | 85.5325
2022-03-30 07:00 | 0.11638 | 0.023417 | 0.6 | 39.0867
2022-03-30 08:00 | 0.72292 | 0.10099 | 0.52 | 22.0425
2022-03-30 09:00 | 0.77921 | 0.11714 | 0.5 | 43.1233
2022-03-30 10:00 | 0.66283 | 0.039834 | 0.5 | 66.6058
2022-03-30 11:00 | 0.67506 | 0.001469 | 0.47 | 65.8025
2022-03-30 12:00 | 0.62542 | 0.001507 | 0.47 | 79.815
2022-03-30 13:00 | 0.52214 | 0.001596 | 0.47 | 88.4208
2022-03-30 14:00 | 0.54258 | 0.001753 | 0.5 | 91.2742
2022-03-30 15:00 | 0.5796 | 0.002264 | 0.5 | 103.6633
2022-03-30 16:00 | 0.40538 | 0.005724 | 0.51 | 107.2042
2022-03-30 17:00 | 0.18187 | 0.001755 | 0.6 | 222.9775
2022-03-30 18:00 | 0.014066 | 0.019653 | 0.61 | 226.1042
2022-03-30 19:00 | 0 | 0.12748 | 0.63 | 123.2367
2022-03-30 20:00 | 0 | 0.05436 | 0.64 | 132.515
2022-03-30 21:00 | 0 | 0.15628 | 0.65 | 179.5883
2022-03-30 22:00 | 0 | 0.18155 | 0.66 | 123.6667
2022-03-30 23:00 | 0 | 0.21362 | 0.7 | 112.1633
2022-03-31 | 0 | 0.1991 | 0.68 | 116.8242
2022-03-31 01:00 | 0 | 0.14839 | 0.7 | 106.1875
2022-03-31 02:00 | 0 | 0.1416 | 0.7 | 106.5083
2022-03-31 03:00 | 0 | 0.15215 | 0.7 | 101.0058
2022-03-31 04:00 | 0 | 0.16711 | 0.7 | 116.2858
2022-03-31 05:00 | 0 | 0.16009 | 0.7 | 127.5608
2022-03-31 06:00 | 0 | 0.18118 | 0.68 | 166.8067
2022-03-31 07:00 | 0.07002 | 0.14476 | 0.58 | 72.6958
2022-03-31 08:00 | 0.36177 | 0.076428 | 0.48 | 43.1158
2022-03-31 09:00 | 0.64625 | 0.14057 | 0.43 | 64.9808
2022-03-31 10:00 | 0.66265 | 0.13885 | 0.42 | 80.6692
2022-03-31 11:00 | 0.80078 | 0.13628 | 0.48 | 82.1125
2022-03-31 12:00 | 0.57834 | 0.16139 | 0.48 | 105.1433
2022-03-31 13:00 | 0.65833 | 0.23071 | 0.45 | 157.9708
2022-03-31 14:00 | 0.51465 | 0.17122 | 0.48 | 118.73
2022-03-31 15:00 | 0.61977 | 0.090614 | 0.5 | 104.2717
2022-03-31 16:00 | 0.5582 | 0.057496 | 0.53 | 162.3892
2022-03-31 17:00 | 0.1722 | 0.040064 | 0.57 | 1499.255
2022-03-31 18:00 | 0.0047748 | 0.052395 | 0.6 | 326.9692
2022-03-31 19:00 | 0 | 0.12812 | 0.61 | 203.59
2022-03-31 20:00 | 0 | 0.042631 | 0.63 | 227.2133
2022-03-31 21:00 | 0 | 0.037981 | 0.64 | 224.8675
2022-03-31 22:00 | 0 | 0.048912 | 0.66 | 316.3933
2022-03-31 23:00 | 0 | 0.037668 | 0.68 | 176.6608
2022-04-01 | 0 | 0.022701 | 0.68 | 98.93
2022-04-01 01:00 | 0 | 0.014339 | 0.68 | 144.6258
2022-04-01 02:00 | 0 | 0.044972 | 0.69 | 196.7183
2022-04-01 03:00 | 0 | 0.07227 | 0.69 | 219.8
2022-04-01 04:00 | 0 | 0.12174 | 0.69 | 241.8683
2022-04-01 05:00 | 0 | 0.18434 | 0.7 | 225.3408
2022-04-01 06:00 | 0 | 0.20908 | 0.67 | 285.2625
2022-04-01 07:00 | 0.11311 | 0.25264 | 0.58 | 119.3167
2022-04-01 08:00 | 0.8224 | 0.13149 | 0.48 | 78.2458
2022-04-01 09:00 | 0.88926 | 0.10501 | 0.4 | 115.8833
2022-04-01 10:00 | 0.91841 | 0.060567 | 0.39 | 69.585
2022-04-01 11:00 | 0.9131 | 0.025808 | 0.38 | 77.2725
2022-04-01 12:00 | 0.89834 | 0.017175 | 0.38 | 86.5133
2022-04-01 13:00 | 0.89763 | 0.008237 | 0.4 | 101.7067
2022-04-01 14:00 | 0.89982 | 0.022019 | 0.42 | 145.5883
2022-04-01 15:00 | 0.86493 | 0.024331 | 0.47 | 257.8342
2022-04-01 16:00 | 0.85154 | 0.011575 | 0.5 | 290.7075
2022-04-01 17:00 | 0.41331 | 0.010722 | 0.51 | 715.725
2022-04-01 18:00 | 0.022002 | 0.068744 | 0.52 | 908.855
2022-04-01 19:00 | 0 | 0.187 | 0.66 | 313.485
2022-04-01 20:00 | 0 | 0.16825 | 0.68 | 230.6642
2022-04-01 21:00 | 0 | 0.14862 | 0.69 | 252.825
2022-04-01 22:00 | 0 | 0.12953 | 0.7 | 349.1383
2022-04-01 23:00 | 0 | 0.15951 | 0.71 | 338.0925
2022-04-02 | 0 | 0.17955 | 0.71 | 340.3383
2022-04-02 01:00 | 0 | 0.20364 | 0.71 | 375.2733
2022-04-02 02:00 | 0 | 0.22885 | 0.72 | 205.7133
2022-04-02 03:00 | 0 | 0.21419 | 0.72 | 136.2058
2022-04-02 04:00 | 0 | 0.22479 | 0.72 | 176.7417
2022-04-02 05:00 | 0 | 0.243 | 0.72 | 254.2817
2022-04-02 06:00 | 0 | 0.21837 | 0.61 | 295.4208
2022-04-02 07:00 | 0.10903 | 0.15737 | 0.57 | 139.1258
2022-04-02 08:00 | 0.84634 | 0.049331 | 0.51 | 114.29
2022-04-02 09:00 | 0.93209 | 0.052054 | 0.48 | 106.6375
2022-04-02 10:00 | 0.91978 | 0.047551 | 0.44 | 108.9825
2022-04-02 11:00 | 0.85883 | 0.034949 | 0.45 | 94.4675
2022-04-02 12:00 | 0.76662 | 0.027768 | 0.46 | 107.0233
2022-04-02 13:00 | 0.69549 | 0.012725 | 0.5 | 116.4958
2022-04-02 14:00 | 0.74334 | 0.015121 | 0.5 | 174.1608
2022-04-02 15:00 | 0.63593 | 0.013718 | 0.54 | 182.1708
2022-04-02 16:00 | 0.63102 | 0.058626 | 0.58 | 187.0225
2022-04-02 17:00 | 0.3374 | 0.2955 | 0.62 | 308.995
2022-04-02 18:00 | 0.0036939 | 0.69279 | 0.63 | 299.2342
2022-04-02 19:00 | 0 | 0.78838 | 0.66 | 306.9917
2022-04-02 20:00 | 0 | 0.64653 | 0.66 | 311.5442
2022-04-02 21:00 | 0 | 0.49453 | 0.66 | 300.5983
2022-04-02 22:00 | 0 | 0.49217 | 0.66 | 301.8742
2022-04-02 23:00 | 0 | 0.46629 | 0.66 | 280.0533
2022-04-03 | 0 | 0.44579 | 0.7 | 291.7917
2022-04-03 01:00 | 0 | 0.41437 | 0.71 | 272.5533
2022-04-03 02:00 | 0 | 0.43641 | 0.71 | 158.696
2022-04-03 03:00 | 0 | 0.42471 | 0.7 | 156.07
2022-04-03 04:00 | 0 | 0.41052 | 0.7 | 146.8617
2022-04-03 05:00 | 0 | 0.3707 | 0.69 | 234.3675
2022-04-03 06:00 | 0 | 0.39685 | 0.68 | 197.0258
2022-04-03 07:00 | 0.12202 | 0.39695 | 0.62 | 233.9183
2022-04-03 08:00 | 0.80187 | 0.33521 | 0.6 | 100.8217
2022-04-03 09:00 | 0.90567 | 0.54189 | 0.44 | 72.3992
2022-04-03 10:00 | 0.86865 | 0.46843 | 0.48 | 86.7125
2022-04-03 11:00 | 0.84256 | 0.3825 | 0.45 | 79.2583
2022-04-03 12:00 | 0.7599 | 0.31192 | 0.46 | 60.5175
2022-04-03 13:00 | 0.61041 | 0.30685 | 0.6 | 67.7517
2022-04-03 14:00 | 0.65242 | 0.33731 | 0.5 | 106.5675
2022-04-03 15:00 | 0.62425 | 0.42071 | 0.49 | 128.4583
2022-04-03 16:00 | 0.65787 | 0.53468 | 0.58 | 187.255
2022-04-03 17:00 | 0.37905 | 0.62398 | 0.62 | 300.1183
2022-04-03 18:00 | 0.0050496 | 0.70403 | 0.64 | 311.8367
2022-04-03 19:00 | 0 | 0.66367 | 0.64 | 1210.1808
2022-04-03 20:00 | 0 | 0.38042 | 0.6 | 319.8617
2022-04-03 21:00 | 0 | 0.45229 | 0.66 | 304.2858
2022-04-03 22:00 | 0 | 0.54891 | 0.7 | 371.6525
2022-04-03 23:00 | 0 | 0.47385 | 0.7 | 706.2192
2022-04-04 | 0 | 0.38846 | 0.71 | 306.4858
2022-04-04 01:00 | 0 | 0.29174 | 0.72 | 305.4917
2022-04-04 02:00 | 0 | 0.22906 | 0.73 | 303.6892
2022-04-04 03:00 | 0 | 0.17102 | 0.73 | 248.8133
2022-04-04 04:00 | 0 | 0.15819 | 0.72 | 220.4458
2022-04-04 05:00 | 0 | 0.20944 | 0.72 | 268.1275
2022-04-04 06:00 | 0 | 0.24564 | 0.67 | 373.1192
2022-04-04 07:00 | 0.12013 | 0.18605 | 0.63 | 307.9867
2022-04-04 08:00 | 0.80141 | 0.15773 | 0.6 | 267.4958
2022-04-04 09:00 | 0.89526 | 0.11302 | 0.59 | 180.96
2022-04-04 10:00 | 0.77734 | 0.026694 | 0.59 | 166.9408
2022-04-04 11:00 | 0.82799 | 0.002241 | 0.59 | 101.7925
2022-04-04 12:00 | 0.82878 | 0.004048 | 0.59 | 107.5642
2022-04-04 13:00 | 0.83112 | 0.006596 | 0.6 | 116.3983
2022-04-04 14:00 | 0.86369 | 0.003146 | 0.6 | 113.3258
2022-04-04 15:00 | 0.86373 | 0.002149 | 0.59 | 163.7017
2022-04-04 16:00 | 0.88306 | 0.002267 | 0.61 | 294.2933
2022-04-04 17:00 | 0.41832 | 0.006611 | 0.62 | 1572.36
2022-04-04 18:00 | 0.0052741 | 0.04326 | 0.63 | 1458.8508
2022-04-04 19:00 | 0 | 0.095044 | 0.63 | 740.125
2022-04-04 20:00 | 0 | 0.15715 | 0.65 | 245.4983
2022-04-04 21:00 | 0 | 0.25697 | 0.65 | 304.2492
2022-04-04 22:00 | 0 | 0.2829 | 0.67 | 283.69
2022-04-04 23:00 | 0 | 0.25401 | 0.69 | 305.0908
2022-04-05 | 0 | 0.26417 | 0.7 | 307.9142
2022-04-05 01:00 | 0 | 0.20993 | 0.71 | 346.7458
2022-04-05 02:00 | 0 | 0.16976 | 0.71 | 308.2825
2022-04-05 03:00 | 0 | 0.1439 | 0.72 | 308.0983
2022-04-05 04:00 | 0 | 0.15394 | 0.72 | 310.9442
2022-04-05 05:00 | 0 | 0.11879 | 0.7 | 327.1475
2022-04-05 06:00 | 0 | 0.091839 | 0.69 | 390.8233
2022-04-05 07:00 | 0.11919 | 0.061755 | 0.63 | 314.9442
2022-04-05 08:00 | 0.69633 | 0.011519 | 0.6 | 231.6183
2022-04-05 09:00 | 0.81335 | 0.010592 | 0.58 | 108.0858
2022-04-05 10:00 | 0.7828 | 0.013602 | 0.57 | 96.2283
2022-04-05 11:00 | 0.84021 | 0.01886 | 0.46 | 82.08
2022-04-05 12:00 | 0.76759 | 0.019008 | 0.57 | 82.8075
2022-04-05 13:00 | 0.63392 | 0.017289 | 0.6 | 114.6817
2022-04-05 14:00 | 0.76099 | 0.019068 | 0.49 | 174.4308
2022-04-05 15:00 | 0.70309 | 0.018613 | 0.52 | 146.9683
2022-04-05 16:00 | 0.6588 | 0.025553 | 0.57 | 274.0092
2022-04-05 17:00 | 0.3924 | 0.08579 | 0.6 | 463.1233
2022-04-05 18:00 | 0.003542 | 0.36162 | 0.63 | 824.535
2022-04-05 19:00 | 0 | 0.65577 | 0.64 | 364.73
2022-04-05 20:00 | 0 | 0.58008 | 0.65 | 345.6467
2022-04-05 21:00 | 0 | 0.53149 | 0.65 | 309.6642
2022-04-05 22:00 | 0 | 0.54705 | 0.66 | 297.2375
2022-04-05 23:00 | 0 | 0.533 | 0.67 | 323.7792
2022-04-06 | 0 | 0.50855 | 0.69 | 290.245
2022-04-06 01:00 | 0 | 0.47538 | 0.7 | 298.4675
2022-04-06 02:00 | 0 | 0.50276 | 0.68 | 228.3492
2022-04-06 03:00 | 0 | 0.46038 | 0.69 | 168.3158
2022-04-06 04:00 | 0 | 0.42555 | 0.68 | 155.4767
2022-04-06 05:00 | 0 | 0.34354 | 0.68 | 190.1925
2022-04-06 06:00 | 0 | 0.37504 | 0.7 | 201.5642
2022-04-06 07:00 | 0.11528 | 0.3235 | 0.61 | 292.11
2022-04-06 08:00 | 0.81522 | 0.19737 | 0.51 | 257.6125
2022-04-06 09:00 | 0.91067 | 0.14883 | 0.48 | 140.7317
2022-04-06 10:00 | 0.91633 | 0.086385 | 0.48 | 258.1233
2022-04-06 11:00 | 0.89999 | 0.068407 | 0.46 | 277.7992
2022-04-06 12:00 | 0.89433 | 0.067519 | 0.46 | 284.71
2022-04-06 13:00 | 0.86953 | 0.087972 | 0.65 | 296.8267
2022-04-06 14:00 | 0.90488 | 0.12551 | 0.64 | 211.1617
2022-04-06 15:00 | 0.83255 | 0.17774 | 0.59 | 331.8992
2022-04-06 16:00 | 0.76461 | 0.24925 | 0.56 | 193.3117
2022-04-06 17:00 | 0.38258 | 0.41554 | 0.61 | 271.75
2022-04-06 18:00 | 0.0030669 | 0.69736 | 0.6 | 388.7742
2022-04-06 19:00 | 0 | 0.78281 | 0.62 | 310.1075
2022-04-06 20:00 | 0 | 0.67815 | 0.64 | 295.7075
2022-04-06 21:00 | 0 | 0.68547 | 0.66 | 300.1292
2022-04-06 22:00 | 0 | 0.67655 | 0.66 | 221.1192
2022-04-06 23:00 | 0 | 0.67146 | 0.67 | 243.9392
2022-04-07 | 0 | 0.68945 | 0.69 | 189.9108
2022-04-07 01:00 | 0 | 0.67463 | 0.7 | 183.645
2022-04-07 02:00 | 0 | 0.62125 | 0.69 | 143.0417
2022-04-07 03:00 | 0 | 0.59944 | 0.7 | 149.6917
2022-04-07 04:00 | 0 | 0.60125 | 0.69 | 141.2592
2022-04-07 05:00 | 0 | 0.6172 | 0.7 | 137.2258
2022-04-07 06:00 | 0 | 0.59712 | 0.67 | 161.2833
2022-04-07 07:00 | 0.11987 | 0.49418 | 0.63 | 258.8492
2022-04-07 08:00 | 0.75014 | 0.32934 | 0.61 | 231.6092
2022-04-07 09:00 | 0.89678 | 0.28956 | 0.58 | 43.9733
2022-04-07 10:00 | 0.90527 | 0.20059 | 0.56 | 66.93
2022-04-07 11:00 | 0.87654 | 0.12486 | 0.56 | 91.9642
2022-04-07 12:00 | 0.83764 | 0.097189 | 0.58 | 132.0225
2022-04-07 13:00 | 0.81394 | 0.086119 | 0.58 | 139.5592
2022-04-07 14:00 | 0.79907 | 0.079318 | 0.49 | 77.4383
2022-04-07 15:00 | 0.79248 | 0.097105 | 0.46 | 90.6592
2022-04-07 16:00 | 0.47624 | 0.12725 | 0.61 | 218.3583
2022-04-07 17:00 | 0.24248 | 0.21964 | 0.62 | 367.1325
2022-04-07 18:00 | 0.0016761 | 0.40117 | 0.63 | 572.3983
2022-04-07 19:00 | 0 | 0.59525 | 0.63 | 411.8733
2022-04-07 20:00 | 0 | 0.64766 | 0.64 | 246.15
2022-04-07 21:00 | 0 | 0.6864 | 0.6 | 272.0517
2022-04-07 22:00 | 0 | 0.7221 | 0.67 | 194.8708
2022-04-07 23:00 | 0 | 0.73524 | 0.68 | 208.8442
2022-04-08 | 0 | 0.72849 | 0.7 | 162.9575
2022-04-08 01:00 | 0 | 0.69703 | 0.68 | 145.3083
2022-04-08 02:00 | 0 | 0.66126 | 0.69 | 160.9358
2022-04-08 03:00 | 0 | 0.61736 | 0.69 | 136.4258
2022-04-08 04:00 | 0 | 0.60255 | 0.69 | 134.935
2022-04-08 05:00 | 0 | 0.58718 | 0.68 | 160.2017
2022-04-08 06:00 | 0 | 0.58217 | 0.67 | 183.7892
2022-04-08 07:00 | 0.035262 | 0.57613 | 0.59 | 208.74
2022-04-08 08:00 | 0.1663 | 0.56267 | 0.5 | 173.9058
2022-04-08 09:00 | 0.32759 | 0.61276 | 0.47 | 33.07
2022-04-08 10:00 | 0.46233 | 0.56591 | 0.44 | 176.625
2022-04-08 11:00 | 0.46478 | 0.50446 | 0.41 | 43.7625
2022-04-08 12:00 | 0.51615 | 0.40168 | 0.41 | 57.37
2022-04-08 13:00 | 0.5835 | 0.38196 | 0.42 | 102.4442
2022-04-08 14:00 | 0.59735 | 0.39636 | 0.45 | 151.2542
2022-04-08 15:00 | 0.56088 | 0.44805 | 0.47 | 171.6867
2022-04-08 16:00 | 0.48214 | 0.56957 | 0.54 | 228.5892
2022-04-08 17:00 | 0.24896 | 0.61275 | 0.61 | 299.5342
2022-04-08 18:00 | 0 | 0.61125 | 0.63 | 340.5025
2022-04-08 19:00 | 0 | 0.64344 | 0.63 | 324.7492
2022-04-08 20:00 | 0 | 0.67022 | 0.63 | 271.0825
2022-04-08 21:00 | 0 | 0.67447 | 0.6 | 292.0042
2022-04-08 22:00 | 0 | 0.71255 | 0.65 | 278.1617
2022-04-08 23:00 | 0 | 0.72266 | 0.67 | 304.1742
2022-04-09 | 0 | 0.72638 | 0.68 | 230.7892
2022-04-09 01:00 | 0 | 0.7646 | 0.69 | 133.9567
2022-04-09 02:00 | 0 | 0.76068 | 0.69 | 158.98
2022-04-09 03:00 | 0 | 0.7506 | 0.7 | 136.3208
2022-04-09 04:00 | 0 | 0.69517 | 0.69 | 139.9867
2022-04-09 05:00 | 0 | 0.71991 | 0.69 | 138.1917
2022-04-09 06:00 | 0 | 0.7592 | 0.68 | 159.7083
2022-04-09 07:00 | 0.10611 | 0.78119 | 0.63 | 177.625
2022-04-09 08:00 | 0.81736 | 0.76456 | 0.63 | 130.83
2022-04-09 09:00 | 0.91986 | 0.8821 | 0.6 | 142.8992
2022-04-09 10:00 | 0.92551 | 0.8769 | 0.6 | 128.2208
2022-04-09 11:00 | 0.90658 | 0.90551 | 0.54 | 169.9575
2022-04-09 12:00 | 0.86983 | 0.8744 | 0.53 | 169.2925
2022-04-09 13:00 | 0.79483 | 0.78826 | 0.55 | 155.3192
2022-04-09 14:00 | 0.81316 | 0.70834 | 0.64 | 165.8592
2022-04-09 15:00 | 0.69068 | 0.55329 | 0.58 | 198.1058
2022-04-09 16:00 | 0.76158 | 0.48913 | 0.58 | 281.8017
2022-04-09 17:00 | 0.40372 | 0.5255 | 0.61 | 272.2242
2022-04-09 18:00 | 0 | 0.63795 | 0.63 | 298.5992
2022-04-09 19:00 | 0 | 0.74202 | 0.64 | 305.32
2022-04-09 20:00 | 0 | 0.76746 | 0.66 | 258.6117
2022-04-09 21:00 | 0 | 0.76975 | 0.67 | 276.3408
2022-04-09 22:00 | 0 | 0.80007 | 0.68 | 262.11
2022-04-09 23:00 | 0 | 0.82342 | 0.68 | 245.3458
2022-04-10 | 0 | 0.83472 | 0.69 | 185.3567
2022-04-10 01:00 | 0 | 0.82356 | 0.69 | 159.0133
2022-04-10 02:00 | 0 | 0.78521 | 0.69 | 150.7492
2022-04-10 03:00 | 0 | 0.79198 | 0.7 | 138.2642
2022-04-10 04:00 | 0 | 0.83692 | 0.7 | 130.8733
2022-04-10 05:00 | 0 | 0.84505 | 0.69 | 141.0208
2022-04-10 06:00 | 0 | 0.82604 | 0.69 | 145.2925
2022-04-10 07:00 | 0.1036 | 0.81973 | 0.63 | 132.0825
2022-04-10 08:00 | 0.84872 | 0.8831 | 0.55 | 62.6283
2022-04-10 09:00 | 0.9311 | 0.90716 | 0.51 | 39.0008
2022-04-10 10:00 | 0.92902 | 0.87367 | 0.42 | 56.6358
2022-04-10 11:00 | 0.8877 | 0.86595 | 0.49 | 70.2508
2022-04-10 12:00 | 0.80739 | 0.74321 | 0.42 | 78.8442
2022-04-10 13:00 | 0.71881 | 0.61382 | 0.59 | 65.3825
2022-04-10 14:00 | 0.84703 | 0.49469 | 0.46 | 82.5883
2022-04-10 15:00 | 0.85225 | 0.34437 | 0.6 | 99.0492
2022-04-10 16:00 | 0.88232 | 0.33281 | 0.56 | 144.7417
2022-04-10 17:00 | 0.40366 | 0.30973 | 0.63 | 223.4867
2022-04-10 18:00 | 0 | 0.2791 | 0.63 | 401.6192
2022-04-10 19:00 | 0 | 0.38767 | 0.6 | 419.7608
2022-04-10 20:00 | 0 | 0.62806 | 0.65 | 311.845
2022-04-10 21:00 | 0 | 0.65636 | 0.67 | 305.9325
2022-04-10 22:00 | 0 | 0.67636 | 0.68 | 304.2233
2022-04-10 23:00 | 0 | 0.64652 | 0.68 | 305.8533
2022-04-11 | 0 | 0.6149 | 0.69 | 289.2208
2022-04-11 01:00 | 0 | 0.54661 | 0.7 | 300.22
2022-04-11 02:00 | 0 | 0.49759 | 0.72 | 306.4517
2022-04-11 03:00 | 0 | 0.48709 | 0.72 | 301.2233
2022-04-11 04:00 | 0 | 0.45871 | 0.72 | 299.0867
2022-04-11 05:00 | 0 | 0.4352 | 0.71 | 304.5308
2022-04-11 06:00 | 0 | 0.42489 | 0.69 | 324.2675
2022-04-11 07:00 | 0.10344 | 0.41766 | 0.63 | 298.8133
2022-04-11 08:00 | 0.8347 | 0.29038 | 0.57 | 218.3083
2022-04-11 09:00 | 0.91627 | 0.20316 | 0.52 | 171.795
2022-04-11 10:00 | 0.91867 | 0.12645 | 0.41 | 121.0233
2022-04-11 11:00 | 0.86485 | 0.081224 | 0.47 | 96.4667
2022-04-11 12:00 | 0.86429 | 0.062294 | 0.41 | 153.27
2022-04-11 13:00 | 0.78639 | 0.057839 | 0.49 | 202.3825
2022-04-11 14:00 | 0.79722 | 0.066106 | 0.51 | 216.6342
2022-04-11 15:00 | 0.82121 | 0.067435 | 0.48 | 283.4442
2022-04-11 16:00 | 0.74135 | 0.067597 | 0.53 | 313.4033
2022-04-11 17:00 | 0.3807 | 0.12269 | 0.6 | 332.7192
2022-04-11 18:00 | 0 | 0.31176 | 0.63 | 520.7567
2022-04-11 19:00 | 0 | 0.41474 | 0.64 | 508.0558
2022-04-11 20:00 | 0 | 0.29724 | 0.67 | 313.5692
2022-04-11 21:00 | 0 | 0.23429 | 0.68 | 344.0175
2022-04-11 22:00 | 0 | 0.21043 | 0.69 | 314.385
2022-04-11 23:00 | 0 | 0.17837 | 0.7 | 329.5233
2022-04-12 | 0 | 0.15124 | 0.7 | 286.0508
2022-04-12 01:00 | 0 | 0.12151 | 0.7 | 271.6
2022-04-12 02:00 | 0 | 0.090189 | 0.71 | 242.4325
2022-04-12 03:00 | 0 | 0.052407 | 0.71 | 236.8892
2022-04-12 04:00 | 0 | 0.026749 | 0.71 | 258.6267
2022-04-12 05:00 | 0 | 0.024064 | 0.71 | 259.7333
2022-04-12 06:00 | 0 | 0.039958 | 0.7 | 292.7342
2022-04-12 07:00 | 0.10741 | 0.044141 | 0.63 | 310.4958
2022-04-12 08:00 | 0.81481 | 0.024279 | 0.56 | 189.7033
2022-04-12 09:00 | 0.90652 | 0.054113 | 0.4 | 123.6283
2022-04-12 10:00 | 0.90915 | 0.08024 | 0.56 | 94.8967
2022-04-12 11:00 | 0.88643 | 0.11162 | 0.47 | 125.8717
2022-04-12 12:00 | 0.87668 | 0.16809 | 0.42 | 135.7058
2022-04-12 13:00 | 0.85068 | 0.1686 | 0.5 | 150.2708
2022-04-12 14:00 | 0.88054 | 0.15534 | 0.53 | 157.3533
2022-04-12 15:00 | 0.83868 | 0.14679 | 0.5 | 252.9575
2022-04-12 16:00 | 0.8233 | 0.13324 | 0.54 | 213.0308
2022-04-12 17:00 | 0.39542 | 0.13903 | 0.62 | 271.4342
2022-04-12 18:00 | 0.00027929 | 0.32131 | 0.63 | 619.8858
2022-04-12 19:00 | 0 | 0.45989 | 0.64 | 342.7908
2022-04-12 20:00 | 0 | 0.46781 | 0.7 | 285.0042
2022-04-12 21:00 | 0 | 0.42659 | 0.66 | 307.2542
2022-04-12 22:00 | 0 | 0.4133 | 0.67 | 215.9508
2022-04-12 23:00 | 0 | 0.38728 | 0.67 | 218.1925
2022-04-13 | 0 | 0.39655 | 0.67 | 180.0742
2022-04-13 01:00 | 0 | 0.412 | 0.67 | 212.7242
2022-04-13 02:00 | 0 | 0.43542 | 0.67 | 231.3808
2022-04-13 03:00 | 0 | 0.35555 | 0.68 | 229.4925
2022-04-13 04:00 | 0 | 0.27795 | 0.68 | 200.6967
2022-04-13 05:00 | 0 | 0.18381 | 0.68 | 190.385
2022-04-13 06:00 | 0 | 0.17128 | 0.7 | 157.945
2022-04-13 07:00 | 0.1091 | 0.15466 | 0.6 | 183.0908
2022-04-13 08:00 | 0.81122 | 0.12314 | 0.53 | 122.165
2022-04-13 09:00 | 0.88054 | 0.14252 | 0.5 | 67.7492
2022-04-13 10:00 | 0.89949 | 0.095354 | 0.49 | 113.2958
2022-04-13 11:00 | 0.88116 | 0.10125 | 0.43 | 125.5975
2022-04-13 12:00 | 0.84125 | 0.096804 | 0.43 | 116.6875
2022-04-13 13:00 | 0.67854 | 0.10606 | 0.58 | 141.2392
2022-04-13 14:00 | 0.77894 | 0.13082 | 0.52 | 143.0883
2022-04-13 15:00 | 0.81661 | 0.13487 | 0.5 | 154.3158
2022-04-13 16:00 | 0.79011 | 0.18042 | 0.55 | 133.0267
2022-04-13 17:00 | 0.40832 | 0.35856 | 0.62 | 201.6708
2022-04-13 18:00 | 0 | 0.57753 | 0.6 | 325.1383
2022-04-13 19:00 | 0 | 0.64418 | 0.65 | 248.0808
2022-04-13 20:00 | 0 | 0.55142 | 0.66 | 235.8108
2022-04-13 21:00 | 0 | 0.49475 | 0.66 | 192.1075
2022-04-13 22:00 | 0 | 0.45177 | 0.67 | 172.3083
2022-04-13 23:00 | 0 | 0.40227 | 0.68 | 221.3992
2022-04-14 | 0 | 0.35328 | 0.67 | 163.9017
2022-04-14 01:00 | 0 | 0.30636 | 0.67 | 163.0917
2022-04-14 02:00 | 0 | 0.33022 | 0.67 | 149.2492
2022-04-14 03:00 | 0 | 0.35288 | 0.67 | 128.0792
2022-04-14 04:00 | 0 | 0.36645 | 0.67 | 108.3367
2022-04-14 05:00 | 0 | 0.35262 | 0.67 | 105.8583
2022-04-14 06:00 | 0 | 0.37418 | 0.67 | 135.1967
2022-04-14 07:00 | 0.11146 | 0.36232 | 0.62 | 155.6625
2022-04-14 08:00 | 0.75084 | 0.46489 | 0.49 | 90.4367
2022-04-14 09:00 | 0.85968 | 0.40372 | 0.44 | 70.8817
2022-04-14 10:00 | 0.80145 | 0.25206 | 0.41 | 99.8558
2022-04-14 11:00 | 0.6846 | 0.16083 | 0.48 | 106.5783
2022-04-14 12:00 | 0.63204 | 0.13874 | 0.48 | 106.6833
2022-04-14 13:00 | 0.57123 | 0.13099 | 0.48 | 101.3917
2022-04-14 14:00 | 0.7136 | 0.14459 | 0.5 | 96.8925
2022-04-14 15:00 | 0.65565 | 0.16687 | 0.52 | 123.3208
2022-04-14 16:00 | 0.66501 | 0.18448 | 0.55 | 202.9617
2022-04-14 17:00 | 0.34569 | 0.26617 | 0.62 | 233.8642
2022-04-14 18:00 | 0 | 0.24424 | 0.63 | 310.6483
2022-04-14 19:00 | 0 | 0.29721 | 0.64 | 322.125
2022-04-14 20:00 | 0 | 0.35219 | 0.65 | 296.49
2022-04-14 21:00 | 0 | 0.38944 | 0.65 | 268.8383
2022-04-14 22:00 | 0 | 0.40069 | 0.67 | 194.71
2022-04-14 23:00 | 0 | 0.41936 | 0.69 | 249.6258
2022-04-15 | 0 | 0.43822 | 0.68 | 234.8083
2022-04-15 01:00 | 0 | 0.45569 | 0.7 | 189.9508
2022-04-15 02:00 | 0 | 0.48156 | 0.68 | 167.7067
2022-04-15 03:00 | 0 | 0.49232 | 0.68 | 134.3683
2022-04-15 04:00 | 0 | 0.56888 | 0.7 | 102.3475
2022-04-15 05:00 | 0 | 0.56883 | 0.71 | 119.0317
2022-04-15 06:00 | 0 | 0.53555 | 0.7 | 135.7358
2022-04-15 07:00 | 0.11734 | 0.5495 | 0.59 | 120.2933
2022-04-15 08:00 | 0.80452 | 0.41726 | 0.51 | 49.1425
2022-04-15 09:00 | 0.90918 | 0.41038 | 0.46 | 23.785
2022-04-15 10:00 | 0.91893 | 0.33238 | 0.44 | 24.8325
2022-04-15 11:00 | 0.87212 | 0.32508 | 0.44 | 61.9892
2022-04-15 12:00 | 0.82844 | 0.31465 | 0.44 | 22.1625
2022-04-15 13:00 | 0.76882 | 0.29892 | 0.54 | 7.9167
2022-04-15 14:00 | 0.71967 | 0.29227 | 0.47 | 46.9158
2022-04-15 15:00 | 0.73983 | 0.3056 | 0.45 | 76.4292
2022-04-15 16:00 | 0.73626 | 0.30955 | 0.53 | 124.1575
2022-04-15 17:00 | 0.37908 | 0.29587 | 0.61 | 156.3492
2022-04-15 18:00 | 0.0019619 | 0.36841 | 0.63 | 259.77
2022-04-15 19:00 | 0 | 0.44701 | 0.63 | 205.165
2022-04-15 20:00 | 0 | 0.33354 | 0.65 | 185.5183
2022-04-15 21:00 | 0 | 0.30523 | 0.7 | 192.905
2022-04-15 22:00 | 0 | 0.33064 | 0.7 | 192.7158
2022-04-15 23:00 | 0 | 0.3389 | 0.66 | 144.7258
2022-04-16 | 0 | 0.35902 | 0.66 | 146.4517
2022-04-16 01:00 | 0 | 0.36859 | 0.67 | 122.8742
2022-04-16 02:00 | 0 | 0.40304 | 0.68 | 131.2042
2022-04-16 03:00 | 0 | 0.44105 | 0.68 | 136.2558
2022-04-16 04:00 | 0 | 0.52496 | 0.68 | 125.1758
2022-04-16 05:00 | 0 | 0.6077 | 0.68 | 121.6783
2022-04-16 06:00 | 0 | 0.63779 | 0.69 | 127.0783
2022-04-16 07:00 | 0.098619 | 0.58522 | 0.61 | 130.1633
2022-04-16 08:00 | 0.65883 | 0.3044 | 0.5 | 62.7408
2022-04-16 09:00 | 0.88898 | 0.30953 | 0.47 | 18.8008
2022-04-16 10:00 | 0.75188 | 0.13514 | 0.45 | 28.1083
2022-04-16 11:00 | 0.6592 | 0.064894 | 0.45 | 15.9492
2022-04-16 12:00 | 0.56891 | 0.048574 | 0.56 | 35.5975
2022-04-16 13:00 | 0.50272 | 0.039946 | 0.58 | 42.0658
2022-04-16 14:00 | 0.47741 | 0.031216 | 0.5 | 77.4542
2022-04-16 15:00 | 0.41878 | 0.035513 | 0.6 | 101.9633
2022-04-16 16:00 | 0.45931 | 0.064281 | 0.57 | 96.5167
2022-04-16 17:00 | 0.15215 | 0.10999 | 0.63 | 148.07
2022-04-16 18:00 | 0.00074492 | 0.18333 | 0.64 | 190.6742
2022-04-16 19:00 | 0 | 0.31093 | 0.65 | 192.7367
2022-04-16 20:00 | 0 | 0.38454 | 0.66 | 135.905
2022-04-16 21:00 | 0 | 0.35429 | 0.66 | 135.705
2022-04-16 22:00 | 0 | 0.29066 | 0.68 | 131.1458
2022-04-16 23:00 | 0 | 0.24722 | 0.68 | 115.1767
2022-04-17 | 0 | 0.22264 | 0.7 | 98.7792
2022-04-17 01:00 | 0 | 0.17442 | 0.71 | 101.1433
2022-04-17 02:00 | 0 | 0.22087 | 0.7 | 120.9742
2022-04-17 03:00 | 0 | 0.2289 | 0.7 | 112.28
2022-04-17 04:00 | 0 | 0.29647 | 0.7 | 110.8533
2022-04-17 05:00 | 0 | 0.2688 | 0.71 | 100.1783
2022-04-17 06:00 | 0 | 0.31811 | 0.7 | 108.2308
2022-04-17 07:00 | 0.040107 | 0.37413 | 0.63 | 118.3983
2022-04-17 08:00 | 0.054959 | 0.17217 | 0.52 | 45.3017
2022-04-17 09:00 | 0.16794 | 0.1982 | 0.5 | 51.0808
2022-04-17 10:00 | 0.19519 | 0.18112 | 0.4 | 44.6167
2022-04-17 11:00 | 0.16761 | 0.11397 | 0.4 | 22.26
2022-04-17 12:00 | 0.12799 | 0.096716 | 0.41 | 28.0992
2022-04-17 13:00 | 0.34935 | 0.11317 | 0.44 | 16.9867
2022-04-17 14:00 | 0.27445 | 0.14219 | 0.52 | 60.3217
2022-04-17 15:00 | 0.095007 | 0.19206 | 0.56 | 91.255
2022-04-17 16:00 | 0.18602 | 0.36107 | 0.61 | 119.7117
2022-04-17 17:00 | 0.051184 | 0.58662 | 0.7 | 170.1342
2022-04-17 18:00 | 0 | 0.76269 | 0.65 | 208.045
2022-04-17 19:00 | 0 | 0.7403 | 0.65 | 178.0742
2022-04-17 20:00 | 0 | 0.6431 | 0.65 | 131.3817
2022-04-17 21:00 | 0 | 0.59635 | 0.66 | 137.7958
2022-04-17 22:00 | 0 | 0.57002 | 0.67 | 151.1867
2022-04-17 23:00 | 0 | 0.51476 | 0.67 | 138.0433
2022-04-18 | 0 | 0.48599 | 0.7 | 124.725
2022-04-18 01:00 | 0 | 0.46929 | 0.67 | 119.0758
2022-04-18 02:00 | 0 | 0.41625 | 0.67 | 112.7092
2022-04-18 03:00 | 0 | 0.38327 | 0.66 | 100.5858
2022-04-18 04:00 | 0 | 0.30895 | 0.67 | 93.3675
2022-04-18 05:00 | 0 | 0.31845 | 0.7 | 92.0917
2022-04-18 06:00 | 0 | 0.34345 | 0.68 | 102.1175
2022-04-18 07:00 | 0.098643 | 0.33972 | 0.61 | 107.6783
2022-04-18 08:00 | 0.60011 | 0.14239 | 0.53 | 45.16
2022-04-18 09:00 | 0.69604 | 0.27577 | 0.47 | 26.9633
2022-04-18 10:00 | 0.7141 | 0.17414 | 0.45 | 22.4125
2022-04-18 11:00 | 0.71121 | 0.094809 | 0.47 | 14.1192
2022-04-18 12:00 | 0.56586 | 0.088411 | 0.41 | 69.0625
2022-04-18 13:00 | 0.36199 | 0.084069 | 0.48 | 87.6875
2022-04-18 14:00 | 0.33605 | 0.12034 | 0.49 | 98.3892
2022-04-18 15:00 | 0.36892 | 0.16748 | 0.5 | 103.5942
2022-04-18 16:00 | 0.47064 | 0.23616 | 0.56 | 153.89
2022-04-18 17:00 | 0.18631 | 0.40315 | 0.62 | 175.7275
2022-04-18 18:00 | 0.00027154 | 0.66588 | 0.62 | 300.0675
2022-04-18 19:00 | 0 | 0.70583 | 0.64 | 271.9708
2022-04-18 20:00 | 0 | 0.65729 | 0.66 | 223.2667
2022-04-18 21:00 | 0 | 0.58669 | 0.67 | 222.8208
2022-04-18 22:00 | 0 | 0.51358 | 0.68 | 225.5192
2022-04-18 23:00 | 0 | 0.45239 | 0.68 | 259.1892
2022-04-19 | 0 | 0.40045 | 0.68 | 203.2975
2022-04-19 01:00 | 0 | 0.35122 | 0.69 | 223.3367
2022-04-19 02:00 | 0 | 0.31277 | 0.69 | 169.0225
2022-04-19 03:00 | 0 | 0.24139 | 0.69 | 123.7625
2022-04-19 04:00 | 0 | 0.24494 | 0.69 | 117.52
2022-04-19 05:00 | 0 | 0.23336 | 0.68 | 120.1975
2022-04-19 06:00 | 0 | 0.25955 | 0.68 | 151.4917
2022-04-19 07:00 | 0.10067 | 0.22106 | 0.6 | 212.1058
2022-04-19 08:00 | 0.66179 | 0.20346 | 0.55 | 125.0242
2022-04-19 09:00 | 0.71624 | 0.22903 | 0.57 | 103.5
2022-04-19 10:00 | 0.8994 | 0.13241 | 0.41 | 130.2225
2022-04-19 11:00 | 0.88196 | 0.10703 | 0.42 | 111.9833
2022-04-19 12:00 | 0.87101 | 0.11469 | 0.44 | 121.97
2022-04-19 13:00 | 0.8679 | 0.13382 | 0.46 | 187.405
2022-04-19 14:00 | 0.87805 | 0.15011 | 0.63 | 181.9967
2022-04-19 15:00 | 0.89073 | 0.1355 | 0.6 | 274.6208
2022-04-19 16:00 | 0.8707 | 0.16576 | 0.6 | 272.3242
2022-04-19 17:00 | 0.39203 | 0.2438 | 0.63 | 310.7675
2022-04-19 18:00 | 0 | 0.47623 | 0.62 | 343.8308
2022-04-19 19:00 | 0 | 0.55834 | 0.63 | 307.98
2022-04-19 20:00 | 0 | 0.47198 | 0.67 | 247.0142
2022-04-19 21:00 | 0 | 0.40084 | 0.68 | 275.7875
2022-04-19 22:00 | 0 | 0.36994 | 0.68 | 245.7558
2022-04-19 23:00 | 0 | 0.35534 | 0.68 | 178.8092
2022-04-20 | 0 | 0.37475 | 0.68 | 127.5933
2022-04-20 01:00 | 0 | 0.30918 | 0.68 | 119.3617
2022-04-20 02:00 | 0 | 0.22239 | 0.69 | 101.8933
2022-04-20 03:00 | 0 | 0.17346 | 0.69 | 73.115
2022-04-20 04:00 | 0 | 0.16903 | 0.69 | 87.7
2022-04-20 05:00 | 0 | 0.13046 | 0.7 | 106.6533
2022-04-20 06:00 | 0 | 0.094297 | 0.7 | 152.335
2022-04-20 07:00 | 0.075591 | 0.062436 | 0.62 | 257.9258
2022-04-20 08:00 | 0.46128 | 0.051357 | 0.58 | 144.89
2022-04-20 09:00 | 0.59116 | 0.043379 | 0.53 | 98.1433
2022-04-20 10:00 | 0.50884 | 0.010692 | 0.42 | 101.0092
2022-04-20 11:00 | 0.50312 | 0.006013 | 0.41 | 86.9667
2022-04-20 12:00 | 0.59726 | 0.008214 | 0.41 | 81.4425
2022-04-20 13:00 | 0.6396 | 0.014948 | 0.48 | 91.31
2022-04-20 14:00 | 0.43433 | 0.021808 | 0.49 | 75.7917
2022-04-20 15:00 | 0.48663 | 0.042166 | 0.48 | 130.0742
2022-04-20 16:00 | 0.53343 | 0.077232 | 0.55 | 178.8025
2022-04-20 17:00 | 0.24383 | 0.17505 | 0.6 | 421.0833
2022-04-20 18:00 | 0 | 0.39759 | 0.61 | 560.8283
2022-04-20 19:00 | 0 | 0.42508 | 0.62 | 3939.3492
2022-04-20 20:00 | 0 | 0.42137 | 0.64 | 298.9625
2022-04-20 21:00 | 0 | 0.3472 | 0.66 | 378.6183
2022-04-20 22:00 | 0 | 0.24839 | 0.67 | 290.8542
2022-04-20 23:00 | 0 | 0.24319 | 0.67 | 267.1292
2022-04-21 | 0 | 0.18798 | 0.68 | 231.5467
2022-04-21 01:00 | 0 | 0.13909 | 0.69 | 210.8983
2022-04-21 02:00 | 0 | 0.10196 | 0.7 | 235.4492
2022-04-21 03:00 | 0 | 0.079582 | 0.71 | 233.4067
2022-04-21 04:00 | 0 | 0.085642 | 0.71 | 204.4942
2022-04-21 05:00 | 0 | 0.14456 | 0.72 | 208.2008
2022-04-21 06:00 | 0 | 0.20288 | 0.7 | 244.9025
2022-04-21 07:00 | 0.10421 | 0.25088 | 0.66 | 302.875
2022-04-21 08:00 | 0.75034 | 0.10936 | 0.6 | 225.3967
2022-04-21 09:00 | 0.85839 | 0.1743 | 0.5 | 120.04
2022-04-21 10:00 | 0.86431 | 0.35012 | 0.5 | 131.8933
2022-04-21 11:00 | 0.83151 | 0.26243 | 0.49 | 135.5567
2022-04-21 12:00 | 0.74751 | 0.28274 | 0.48 | 127.2958
2022-04-21 13:00 | 0.69454 | 0.28032 | 0.49 | 161.7367
2022-04-21 14:00 | 0.69284 | 0.39234 | 0.52 | 194.2892
2022-04-21 15:00 | 0.80205 | 0.51316 | 0.56 | 272.3508
2022-04-21 16:00 | 0.67744 | 0.6221 | 0.6 | 356.76
2022-04-21 17:00 | 0.29624 | 0.62985 | 0.62 | 289.7158
2022-04-21 18:00 | 0 | 0.36335 | 0.62 | 310.8633
2022-04-21 19:00 | 0 | 0.23778 | 0.63 | 305.1808
2022-04-21 20:00 | 0 | 0.24776 | 0.64 | 228.33
2022-04-21 21:00 | 0 | 0.23937 | 0.65 | 226.1225
2022-04-21 22:00 | 0 | 0.50284 | 0.66 | 164.5308
2022-04-21 23:00 | 0 | 0.59685 | 0.67 | 146.255
2022-04-22 | 0 | 0.59902 | 0.67 | 137.3158
2022-04-22 01:00 | 0 | 0.6265 | 0.68 | 136.1225
2022-04-22 02:00 | 0 | 0.67452 | 0.69 | 125.2783
2022-04-22 03:00 | 0 | 0.72355 | 0.69 | 94.5467
2022-04-22 04:00 | 0 | 0.74171 | 0.7 | 117.3058
2022-04-22 05:00 | 0 | 0.79391 | 0.68 | 123.8317
2022-04-22 06:00 | 0 | 0.83963 | 0.68 | 110.525
2022-04-22 07:00 | 0.059745 | 0.84902 | 0.66 | 271.8092
2022-04-22 08:00 | 0.40941 | 0.7877 | 0.64 | 437.5017
2022-04-22 09:00 | 0.57975 | 0.79165 | 0.59 | 125.5492
2022-04-22 10:00 | 0.51871 | 0.76845 | 0.62 | 110.7183
2022-04-22 11:00 | 0.62144 | 0.75072 | 0.61 | 101.2142
2022-04-22 12:00 | 0.49804 | 0.65264 | 0.53 | 67.3225
2022-04-22 13:00 | 0.36868 | 0.72133 | 0.55 | 144.3933
2022-04-22 14:00 | 0.19777 | 0.7604 | 0.57 | 148.1917
2022-04-22 15:00 | 0.11327 | 0.78909 | 0.61 | 183.5433
2022-04-22 16:00 | 0.049738 | 0.79611 | 0.62 | 259.6533
2022-04-22 17:00 | 0.014864 | 0.66913 | 0.63 | 261.5983
2022-04-22 18:00 | 0 | 0.58017 | 0.64 | 271.8508
2022-04-22 19:00 | 0 | 0.64774 | 0.64 | 274.8558
2022-04-22 20:00 | 0 | 0.86299 | 0.65 | 178.6275
2022-04-22 21:00 | 0 | 0.87141 | 0.7 | 142.0842
2022-04-22 22:00 | 0 | 0.83032 | 0.7 | 136.7242
2022-04-22 23:00 | 0 | 0.83303 | 0.7 | 135.2783
2022-04-23 | 0 | 0.79948 | 0.67 | 131.73
2022-04-23 01:00 | 0 | 0.74677 | 0.67 | 131.6867
2022-04-23 02:00 | 0 | 0.7167 | 0.68 | 124.7567
2022-04-23 03:00 | 0 | 0.73187 | 0.68 | 131.765
2022-04-23 04:00 | 0 | 0.74906 | 0.68 | 130.8592
2022-04-23 05:00 | 0 | 0.83122 | 0.68 | 133.9133
2022-04-23 06:00 | 0 | 0.85477 | 0.67 | 127.2158
2022-04-23 07:00 | 0.016247 | 0.85957 | 0.65 | 147.8642
2022-04-23 08:00 | 0.076541 | 0.80682 | 0.57 | 104.4683
2022-04-23 09:00 | 0.13414 | 0.92943 | 0.54 | 85.4792
2022-04-23 10:00 | 0.15794 | 0.8975 | 0.45 | 89.1842
2022-04-23 11:00 | 0.13735 | 0.89914 | 0.56 | 74.5008
2022-04-23 12:00 | 0.17428 | 0.82207 | 0.56 | 66.1667
2022-04-23 13:00 | 0.14784 | 0.81126 | 0.51 | 58.085
2022-04-23 14:00 | 0.18049 | 0.81952 | 0.55 | 80.4658
2022-04-23 15:00 | 0.10098 | 0.81644 | 0.56 | 106.695
2022-04-23 16:00 | 0.049412 | 0.80426 | 0.66 | 146.2033
2022-04-23 17:00 | 0.022737 | 0.77287 | 0.64 | 195.505
2022-04-23 18:00 | 0 | 0.72756 | 0.65 | 282.0242
2022-04-23 19:00 | 0 | 0.80517 | 0.65 | 235.785
2022-04-23 20:00 | 0 | 0.914 | 0.65 | 155.1392
2022-04-23 21:00 | 0 | 0.91587 | 0.66 | 164.4825
2022-04-23 22:00 | 0 | 0.90505 | 0.67 | 136.15
2022-04-23 23:00 | 0 | 0.88778 | 0.66 | 152.4492
2022-04-24 | 0 | 0.86845 | 0.66 | 127.6217
2022-04-24 01:00 | 0 | 0.87021 | 0.66 | 127.2492
2022-04-24 02:00 | 0 | 0.88599 | 0.67 | 116.2483
2022-04-24 03:00 | 0 | 0.90764 | 0.67 | 117.3392
2022-04-24 04:00 | 0 | 0.90936 | 0.67 | 119.2942
2022-04-24 05:00 | 0 | 0.90926 | 0.67 | 141.2242
2022-04-24 06:00 | 0 | 0.90672 | 0.67 | 120.56
2022-04-24 07:00 | 0.057423 | 0.89679 | 0.64 | 120.1342
2022-04-24 08:00 | 0.34302 | 0.7583 | 0.5 | 80.095
2022-04-24 09:00 | 0.56121 | 0.92405 | 0.58 | 41.1308
2022-04-24 10:00 | 0.69501 | 0.91244 | 0.51 | 47.6617
2022-04-24 11:00 | 0.65682 | 0.91617 | 0.43 | 66.2517
2022-04-24 12:00 | 0.58594 | 0.89692 | 0.5 | 46.3533
2022-04-24 13:00 | 0.50309 | 0.88116 | 0.5 | 58.1125
2022-04-24 14:00 | 0.45257 | 0.87967 | 0.52 | 44.9283
2022-04-24 15:00 | 0.34362 | 0.89557 | 0.55 | 69.9117
2022-04-24 16:00 | 0.44378 | 0.91348 | 0.62 | 60.0575
2022-04-24 17:00 | 0.18698 | 0.9041 | 0.64 | 116.0325
2022-04-24 18:00 | 0 | 0.89608 | 0.63 | 244.7908
2022-04-24 19:00 | 0 | 0.91121 | 0.6 | 286.1108
2022-04-24 20:00 | 0 | 0.90522 | 0.64 | 187.1633
2022-04-24 21:00 | 0 | 0.90023 | 0.66 | 177.055
2022-04-24 22:00 | 0 | 0.91253 | 0.66 | 153.3775
2022-04-24 23:00 | 0 | 0.91091 | 0.68 | 136.7875
2022-04-25 | 0 | 0.90318 | 0.68 | 119.7317
2022-04-25 01:00 | 0 | 0.898 | 0.68 | 125.4292
2022-04-25 02:00 | 0 | 0.89192 | 0.68 | 118.2392
2022-04-25 03:00 | 0 | 0.89121 | 0.68 | 116.1717
2022-04-25 04:00 | 0 | 0.88727 | 0.67 | 110.3325
2022-04-25 05:00 | 0 | 0.87813 | 0.67 | 114.5117
2022-04-25 06:00 | 0 | 0.87761 | 0.68 | 121.035
2022-04-25 07:00 | 0.031582 | 0.87934 | 0.64 | 124.5983
2022-04-25 08:00 | 0.15846 | 0.83897 | 0.59 | 117.0092
2022-04-25 09:00 | 0.24704 | 0.92317 | 0.63 | 120.7542
2022-04-25 10:00 | 0.36703 | 0.91447 | 0.55 | 140.695
2022-04-25 11:00 | 0.49985 | 0.89505 | 0.5 | 73.1125
2022-04-25 12:00 | 0.42018 | 0.89546 | 0.49 | 68.5842
2022-04-25 13:00 | 0.38952 | 0.8989 | 0.51 | 93.0792
2022-04-25 14:00 | 0.32728 | 0.89371 | 0.55 | 114.1708
2022-04-25 15:00 | 0.19535 | 0.90167 | 0.66 | 134.7325
2022-04-25 16:00 | 0.079565 | 0.90374 | 0.64 | 164.8617
2022-04-25 17:00 | 0.023529 | 0.90117 | 0.64 | 171.1175
2022-04-25 18:00 | 0 | 0.92536 | 0.63 | 296.0892
2022-04-25 19:00 | 0 | 0.93124 | 0.64 | 251.8842
2022-04-25 20:00 | 0 | 0.93831 | 0.65 | 167.1633
2022-04-25 21:00 | 0 | 0.9282 | 0.65 | 131.98
2022-04-25 22:00 | 0 | 0.92812 | 0.6 | 118.4867
2022-04-25 23:00 | 0 | 0.85223 | 0.66 | 151.0283
2022-04-26 | 0 | 0.77275 | 0.66 | 141.4217
2022-04-26 01:00 | 0 | 0.68822 | 0.7 | 123.3992
2022-04-26 02:00 | 0 | 0.60141 | 0.67 | 106.185
2022-04-26 03:00 | 0 | 0.54285 | 0.66 | 100.2125
2022-04-26 04:00 | 0 | 0.53406 | 0.67 | 95.1033
2022-04-26 05:00 | 0 | 0.52366 | 0.66 | 97.2725
2022-04-26 06:00 | 0 | 0.47181 | 0.67 | 111.0292
2022-04-26 07:00 | 0.03835 | 0.49102 | 0.66 | 204.8167
2022-04-26 08:00 | 0.27124 | 0.34299 | 0.66 | 321.865
2022-04-26 09:00 | 0.71659 | 0.42277 | 0.61 | 226.0433
2022-04-26 10:00 | 0.62415 | 0.44315 | 0.59 | 202.3875
2022-04-26 11:00 | 0.52425 | 0.32191 | 0.55 | 145.8742
2022-04-26 12:00 | 0.37503 | 0.31504 | 0.62 | 129.4633
2022-04-26 13:00 | 0.42328 | 0.19629 | 0.58 | 212.4542
2022-04-26 14:00 | 0.22521 | 0.15098 | 0.56 | 282.0642
2022-04-26 15:00 | 0.18404 | 0.14373 | 0.59 | 271.5983
2022-04-26 16:00 | 0.095148 | 0.16702 | 0.61 | 294.155
2022-04-26 17:00 | 0.03125 | 0.16062 | 0.61 | 308.9342
2022-04-26 18:00 | 0 | 0.19339 | 0.6 | 323.3692
2022-04-26 19:00 | 0 | 0.20649 | 0.62 | 321.2142
2022-04-26 20:00 | 0 | 0.18935 | 0.64 | 300.65
2022-04-26 21:00 | 0 | 0.21617 | 0.65 | 248.7975
2022-04-26 22:00 | 0 | 0.27367 | 0.65 | 264.5292
2022-04-26 23:00 | 0 | 0.36864 | 0.65 | 221.945
2022-04-27 | 0 | 0.46265 | 0.64 | 227.5583
2022-04-27 01:00 | 0 | 0.54557 | 0.6 | 199.1325
2022-04-27 02:00 | 0 | 0.60631 | 0.65 | 168.3908
2022-04-27 03:00 | 0 | 0.64173 | 0.65 | 188.7692
2022-04-27 04:00 | 0 | 0.60547 | 0.66 | 202.0683
2022-04-27 05:00 | 0 | 0.66471 | 0.66 | 216.2225
2022-04-27 06:00 | 0 | 0.72227 | 0.66 | 210.9933
2022-04-27 07:00 | 0.0074038 | 0.71732 | 0.62 | 294.0533
2022-04-27 08:00 | 0.019835 | 0.42509 | 0.55 | 306.3833
2022-04-27 09:00 | 0.049354 | 0.87651 | 0.52 | 174.7467
2022-04-27 10:00 | 0.05928 | 0.8275 | 0.51 | 173.1075
2022-04-27 11:00 | 0.09102 | 0.68288 | 0.51 | 192.5192
2022-04-27 12:00 | 0.10682 | 0.5412 | 0.45 | 144.8408
2022-04-27 13:00 | 0.09272 | 0.44289 | 0.45 | 121.3283
2022-04-27 14:00 | 0.074823 | 0.55971 | 0.5 | 130.1558
2022-04-27 15:00 | 0.064814 | 0.61172 | 0.56 | 173.9683
2022-04-27 16:00 | 0.040619 | 0.61642 | 0.61 | 278.4775
2022-04-27 17:00 | 0.019448 | 0.58281 | 0.62 | 330.1283
2022-04-27 18:00 | 0 | 0.60918 | 0.62 | 656.8592
2022-04-27 19:00 | 0 | 0.669 | 0.6 | 395.9008
2022-04-27 20:00 | 0 | 0.70926 | 0.63 | 290.41
2022-04-27 21:00 | 0 | 0.71601 | 0.65 | 288.9783
2022-04-27 22:00 | 0 | 0.71388 | 0.66 | 276.9608
2022-04-27 23:00 | 0 | 0.72116 | 0.67 | 270.095
2022-04-28 | 0 | 0.72812 | 0.67 | 220.575
2022-04-28 01:00 | 0 | 0.70812 | 0.67 | 245.7225
2022-04-28 02:00 | 0 | 0.6865 | 0.7 | 198.5375
2022-04-28 03:00 | 0 | 0.63543 | 0.66 | 194.2642
2022-04-28 04:00 | 0 | 0.59673 | 0.66 | 153.9808
2022-04-28 05:00 | 0 | 0.58899 | 0.67 | 179.4758
2022-04-28 06:00 | 0 | 0.60949 | 0.67 | 246.0808
2022-04-28 07:00 | 0.078129 | 0.59272 | 0.62 | 302.3667
2022-04-28 08:00 | 0.38009 | 0.21536 | 0.6 | 280.9467
2022-04-28 09:00 | 0.72229 | 0.60295 | 0.55 | 274.165
2022-04-28 10:00 | 0.558 | 0.67874 | 0.47 | 362.7892
2022-04-28 11:00 | 0.56238 | 0.60428 | 0.52 | 217.875
2022-04-28 12:00 | 0.4764 | 0.55323 | 0.5 | 77.5508
2022-04-28 13:00 | 0.4664 | 0.52648 | 0.55 | 216.7292
2022-04-28 14:00 | 0.57736 | 0.50993 | 0.55 | 263.5783
2022-04-28 15:00 | 0.51706 | 0.45761 | 0.57 | 289.4225
2022-04-28 16:00 | 0.30578 | 0.4232 | 0.61 | 305.29
2022-04-28 17:00 | 0.15834 | 0.38125 | 0.6 | 320.7067
2022-04-28 18:00 | 0 | 0.45313 | 0.62 | 7148.1683
2022-04-28 19:00 | 0 | 0.53579 | 0.63 | 3142.0075
2022-04-28 20:00 | 0 | 0.54111 | 0.64 | 297.19
2022-04-28 21:00 | 0 | 0.58033 | 0.65 | 279.4625
2022-04-28 22:00 | 0 | 0.57959 | 0.66 | 273.0733
2022-04-28 23:00 | 0 | 0.58611 | 0.65 | 292.1267
2022-04-29 | 0 | 0.60929 | 0.65 | 205.2625
2022-04-29 01:00 | 0 | 0.60219 | 0.65 | 177.4483
2022-04-29 02:00 | 0 | 0.58247 | 0.66 | 197.9692
2022-04-29 03:00 | 0 | 0.55508 | 0.68 | 163.3608
2022-04-29 04:00 | 0 | 0.5325 | 0.69 | 209.0408
2022-04-29 05:00 | 0 | 0.47679 | 0.69 | 216.4675
2022-04-29 06:00 | 0 | 0.51409 | 0.68 | 246.865
2022-04-29 07:00 | 0.093604 | 0.55227 | 0.6 | 356.8408
2022-04-29 08:00 | 0.49426 | 0.70077 | 0.53 | 253.84
2022-04-29 09:00 | 0.83406 | 0.82593 | 0.5 | 220.0692
2022-04-29 10:00 | 0.83174 | 0.78169 | 0.46 | 142.3833
2022-04-29 11:00 | 0.78698 | 0.71136 | 0.51 | 246.965
2022-04-29 12:00 | 0.76045 | 0.69756 | 0.43 | 147.8
2022-04-29 13:00 | 0.68804 | 0.68449 | 0.4 | 110.8783
2022-04-29 14:00 | 0.69736 | 0.66577 | 0.46 | 174.4292
2022-04-29 15:00 | 0.64646 | 0.64115 | 0.5 | 209.7942
2022-04-29 16:00 | 0.46342 | 0.66412 | 0.59 | 270.8492
2022-04-29 17:00 | 0.17073 | 0.54396 | 0.62 | 309.8958
2022-04-29 18:00 | 0 | 0.55398 | 0.63 | 319.1658
2022-04-29 19:00 | 0 | 0.61274 | 0.63 | 303.4058
2022-04-29 20:00 | 0 | 0.6534 | 0.65 | 263.7717
2022-04-29 21:00 | 0 | 0.64793 | 0.67 | 284.9667
2022-04-29 22:00 | 0 | 0.59724 | 0.67 | 251.9158
2022-04-29 23:00 | 0 | 0.56338 | 0.67 | 298.5083
2022-04-30 | 0 | 0.54043 | 0.67 | 247.6383
2022-04-30 01:00 | 0 | 0.49098 | 0.67 | 143.6825
2022-04-30 02:00 | 0 | 0.38625 | 0.7 | 190.3875
2022-04-30 03:00 | 0 | 0.34005 | 0.7 | 150.7183
2022-04-30 04:00 | 0 | 0.34519 | 0.69 | 148.9933
2022-04-30 05:00 | 0 | 0.39139 | 0.69 | 137.92
2022-04-30 06:00 | 0 | 0.47718 | 0.7 | 171.6867
2022-04-30 07:00 | 0.096407 | 0.46134 | 0.65 | 181.1183
2022-04-30 08:00 | 0.49815 | 0.48604 | 0.58 | 143.3058
2022-04-30 09:00 | 0.8249 | 0.36242 | 0.54 | 140.8133
2022-04-30 10:00 | 0.62741 | 0.29407 | 0.53 | 106.6558
2022-04-30 11:00 | 0.61651 | 0.22983 | 0.52 | 144.7383
2022-04-30 12:00 | 0.66086 | 0.18203 | 0.52 | 127.6
2022-04-30 13:00 | 0.68281 | 0.13731 | 0.52 | 129.3208
2022-04-30 14:00 | 0.64005 | 0.11647 | 0.47 | 126.415
2022-04-30 15:00 | 0.44518 | 0.13365 | 0.5 | 96.2267
2022-04-30 16:00 | 0.51221 | 0.14424 | 0.6 | 174.1733
2022-04-30 17:00 | 0.24198 | 0.1738 | 0.63 | 198.1092
2022-04-30 18:00 | 0 | 0.23578 | 0.63 | 397.5208
2022-04-30 19:00 | 0 | 0.25474 | 0.63 | 317.9817
2022-04-30 20:00 | 0 | 0.2499 | 0.64 | 303.8783
2022-04-30 21:00 | 0 | 0.21721 | 0.66 | 308.0475
2022-04-30 22:00 | 0 | 0.2084 | 0.67 | 423.6442
2022-04-30 23:00 | 0 | 0.21221 | 0.68 | 326.0817
2022-05-01 | 0 | 0.20328 | 0.68 | 315.405
2022-05-01 01:00 | 0 | 0.19785 | 0.69 | 305.98
2022-05-01 02:00 | 0 | 0.20376 | 0.69 | 312.1317
2022-05-01 03:00 | 0 | 0.18094 | 0.69 | 290.035
2022-05-01 04:00 | 0 | 0.1898 | 0.69 | 282.5892
2022-05-01 05:00 | 0 | 0.20295 | 0.7 | 231.7208
2022-05-01 06:00 | 0 | 0.22254 | 0.7 | 232.5117
2022-05-01 07:00 | 0.076309 | 0.21482 | 0.65 | 193.2717
2022-05-01 08:00 | 0.42284 | 0.05788 | 0.6 | 141.8333
2022-05-01 09:00 | 0.64468 | 0.08692 | 0.61 | 113.2167
2022-05-01 10:00 | 0.58041 | 0.12451 | 0.5 | 138.4317
2022-05-01 11:00 | 0.59483 | 0.26626 | 0.49 | 118.1625
2022-05-01 12:00 | 0.6548 | 0.19734 | 0.5 | 123.95
2022-05-01 13:00 | 0.58712 | 0.1509 | 0.6 | 124.2592
2022-05-01 14:00 | 0.56471 | 0.15758 | 0.51 | 163.295
2022-05-01 15:00 | 0.71108 | 0.16639 | 0.55 | 101.1508
2022-05-01 16:00 | 0.72654 | 0.16761 | 0.6 | 139.3217
2022-05-01 17:00 | 0.29579 | 0.17451 | 0.62 | 244.1792
2022-05-01 18:00 | 0 | 0.243 | 0.62 | 310.5008
2022-05-01 19:00 | 0 | 0.29976 | 0.62 | 308.3208
2022-05-01 20:00 | 0 | 0.32496 | 0.63 | 288.1867
2022-05-01 21:00 | 0 | 0.3229 | 0.65 | 278.6575
2022-05-01 22:00 | 0 | 0.30466 | 0.66 | 272.0375
2022-05-01 23:00 | 0 | 0.32987 | 0.7 | 271.265
2022-05-02 | 0 | 0.36531 | 0.65 | 212.9725
2022-05-02 01:00 | 0 | 0.39005 | 0.65 | 220.83
2022-05-02 02:00 | 0 | 0.38294 | 0.65 | 212.2608
2022-05-02 03:00 | 0 | 0.42103 | 0.65 | 149.6608
2022-05-02 04:00 | 0 | 0.4518 | 0.65 | 124.6567
2022-05-02 05:00 | 0 | 0.46014 | 0.6 | 129.8567
2022-05-02 06:00 | 0 | 0.43656 | 0.65 | 182.4742
2022-05-02 07:00 | 0.091827 | 0.51221 | 0.58 | 239.5208
2022-05-02 08:00 | 0.49227 | 0.48972 | 0.51 | 140.4375
2022-05-02 09:00 | 0.817 | 0.5339 | 0.48 | 70.3483
2022-05-02 10:00 | 0.75057 | 0.58023 | 0.46 | 72.8517
2022-05-02 11:00 | 0.72217 | 0.45516 | 0.41 | 50.835
2022-05-02 12:00 | 0.70155 | 0.3986 | 0.51 | 53.3192
2022-05-02 13:00 | 0.70039 | 0.43155 | 0.46 | 94.2058
2022-05-02 14:00 | 0.71389 | 0.47565 | 0.48 | 109.7092
2022-05-02 15:00 | 0.76391 | 0.49509 | 0.61 | 151.0275
2022-05-02 16:00 | 0.67268 | 0.44542 | 0.6 | 173.395
2022-05-02 17:00 | 0.23506 | 0.42268 | 0.62 | 288.0108
2022-05-02 18:00 | 0 | 0.47719 | 0.62 | 313.4
2022-05-02 19:00 | 0 | 0.58096 | 0.61 | 1514.49
2022-05-02 20:00 | 0 | 0.53278 | 0.63 | 198.7192
2022-05-02 21:00 | 0 | 0.53921 | 0.65 | 250.8717
2022-05-02 22:00 | 0 | 0.51357 | 0.6 | 259.63
2022-05-02 23:00 | 0 | 0.55039 | 0.64 | 210.5183
2022-05-03 | 0 | 0.58534 | 0.64 | 137.4325
2022-05-03 01:00 | 0 | 0.58124 | 0.64 | 148.1167
2022-05-03 02:00 | 0 | 0.56752 | 0.65 | 132.245
2022-05-03 03:00 | 0 | 0.54285 | 0.65 | 128.0667
2022-05-03 04:00 | 0 | 0.53406 | 0.65 | 119.085
2022-05-03 05:00 | 0 | 0.52366 | 0.66 | 149.61
2022-05-03 06:00 | 0 | 0.47181 | 0.66 | 170.2142
2022-05-03 07:00 | 0.03835 | 0.49102 | 0.61 | 335.3075
2022-05-03 08:00 | 0.27124 | 0.34299 | 0.51 | 180.2325
2022-05-03 09:00 | 0.71659 | 0.42277 | 0.44 | 77.0892
2022-05-03 10:00 | 0.62415 | 0.44315 | 0.47 | 59.31
2022-05-03 11:00 | 0.52425 | 0.32191 | 0.57 | 54.0417
2022-05-03 12:00 | 0.37503 | 0.31504 | 0.49 | 58.2867
2022-05-03 13:00 | 0.42328 | 0.19629 | 0.51 | 93.0083
2022-05-03 14:00 | 0.22521 | 0.15098 | 0.46 | 120.1433
2022-05-03 15:00 | 0.18404 | 0.14373 | 0.49 | 147.2558
2022-05-03 16:00 | 0.095148 | 0.16702 | 0.57 | 278.1008
2022-05-03 17:00 | 0.03125 | 0.16062 | 0.61 | 289.4692
2022-05-03 18:00 | 0 | 0.19339 | 0.61 | 7214.6258
2022-05-03 19:00 | 0 | 0.20649 | 0.62 | 6819.2492
2022-05-03 20:00 | 0 | 0.18935 | 0.61 | 287.97
2022-05-03 21:00 | 0 | 0.21617 | 0.63 | 324.5092
2022-05-03 22:00 | 0 | 0.27498 | 0.65 | 329.8008
2022-05-03 23:00 | 0 | 0.33004 | 0.65 | 375.6783
2022-05-04 | 0 | 0.37352 | 0.65 | 293.6008
2022-05-04 01:00 | 0 | 0.37796 | 0.65 | 232.1808
2022-05-04 02:00 | 0 | 0.3387 | 0.66 | 232.1583
2022-05-04 03:00 | 0 | 0.33179 | 0.66 | 171.6358
2022-05-04 04:00 | 0 | 0.31782 | 0.66 | 152.9383
2022-05-04 05:00 | 0 | 0.28514 | 0.66 | 173.4933
2022-05-04 06:00 | 0 | 0.28026 | 0.65 | 193.7233
2022-05-04 07:00 | 0.049705 | 0.30103 | 0.6 | 299.8367
2022-05-04 08:00 | 0.32235 | 0.20197 | 0.54 | 264.97
2022-05-04 09:00 | 0.56083 | 0.21064 | 0.5 | 144.4383
2022-05-04 10:00 | 0.66446 | 0.14912 | 0.48 | 140.7558
2022-05-04 11:00 | 0.60286 | 0.093451 | 0.56 | 111.3942
2022-05-04 12:00 | 0.51164 | 0.061597 | 0.57 | 115.0817
2022-05-04 13:00 | 0.36866 | 0.049865 | 0.45 | 143.8025
2022-05-04 14:00 | 0.38772 | 0.047868 | 0.53 | 180.995
2022-05-04 15:00 | 0.37539 | 0.051244 | 0.49 | 251.6983
2022-05-04 16:00 | 0.29654 | 0.081336 | 0.57 | 249.025
2022-05-04 17:00 | 0.17819 | 0.17496 | 0.61 | 320.575
2022-05-04 18:00 | 0 | 0.37765 | 0.6 | 2974.9358
2022-05-04 19:00 | 0 | 0.38381 | 0.61 | 3250.2833
2022-05-04 20:00 | 0 | 0.15784 | 0.61 | 332.7258
2022-05-04 21:00 | 0 | 0.12115 | 0.63 | 309.6408
2022-05-04 22:00 | 0 | 0.098109 | 0.64 | 266.1558
2022-05-04 23:00 | 0 | 0.10531 | 0.65 | 300.8092
2022-05-05 | 0 | 0.10461 | 0.65 | 285.0917
2022-05-05 01:00 | 0 | 0.11347 | 0.65 | 284.4175
2022-05-05 02:00 | 0 | 0.10178 | 0.66 | 295.0533
2022-05-05 03:00 | 0 | 0.090258 | 0.66 | 295.4542
2022-05-05 04:00 | 0 | 0.095081 | 0.67 | 269.73
2022-05-05 05:00 | 0 | 0.094196 | 0.66 | 290.8692
2022-05-05 06:00 | 0 | 0.077033 | 0.66 | 296.5825
2022-05-05 07:00 | 0.08398 | 0.065751 | 0.61 | 354.7083
2022-05-05 08:00 | 0.42196 | 0.025828 | 0.53 | 301.42
2022-05-05 09:00 | 0.81275 | 0.037909 | 0.5 | 203.705
2022-05-05 10:00 | 0.81442 | 0.02862 | 0.49 | 123.79
2022-05-05 11:00 | 0.73918 | 0.024627 | 0.43 | 139.865
2022-05-05 12:00 | 0.71144 | 0.020178 | 0.43 | 150.16
2022-05-05 13:00 | 0.66326 | 0.014451 | 0.5 | 158.0242
2022-05-05 14:00 | 0.63176 | 0.013677 | 0.46 | 208.5975
2022-05-05 15:00 | 0.56873 | 0.021603 | 0.58 | 348.4308
2022-05-05 16:00 | 0.47683 | 0.047126 | 0.6 | 289.0483
2022-05-05 17:00 | 0.16423 | 0.15408 | 0.6 | 1356.6383
2022-05-05 18:00 | 0 | 0.36741 | 0.6 | 4577.1892
2022-05-05 19:00 | 0 | 0.35928 | 0.6 | 2109.6392
2022-05-05 20:00 | 0 | 0.25094 | 0.63 | 397.6217
2022-05-05 21:00 | 0 | 0.21899 | 0.65 | 312.8517
2022-05-05 22:00 | 0 | 0.19211 | 0.66 | 315.8408
2022-05-05 23:00 | 0 | 0.17396 | 0.68 | 346.8058
2022-05-06 | 0 | 0.1153 | 0.69 | 304.6192
2022-05-06 01:00 | 0 | 0.07476 | 0.69 | 309.8
2022-05-06 02:00 | 0 | 0.009797 | 0.7 | 320.085
2022-05-06 03:00 | 0 | 0.000694 | 0.69 | 309.0925
2022-05-06 04:00 | 0 | 0.001221 | 0.69 | 305.5967
2022-05-06 05:00 | 0 | 0.007394 | 0.68 | 304.5125
2022-05-06 06:00 | 0 | 0.027467 | 0.66 | 323.2633
2022-05-06 07:00 | 0.07909 | 0.047879 | 0.62 | 1607.3642
2022-05-06 08:00 | 0.4027 | 0.05139 | 0.56 | 317.2683
2022-05-06 09:00 | 0.68956 | 0.049477 | 0.52 | 272.2992
2022-05-06 10:00 | 0.7039 | 0.012666 | 0.53 | 247.9217
2022-05-06 11:00 | 0.7248 | 0.005569 | 0.52 | 186.8208
2022-05-06 12:00 | 0.66739 | 0.002683 | 0.59 | 143.3133
2022-05-06 13:00 | 0.67521 | 0.002125 | 0.46 | 177.3883
2022-05-06 14:00 | 0.635 | 0.003732 | 0.53 | 170.7067
2022-05-06 15:00 | 0.6272 | 0.014193 | 0.5 | 311.105
2022-05-06 16:00 | 0.69412 | 0.04888 | 0.57 | 502.7542
2022-05-06 17:00 | 0.18372 | 0.083346 | 0.59 | 454.58
2022-05-06 18:00 | 0 | 0.14902 | 0.6 | 1391.6558
2022-05-06 19:00 | 0 | 0.21909 | 0.62 | 484.2375
2022-05-06 20:00 | 0 | 0.33566 | 0.64 | 325.3808
2022-05-06 21:00 | 0 | 0.33574 | 0.65 | 291.075
2022-05-06 22:00 | 0 | 0.35202 | 0.7 | 321.8692
2022-05-06 23:00 | 0 | 0.39127 | 0.66 | 311.6167
2022-05-07 | 0 | 0.44025 | 0.7 | 271.1775
2022-05-07 01:00 | 0 | 0.40873 | 0.68 | 231.8433
2022-05-07 02:00 | 0 | 0.38874 | 0.68 | 277.7875
2022-05-07 03:00 | 0 | 0.3811 | 0.69 | 243.0392
2022-05-07 04:00 | 0 | 0.36788 | 0.68 | 250.65
2022-05-07 05:00 | 0 | 0.37101 | 0.68 | 238.5758
2022-05-07 06:00 | 0 | 0.33334 | 0.68 | 265.3608
2022-05-07 07:00 | 0.053806 | 0.30335 | 0.64 | 285.855
2022-05-07 08:00 | 0.2287 | 0.25796 | 0.58 | 259.9083
2022-05-07 09:00 | 0.55952 | 0.21141 | 0.6 | 171.2742
2022-05-07 10:00 | 0.63326 | 0.16126 | 0.52 | 246.0825
2022-05-07 11:00 | 0.54991 | 0.091002 | 0.49 | 111.0308
2022-05-07 12:00 | 0.53784 | 0.0629 | 0.55 | 102.4808
2022-05-07 13:00 | 0.50017 | 0.082791 | 0.55 | 104.0308
2022-05-07 14:00 | 0.40382 | 0.089546 | 0.55 | 270.4667
2022-05-07 15:00 | 0.31219 | 0.079673 | 0.57 | 294.3817
2022-05-07 16:00 | 0.42023 | 0.089272 | 0.59 | 226.9075
2022-05-07 17:00 | 0.088897 | 0.19388 | 0.61 | 220.9183
2022-05-07 18:00 | 0 | 0.37783 | 0.6 | 391.3842
2022-05-07 19:00 | 0 | 0.45865 | 0.61 | 261.0367
2022-05-07 20:00 | 0 | 0.79887 | 0.63 | 277.5175
2022-05-07 21:00 | 0 | 0.79225 | 0.65 | 303.745
2022-05-07 22:00 | 0 | 0.8478 | 0.66 | 313.6142
2022-05-07 23:00 | 0 | 0.82398 | 0.68 | 310.0417
2022-05-08 | 0 | 0.71641 | 0.67 | 302.8967
2022-05-08 01:00 | 0 | 0.71403 | 0.66 | 251.2517
2022-05-08 02:00 | 0 | 0.76623 | 0.7 | 194.2633
2022-05-08 03:00 | 0 | 0.78452 | 0.7 | 197.4575
2022-05-08 04:00 | 0 | 0.78488 | 0.67 | 207.215
2022-05-08 05:00 | 0 | 0.66267 | 0.67 | 194.6875
2022-05-08 06:00 | 0 | 0.56127 | 0.68 | 224.8733
2022-05-08 07:00 | 0.015105 | 0.58279 | 0.65 | 246.1767
2022-05-08 08:00 | 0.10025 | 0.3543 | 0.6 | 202.0317
2022-05-08 09:00 | 0.14035 | 0.25928 | 0.59 | 240.9792
2022-05-08 10:00 | 0.27759 | 0.25483 | 0.58 | 212.7417
2022-05-08 11:00 | 0.36577 | 0.32044 | 0.57 | 197.2942
2022-05-08 12:00 | 0.37652 | 0.2609 | 0.55 | 111.9883
2022-05-08 13:00 | 0.28999 | 0.1718 | 0.57 | 108.8992
2022-05-08 14:00 | 0.28455 | 0.12745 | 0.6 | 216.2333
2022-05-08 15:00 | 0.079807 | 0.17503 | 0.58 | 225.1533
2022-05-08 16:00 | 0.061356 | 0.16935 | 0.63 | 261.6925
2022-05-08 17:00 | 0.025547 | 0.1748 | 0.63 | 312.6825
2022-05-08 18:00 | 0 | 0.1841 | 0.63 | 315.2683
2022-05-08 19:00 | 0 | 0.22546 | 0.64 | 337.8992
2022-05-08 20:00 | 0 | 0.29054 | 0.6 | 293.4525
2022-05-08 21:00 | 0 | 0.37886 | 0.65 | 307.825
2022-05-08 22:00 | 0 | 0.34584 | 0.67 | 303.8067
2022-05-08 23:00 | 0 | 0.29609 | 0.67 | 295.4833
2022-05-09 | 0 | 0.27131 | 0.66 | 282.685
2022-05-09 01:00 | 0 | 0.27 | 0.7 | 295.1333
2022-05-09 02:00 | 0 | 0.39447 | 0.64 | 286.1908
2022-05-09 03:00 | 0 | 0.51067 | 0.64 | 249.5908
2022-05-09 04:00 | 0 | 0.51505 | 0.64 | 211.5617
2022-05-09 05:00 | 0 | 0.48464 | 0.64 | 262.055
2022-05-09 06:00 | 0 | 0.35589 | 0.64 | 270.8642
2022-05-09 07:00 | 0.011536 | 0.35714 | 0.6 | 326.3992
2022-05-09 08:00 | 0.16697 | 0.16922 | 0.6 | 292.6808
2022-05-09 09:00 | 0.31567 | 0.1408 | 0.6 | 323.135
2022-05-09 10:00 | 0.43545 | 0.19181 | 0.55 | 609.9308
2022-05-09 11:00 | 0.57296 | 0.32691 | 0.53 | 340.3525
2022-05-09 12:00 | 0.42498 | 0.36978 | 0.55 | 251.0125
2022-05-09 13:00 | 0.35527 | 0.30764 | 0.56 | 249.61
2022-05-09 14:00 | 0.13015 | 0.34709 | 0.56 | 309.7692
2022-05-09 15:00 | 0.032948 | 0.33687 | 0.6 | 408.8975
2022-05-09 16:00 | 0.014489 | 0.33202 | 0.61 | 407.43
2022-05-09 17:00 | 0.011701 | 0.3123 | 0.6 | 468.4658
2022-05-09 18:00 | 0 | 0.37584 | 0.6 | 1114.9917
2022-05-09 19:00 | 0 | 0.45111 | 0.62 | 479.5583
2022-05-09 20:00 | 0 | 0.6473 | 0.63 | 329.13
2022-05-09 21:00 | 0 | 0.8174 | 0.64 | 304.0217
2022-05-09 22:00 | 0 | 0.8227 | 0.64 | 277.0192
2022-05-09 23:00 | 0 | 0.82441 | 0.64 | 257.3692
2022-05-10 | 0 | 0.84631 | 0.64 | 251.0658
2022-05-10 01:00 | 0 | 0.78426 | 0.63 | 235.0192
2022-05-10 02:00 | 0 | 0.78446 | 0.64 | 227.2233
2022-05-10 03:00 | 0 | 0.82683 | 0.64 | 206.7517
2022-05-10 04:00 | 0 | 0.82074 | 0.63 | 201.8408
2022-05-10 05:00 | 0 | 0.73298 | 0.63 | 198.4992
2022-05-10 06:00 | 0 | 0.8619 | 0.63 | 213.875
2022-05-10 07:00 | 0.0051413 | 0.87892 | 0.62 | 284.1192
2022-05-10 08:00 | 0.072191 | 0.80906 | 0.62 | 339.7733
2022-05-10 09:00 | 0.20837 | 0.90322 | 0.6 | 330.475
2022-05-10 10:00 | 0.29193 | 0.91251 | 0.55 | 298.165
2022-05-10 11:00 | 0.39569 | 0.93216 | 0.56 | 263.0125
2022-05-10 12:00 | 0.45126 | 0.92034 | 0.53 | 263.5042
2022-05-10 13:00 | 0.36744 | 0.9231 | 0.56 | 308.8092
2022-05-10 14:00 | 0.30185 | 0.90607 | 0.61 | 336.7042
2022-05-10 15:00 | 0.25904 | 0.90119 | 0.6 | 277.6
2022-05-10 16:00 | 0.089891 | 0.85234 | 0.63 | 407.4992
2022-05-10 17:00 | 0.029575 | 0.77369 | 0.61 | 331.7842
2022-05-10 18:00 | 0 | 0.88811 | 0.6 | 497.2425
2022-05-10 19:00 | 0 | 0.84318 | 0.61 | 353.36
2022-05-10 20:00 | 0 | 0.70923 | 0.63 | 287.8133
2022-05-10 21:00 | 0 | 0.68422 | 0.6 | 293.2508
2022-05-10 22:00 | 0 | 0.72835 | 0.64 | 263.4458
2022-05-10 23:00 | 0 | 0.79093 | 0.64 | 276.5917
2022-05-11 | 0 | 0.64044 | 0.65 | 268.5142
2022-05-11 01:00 | 0 | 0.54114 | 0.64 | 269.9667
2022-05-11 02:00 | 0 | 0.40882 | 0.6 | 263.4525
2022-05-11 03:00 | 0 | 0.60991 | 0.64 | 265.1858
2022-05-11 04:00 | 0 | 0.8449 | 0.64 | 258.7983
2022-05-11 05:00 | 0 | 0.81285 | 0.64 | 261.8575
2022-05-11 06:00 | 0 | 0.81257 | 0.64 | 227.0558
2022-05-11 07:00 | 0.0057465 | 0.89736 | 0.63 | 300.97
2022-05-11 08:00 | 0.023962 | 0.91626 | 0.61 | 464.0325
2022-05-11 09:00 | 0.090598 | 0.90917 | 0.6 | 544.7967
2022-05-11 10:00 | 0.25125 | 0.8943 | 0.6 | 486.0175
2022-05-11 11:00 | 0.35957 | 0.91508 | 0.57 | 501.6225
2022-05-11 12:00 | 0.29714 | 0.92683 | 0.57 | 333.2692
2022-05-11 13:00 | 0.15987 | 0.9333 | 0.57 | 341.6733
2022-05-11 14:00 | 0.14799 | 0.91369 | 0.59 | 331.6483
2022-05-11 15:00 | 0.10244 | 0.82769 | 0.62 | 447.7292
2022-05-11 16:00 | 0.075173 | 0.7188 | 0.6 | 490.805
2022-05-11 17:00 | 0.014854 | 0.66653 | 0.6 | 405.6417
2022-05-11 18:00 | 0 | 0.84179 | 0.6 | 411.6275
2022-05-11 19:00 | 0 | 0.90994 | 0.62 | 358.0533
2022-05-11 20:00 | 0 | 0.80432 | 0.63 | 326.005
2022-05-11 21:00 | 0 | 0.798 | 0.63 | 317.5442
2022-05-11 22:00 | 0 | 0.82953 | 0.63 | 295.3408
2022-05-11 23:00 | 0 | 0.87922 | 0.64 | 295.8075
2022-05-12 | 0 | 0.8751 | 0.64 | 298.205
2022-05-12 01:00 | 0 | 0.73388 | 0.6 | 287.0375
2022-05-12 02:00 | 0 | 0.61824 | 0.64 | 280.9208
2022-05-12 03:00 | 0 | 0.58673 | 0.64 | 298.2733
2022-05-12 04:00 | 0 | 0.77163 | 0.64 | 281.235
2022-05-12 05:00 | 0 | 0.81378 | 0.65 | 276.8733
2022-05-12 06:00 | 0 | 0.72831 | 0.65 | 284.5817
2022-05-12 07:00 | 0.0015818 | 0.53207 | 0.63 | 308.3617
2022-05-12 08:00 | 0.025747 | 0.29758 | 0.62 | 338.8267
2022-05-12 09:00 | 0.03103 | 0.58616 | 0.57 | 328.785
2022-05-12 10:00 | 0.056248 | 0.77563 | 0.57 | 406.6183
2022-05-12 11:00 | 0.066185 | 0.82821 | 0.52 | 350.6875
2022-05-12 12:00 | 0.09406 | 0.82828 | 0.55 | 336.1383
2022-05-12 13:00 | 0.067465 | 0.88436 | 0.54 | 302.4225
2022-05-12 14:00 | 0.058294 | 0.88991 | 0.53 | 324.7183
2022-05-12 15:00 | 0.03898 | 0.88647 | 0.57 | 332.615
2022-05-12 16:00 | 0.028206 | 0.80795 | 0.59 | 357.1658
2022-05-12 17:00 | 0.012035 | 0.67039 | 0.6 | 356.6475
2022-05-12 18:00 | 0 | 0.71151 | 0.6 | 463.9583
2022-05-12 19:00 | 0 | 0.75215 | 0.61 | 452.7692
2022-05-12 20:00 | 0 | 0.87885 | 0.63 | 339.1475
2022-05-12 21:00 | 0 | 0.8694 | 0.64 | 345.8775
2022-05-12 22:00 | 0 | 0.70885 | 0.64 | 330.8275
2022-05-12 23:00 | 0 | 0.68942 | 0.65 | 302.2633
2022-05-13 | 0 | 0.84322 | 0.66 | 307.1717
2022-05-13 01:00 | 0 | 0.80249 | 0.65 | 306.92
2022-05-13 02:00 | 0 | 0.59166 | 0.65 | 308.0567
2022-05-13 03:00 | 0 | 0.37925 | 0.65 | 293.5533
2022-05-13 04:00 | 0 | 0.30953 | 0.65 | 284.0592
2022-05-13 05:00 | 0 | 0.18288 | 0.66 | 286.6742
2022-05-13 06:00 | 0 | 0.10785 | 0.67 | 285.95
2022-05-13 07:00 | 0.0046756 | 0.1346 | 0.64 | 353.5908
2022-05-13 08:00 | 0.044398 | 0.51927 | 0.6 | 423.4008
2022-05-13 09:00 | 0.079069 | 0.45975 | 0.5 | 394.9642
2022-05-13 10:00 | 0.22599 | 0.50934 | 0.52 | 370.5792
2022-05-13 11:00 | 0.36448 | 0.5615 | 0.54 | 324.8275
2022-05-13 12:00 | 0.39684 | 0.53094 | 0.5 | 329.3592
2022-05-13 13:00 | 0.49881 | 0.34648 | 0.52 | 309.5075
2022-05-13 14:00 | 0.27936 | 0.29597 | 0.5 | 299.4525
2022-05-13 15:00 | 0.11028 | 0.25009 | 0.6 | 303.7083
2022-05-13 16:00 | 0.044475 | 0.20638 | 0.6 | 316.4783
2022-05-13 17:00 | 0.014631 | 0.16557 | 0.63 | 361.5467
2022-05-13 18:00 | 0 | 0.137 | 0.63 | 468.2675
2022-05-13 19:00 | 0 | 0.097607 | 0.64 | 378.965
2022-05-13 20:00 | 0 | 0.049818 | 0.65 | 350.3483
2022-05-13 21:00 | 0 | 0.014901 | 0.66 | 345.0817
2022-05-13 22:00 | 0 | 0.014901 | 0.66 | 355.8092
2022-05-13 23:00 | 0 | 0.021928 | 0.68 | 352.5383
2022-05-14 | 0 | 0.020744 | 0.7 | 325.9792
2022-05-14 01:00 | 0 | 0.01916 | 0.7 | 312.0583
2022-05-14 02:00 | 0 | 0.035848 | 0.69 | 307.7683
2022-05-14 03:00 | 0 | 0.07351 | 0.68 | 266.7183
2022-05-14 04:00 | 0 | 0.10355 | 0.68 | 276.7575
2022-05-14 05:00 | 0 | 0.10801 | 0.68 | 299.3592
2022-05-14 06:00 | 0 | 0.064823 | 0.69 | 229.4942
2022-05-14 07:00 | 0.0013799 | 0.039054 | 0.65 | 269.4633
2022-05-14 08:00 | 0.047171 | 0.042084 | 0.6 | 268.4583
2022-05-14 09:00 | 0.11186 | 0.053576 | 0.5 | 288.4117
2022-05-14 10:00 | 0.0954 | 0.053257 | 0.53 | 335.1425
2022-05-14 11:00 | 0.12864 | 0.073496 | 0.51 | 233.2483
2022-05-14 12:00 | 0.16599 | 0.11154 | 0.52 | 263.125
2022-05-14 13:00 | 0.16153 | 0.092506 | 0.53 | 273.1233
2022-05-14 14:00 | 0.1673 | 0.080916 | 0.55 | 241.6125
2022-05-14 15:00 | 0.12826 | 0.087552 | 0.57 | 271.6792
2022-05-14 16:00 | 0.16635 | 0.066756 | 0.59 | 343.6658
2022-05-14 17:00 | 0.075639 | 0.056035 | 0.63 | 338.0158
2022-05-14 18:00 | 0 | 0.078386 | 0.64 | 466.6067
2022-05-14 19:00 | 0 | 0.077048 | 0.64 | 456.1833
2022-05-14 20:00 | 0 | 0.046899 | 0.66 | 348.8733
2022-05-14 21:00 | 0 | 0.023679 | 0.67 | 343.7508
2022-05-14 22:00 | 0 | 0.034493 | 0.7 | 336.5675
2022-05-14 23:00 | 0 | 0.037226 | 0.69 | 375.5417
2022-05-15 | 0 | 0.020137 | 0.69 | 323.125
2022-05-15 01:00 | 0 | 0.01403 | 0.7 | 319.6767
2022-05-15 02:00 | 0 | 0.01979 | 0.69 | 313.5708
2022-05-15 03:00 | 0 | 0.016721 | 0.7 | 306.19
2022-05-15 04:00 | 0 | 0.017895 | 0.71 | 249.3417
2022-05-15 05:00 | 0 | 0.016066 | 0.71 | 296.3517
2022-05-15 06:00 | 0 | 0.025949 | 0.71 | 295.7325
2022-05-15 07:00 | 0.037284 | 0.028012 | 0.67 | 307.0467
2022-05-15 08:00 | 0.22351 | 0.028694 | 0.58 | 265.0175
2022-05-15 09:00 | 0.6497 | 0.01652 | 0.51 | 254.3117
2022-05-15 10:00 | 0.61346 | 0.001889 | 0.53 | 261.7592
2022-05-15 11:00 | 0.53337 | 0.000783 | 0.46 | 268.3692
2022-05-15 12:00 | 0.5987 | 0.00092 | 0.46 | 218.5717
2022-05-15 13:00 | 0.49255 | 0.001235 | 0.53 | 318.1633
2022-05-15 14:00 | 0.67487 | 0.001235 | 0.53 | 283.4117
2022-05-15 15:00 | 0.4932 | 0.001235 | 0.55 | 231.6483
2022-05-15 16:00 | 0.61485 | 0.001235 | 0.59 | 336.9675
2022-05-15 17:00 | 0.10564 | 0.000805 | 0.62 | 1251.1675
2022-05-15 18:00 | 0 | 0.001194 | 0.63 | 4905.3717
2022-05-15 19:00 | 0 | 0.000615 | 0.64 | 1892.2942
2022-05-15 20:00 | 0 | 0.003127 | 0.65 | 433.2875
2022-05-15 21:00 | 0 | 0.042773 | 0.67 | 337.0317
2022-05-15 22:00 | 0 | 0.052366 | 0.68 | 313.6642
2022-05-15 23:00 | 0 | 0.031668 | 0.7 | 329.3775
2022-05-16 | 0 | 0.016366 | 0.7 | 281.6958
2022-05-16 01:00 | 0 | 0.002823 | 0.7 | 248.5717
2022-05-16 02:00 | 0 | 0.001321 | 0.7 | 214.9817
2022-05-16 03:00 | 0 | 0.000829 | 0.7 | 119.5333
2022-05-16 04:00 | 0 | 0.001524 | 0.7 | 90.1708
2022-05-16 05:00 | 0 | 0.000585 | 0.7 | 120.6192
2022-05-16 06:00 | 0 | 0.005469 | 0.69 | 256.5467
2022-05-16 07:00 | 0.049198 | 0.013454 | 0.63 | 362.0617
2022-05-16 08:00 | 0.38531 | 0.031262 | 0.56 | 397.3633
2022-05-16 09:00 | 0.67228 | 0.009676 | 0.55 | 220.5833
2022-05-16 10:00 | 0.72025 | 0.003848 | 0.53 | 244.5692
2022-05-16 11:00 | 0.64651 | 0.007193 | 0.47 | 199.9942
2022-05-16 12:00 | 0.60198 | 0.00266 | 0.52 | 262.8158
2022-05-16 13:00 | 0.64294 | 0.001692 | 0.47 | 245.3567
2022-05-16 14:00 | 0.61195 | 0.003383 | 0.53 | 255.6467
2022-05-16 15:00 | 0.66187 | 0.001478 | 0.52 | 332.6617
2022-05-16 16:00 | 0.65956 | 0.00393 | 0.57 | 335.9508
2022-05-16 17:00 | 0.10462 | 0.001797 | 0.62 | 414.3458
2022-05-16 18:00 | 0 | 0.001212 | 0.62 | 1905.7508
2022-05-16 19:00 | 0 | 0.000404 | 0.64 | 1494.4433
2022-05-16 20:00 | 0 | 0.000536 | 0.65 | 351.9717
2022-05-16 21:00 | 0 | 0.000632 | 0.67 | 347.6725
2022-05-16 22:00 | 0 | 0.000421 | 0.67 | 335.1608
2022-05-16 23:00 | 0 | 0.001235 | 0.68 | 290.8475
2022-05-17 | 0 | 9.6e-05 | 0.68 | 253.5908
2022-05-17 01:00 | 0 | 0.002387 | 0.67 | 211.2808
2022-05-17 02:00 | 0 | 0.015989 | 0.67 | 196.4875
2022-05-17 03:00 | 0 | 0.040188 | 0.67 | 190.5433
2022-05-17 04:00 | 0 | 0.083178 | 0.68 | 141.1342
2022-05-17 05:00 | 0 | 0.15569 | 0.68 | 215.3083
2022-05-17 06:00 | 0 | 0.25528 | 0.68 | 243.4617
2022-05-17 07:00 | 0.035968 | 0.39056 | 0.63 | 336.5108
2022-05-17 08:00 | 0.23286 | 0.29634 | 0.59 | 318.1933
2022-05-17 09:00 | 0.23639 | 0.37914 | 0.51 | 213.4817
2022-05-17 10:00 | 0.2644 | 0.26263 | 0.53 | 203.6967
2022-05-17 11:00 | 0.3156 | 0.19681 | 0.5 | 98.715
2022-05-17 12:00 | 0.40905 | 0.11805 | 0.5 | 129.3425
2022-05-17 13:00 | 0.49771 | 0.084891 | 0.47 | 189.8167
2022-05-17 14:00 | 0.48382 | 0.080137 | 0.51 | 357.085
2022-05-17 15:00 | 0.3969 | 0.10214 | 0.57 | 319.1117
2022-05-17 16:00 | 0.69039 | 0.11782 | 0.6 | 431.1392
2022-05-17 17:00 | 0.10219 | 0.12704 | 0.62 | 375.7975
2022-05-17 18:00 | 0 | 0.10788 | 0.62 | 412.2608
2022-05-17 19:00 | 0 | 0.082128 | 0.63 | 352.0317
2022-05-17 20:00 | 0 | 0.083183 | 0.63 | 322.3883
2022-05-17 21:00 | 0 | 0.057976 | 0.65 | 304.7817
2022-05-17 22:00 | 0 | 0.039858 | 0.7 | 269.2542
2022-05-17 23:00 | 0 | 0.037747 | 0.68 | 253.9617
2022-05-18 | 0 | 0.046518 | 0.69 | 274.9675
2022-05-18 01:00 | 0 | 0.081665 | 0.7 | 272.12
2022-05-18 02:00 | 0 | 0.12216 | 0.7 | 206.3508
2022-05-18 03:00 | 0 | 0.17172 | 0.7 | 128.8125
2022-05-18 04:00 | 0 | 0.20925 | 0.7 | 176.1283
2022-05-18 05:00 | 0 | 0.25023 | 0.7 | 126.1017
2022-05-18 06:00 | 0 | 0.24647 | 0.69 | 177.7708
2022-05-18 07:00 | 0.043644 | 0.23238 | 0.64 | 350.8975
2022-05-18 08:00 | 0.34617 | 0.21919 | 0.58 | 327.425
2022-05-18 09:00 | 0.74933 | 0.19857 | 0.57 | 229.9458
2022-05-18 10:00 | 0.74607 | 0.10754 | 0.5 | 247.2167
2022-05-18 11:00 | 0.71267 | 0.069539 | 0.52 | 104.5833
2022-05-18 12:00 | 0.65399 | 0.096946 | 0.51 | 165.075
2022-05-18 13:00 | 0.68111 | 0.13888 | 0.5 | 38.0225
2022-05-18 14:00 | 0.66539 | 0.16904 | 0.51 | 67.7367
2022-05-18 15:00 | 0.47783 | 0.22165 | 0.55 | 164.6392
2022-05-18 16:00 | 0.28359 | 0.25911 | 0.6 | 278.2733
2022-05-18 17:00 | 0.058595 | 0.26904 | 0.63 | 385.2758
2022-05-18 18:00 | 0 | 0.28908 | 0.6 | 481.3592
2022-05-18 19:00 | 0 | 0.33505 | 0.64 | 405.8733
2022-05-18 20:00 | 0 | 0.34869 | 0.66 | 353.5358
2022-05-18 21:00 | 0 | 0.35971 | 0.67 | 352.2975
2022-05-18 22:00 | 0 | 0.38994 | 0.67 | 316.6575
2022-05-18 23:00 | 0 | 0.42384 | 0.67 | 307.5342
2022-05-19 | 0 | 0.39943 | 0.67 | 290.3875
2022-05-19 01:00 | 0 | 0.43379 | 0.68 | 232.9367
2022-05-19 02:00 | 0 | 0.45833 | 0.68 | 265.5792
2022-05-19 03:00 | 0 | 0.54418 | 0.68 | 204.535
2022-05-19 04:00 | 0 | 0.63178 | 0.69 | 236.3883
2022-05-19 05:00 | 0 | 0.5741 | 0.69 | 259.6108
2022-05-19 06:00 | 0 | 0.55106 | 0.68 | 288.1758
2022-05-19 07:00 | 0.032138 | 0.54321 | 0.64 | 321.5475
2022-05-19 08:00 | 0.29659 | 0.3144 | 0.6 | 339.8992
2022-05-19 09:00 | 0.67931 | 0.21599 | 0.56 | 292.6317
2022-05-19 10:00 | 0.61608 | 0.20903 | 0.5 | 274.4008
2022-05-19 11:00 | 0.53122 | 0.18846 | 0.49 | 289.1667
2022-05-19 12:00 | 0.37062 | 0.1399 | 0.6 | 190.39
2022-05-19 13:00 | 0.46393 | 0.1097 | 0.55 | 246.0917
2022-05-19 14:00 | 0.27202 | 0.11509 | 0.56 | 294.3483
2022-05-19 15:00 | 0.33974 | 0.12398 | 0.55 | 309.5067
2022-05-19 16:00 | 0.22434 | 0.14566 | 0.6 | 325.405
2022-05-19 17:00 | 0.062285 | 0.21516 | 0.62 | 359.0983
2022-05-19 18:00 | 0 | 0.25651 | 0.61 | 404.6242
2022-05-19 19:00 | 0 | 0.34523 | 0.63 | 386.6192
2022-05-19 20:00 | 0 | 0.18003 | 0.65 | 372.0583
2022-05-19 21:00 | 0 | 0.23105 | 0.66 | 332.2533
2022-05-19 22:00 | 0 | 0.35683 | 0.66 | 307.3783
2022-05-19 23:00 | 0 | 0.52171 | 0.66 | 291.8092
2022-05-20 | 0 | 0.58945 | 0.7 | 235.8075
2022-05-20 01:00 | 0 | 0.61155 | 0.7 | 212.7517
2022-05-20 02:00 | 0 | 0.62206 | 0.66 | 210.6042
2022-05-20 03:00 | 0 | 0.66427 | 0.66 | 157.7333
2022-05-20 04:00 | 0 | 0.65687 | 0.66 | 123.2108
2022-05-20 05:00 | 0 | 0.69663 | 0.66 | 136.16
2022-05-20 06:00 | 0 | 0.73938 | 0.66 | 142.425
2022-05-20 07:00 | 0.034001 | 0.76602 | 0.64 | 278.2633
2022-05-20 08:00 | 0.27331 | 0.46671 | 0.57 | 315.84
2022-05-20 09:00 | 0.57043 | 0.60924 | 0.53 | 278.4342
2022-05-20 10:00 | 0.69931 | 0.73269 | 0.52 | 296.4267
2022-05-20 11:00 | 0.72096 | 0.7869 | 0.52 | 313.8275
2022-05-20 12:00 | 0.63106 | 0.6868 | 0.52 | 315.2117
2022-05-20 13:00 | 0.62956 | 0.72675 | 0.5 | 290.235
2022-05-20 14:00 | 0.53136 | 0.79046 | 0.56 | 287.9425
2022-05-20 15:00 | 0.29974 | 0.84226 | 0.58 | 346.0908
2022-05-20 16:00 | 0.17659 | 0.84047 | 0.61 | 388.3692
2022-05-20 17:00 | 0.055695 | 0.87367 | 0.6 | 326.5425
2022-05-20 18:00 | 0 | 0.90207 | 0.6 | 381.9167
2022-05-20 19:00 | 0 | 0.907 | 0.6 | 319.9242
2022-05-20 20:00 | 0 | 0.79396 | 0.64 | 307.4625
2022-05-20 21:00 | 0 | 0.88817 | 0.65 | 276.5842
2022-05-20 22:00 | 0 | 0.90152 | 0.66 | 259.7642
2022-05-20 23:00 | 0 | 0.90102 | 0.66 | 274.3667
2022-05-21 | 0 | 0.89152 | 0.7 | 262.935
2022-05-21 01:00 | 0 | 0.87258 | 0.65 | 234.9325
2022-05-21 02:00 | 0 | 0.92269 | 0.65 | 207.3133
2022-05-21 03:00 | 0 | 0.92095 | 0.65 | 198.2358
2022-05-21 04:00 | 0 | 0.89902 | 0.65 | 205.0408
2022-05-21 05:00 | 0 | 0.85745 | 0.66 | 236.7383
2022-05-21 06:00 | 0 | 0.85384 | 0.67 | 221.3708
2022-05-21 07:00 | 0.0037392 | 0.89298 | 0.66 | 255.8667
2022-05-21 08:00 | 0.090471 | 0.69069 | 0.63 | 278.28
2022-05-21 09:00 | 0.13624 | 0.74984 | 0.61 | 271.5308
2022-05-21 10:00 | 0.13534 | 0.84355 | 0.54 | 293.9725
2022-05-21 11:00 | 0.16092 | 0.87438 | 0.58 | 242.9233
2022-05-21 12:00 | 0.21075 | 0.89851 | 0.6 | 356.9142
2022-05-21 13:00 | 0.17912 | 0.90584 | 0.58 | 292.1342
2022-05-21 14:00 | 0.1172 | 0.91114 | 0.57 | 329.7658
2022-05-21 15:00 | 0.064278 | 0.90541 | 0.59 | 387.065
2022-05-21 16:00 | 0.044628 | 0.90724 | 0.61 | 404.9167
2022-05-21 17:00 | 0.011192 | 0.88604 | 0.61 | 342.4925
2022-05-21 18:00 | 0 | 0.89682 | 0.61 | 346.5383
2022-05-21 19:00 | 0 | 0.90039 | 0.63 | 318.3875
2022-05-21 20:00 | 0 | 0.8487 | 0.65 | 306.9875
2022-05-21 21:00 | 0 | 0.90571 | 0.66 | 312.1792
2022-05-21 22:00 | 0 | 0.89117 | 0.67 | 297.0975
2022-05-21 23:00 | 0 | 0.84628 | 0.67 | 312.7292
2022-05-22 | 0 | 0.81746 | 0.67 | 301.3575
2022-05-22 01:00 | 0 | 0.76953 | 0.67 | 285.6675
2022-05-22 02:00 | 0 | 0.66054 | 0.66 | 247.5475
2022-05-22 03:00 | 0 | 0.52286 | 0.68 | 228.2967
2022-05-22 04:00 | 0 | 0.48819 | 0.68 | 241.7958
2022-05-22 05:00 | 0 | 0.52432 | 0.69 | 226.9883
2022-05-22 06:00 | 0 | 0.57996 | 0.69 | 266.6175
2022-05-22 07:00 | 0.0015115 | 0.62552 | 0.66 | 259.3908
2022-05-22 08:00 | 0.018257 | 0.43882 | 0.62 | 267.5292
2022-05-22 09:00 | 0.041797 | 0.55629 | 0.6 | 251.9242
2022-05-22 10:00 | 0.056911 | 0.67127 | 0.6 | 277.8733
2022-05-22 11:00 | 0.046127 | 0.51872 | 0.56 | 304.5517
2022-05-22 12:00 | 0.030167 | 0.37267 | 0.6 | 310.3558
2022-05-22 13:00 | 0.10539 | 0.26092 | 0.62 | 279.98
2022-05-22 14:00 | 0.14364 | 0.25384 | 0.62 | 284.075
2022-05-22 15:00 | 0.081999 | 0.30419 | 0.62 | 295.7375
2022-05-22 16:00 | 0.055732 | 0.39752 | 0.63 | 384.29
2022-05-22 17:00 | 0.013032 | 0.48674 | 0.63 | 356.54
2022-05-22 18:00 | 0 | 0.53916 | 0.63 | 503.5875
2022-05-22 19:00 | 0 | 0.55993 | 0.65 | 421.0758
2022-05-22 20:00 | 0 | 0.64186 | 0.66 | 319.7217
2022-05-22 21:00 | 0 | 0.68281 | 0.67 | 317.4308
2022-05-22 22:00 | 0 | 0.63446 | 0.67 | 299.6558
2022-05-22 23:00 | 0 | 0.5518 | 0.67 | 321.0542
2022-05-23 | 0 | 0.52346 | 0.67 | 309.1242
2022-05-23 01:00 | 0 | 0.54765 | 0.66 | 278.4533
2022-05-23 02:00 | 0 | 0.52839 | 0.7 | 264.7658
2022-05-23 03:00 | 0 | 0.53247 | 0.66 | 272.4808
2022-05-23 04:00 | 0 | 0.51365 | 0.66 | 261.8333
2022-05-23 05:00 | 0 | 0.61346 | 0.66 | 268.7267
2022-05-23 06:00 | 0 | 0.67215 | 0.66 | 269.7183
2022-05-23 07:00 | 0.022707 | 0.66582 | 0.62 | 306.7425
2022-05-23 08:00 | 0.2736 | 0.63177 | 0.58 | 370.4208
2022-05-23 09:00 | 0.48756 | 0.79531 | 0.57 | 270.945
2022-05-23 10:00 | 0.65856 | 0.84113 | 0.58 | 272.2133
2022-05-23 11:00 | 0.73569 | 0.74643 | 0.51 | 252.6958
2022-05-23 12:00 | 0.6929 | 0.61182 | 0.53 | 206.6217
2022-05-23 13:00 | 0.6599 | 0.41054 | 0.53 | 297.5117
2022-05-23 14:00 | 0.55375 | 0.34564 | 0.6 | 290.3375
2022-05-23 15:00 | 0.24425 | 0.35697 | 0.6 | 340.2767
2022-05-23 16:00 | 0.51782 | 0.41614 | 0.6 | 354.5575
2022-05-23 17:00 | 0.088706 | 0.43115 | 0.6 | 472.6983
2022-05-23 18:00 | 0 | 0.55875 | 0.62 | 627.3742
2022-05-23 19:00 | 0 | 0.70721 | 0.62 | 447.1825
2022-05-23 20:00 | 0 | 0.74435 | 0.64 | 385.1633
2022-05-23 21:00 | 0 | 0.72589 | 0.65 | 380.235
2022-05-23 22:00 | 0 | 0.704 | 0.66 | 346.9217
2022-05-23 23:00 | 0 | 0.68383 | 0.68 | 346.0717
2022-05-24 | 0 | 0.69675 | 0.68 | 306.9983
2022-05-24 01:00 | 0 | 0.75121 | 0.67 | 305.6433
2022-05-24 02:00 | 0 | 0.76741 | 0.68 | 295.145
2022-05-24 03:00 | 0 | 0.74368 | 0.67 | 301.3842
2022-05-24 04:00 | 0 | 0.73377 | 0.67 | 290.1067
2022-05-24 05:00 | 0 | 0.76176 | 0.67 | 292.6008
2022-05-24 06:00 | 0 | 0.73681 | 0.67 | 293.2117
2022-05-24 07:00 | 0.0058316 | 0.71639 | 0.63 | 345.2842
2022-05-24 08:00 | 0.16939 | 0.6565 | 0.55 | 379.1383
2022-05-24 09:00 | 0.24905 | 0.85369 | 0.53 | 275.4408
2022-05-24 10:00 | 0.33771 | 0.84548 | 0.45 | 186.3392
2022-05-24 11:00 | 0.32467 | 0.70633 | 0.44 | 164.6983
2022-05-24 12:00 | 0.40029 | 0.51046 | 0.44 | 161.1967
2022-05-24 13:00 | 0.31999 | 0.36038 | 0.4 | 175.49
2022-05-24 14:00 | 0.25929 | 0.30981 | 0.58 | 208.04
2022-05-24 15:00 | 0.10796 | 0.33594 | 0.59 | 243.185
2022-05-24 16:00 | 0.09779 | 0.31322 | 0.62 | 291.3317
2022-05-24 17:00 | 0.037943 | 0.32358 | 0.63 | 343.1283
2022-05-24 18:00 | 0 | 0.33684 | 0.63 | 553.2133
2022-05-24 19:00 | 0 | 0.4466 | 0.63 | 505.2758
2022-05-24 20:00 | 0 | 0.4681 | 0.63 | 356.045
2022-05-24 21:00 | 0 | 0.5164 | 0.64 | 364.1175
2022-05-24 22:00 | 0 | 0.57351 | 0.66 | 334.4967
2022-05-24 23:00 | 0 | 0.61408 | 0.66 | 347.3358
2022-05-25 | 0 | 0.59882 | 0.66 | 259.1625
2022-05-25 01:00 | 0 | 0.53547 | 0.7 | 259.0292
2022-05-25 02:00 | 0 | 0.56258 | 0.66 | 276.5742
2022-05-25 03:00 | 0 | 0.57359 | 0.66 | 177.4375
2022-05-25 04:00 | 0 | 0.59421 | 0.65 | 120.1208
2022-05-25 05:00 | 0 | 0.61198 | 0.7 | 195.2983
2022-05-25 06:00 | 0 | 0.51006 | 0.66 | 263.2983
2022-05-25 07:00 | 0.0066148 | 0.3924 | 0.61 | 334.02
2022-05-25 08:00 | 0.20755 | 0.31654 | 0.59 | 371.635
2022-05-25 09:00 | 0.28762 | 0.39952 | 0.52 | 304.83
2022-05-25 10:00 | 0.4714 | 0.44798 | 0.45 | 284.2167
2022-05-25 11:00 | 0.56046 | 0.37985 | 0.51 | 222.2392
2022-05-25 12:00 | 0.45621 | 0.24383 | 0.57 | 244.4342
2022-05-25 13:00 | 0.35809 | 0.19696 | 0.49 | 263.3258
2022-05-25 14:00 | 0.31209 | 0.15171 | 0.5 | 319.195
2022-05-25 15:00 | 0.25506 | 0.11003 | 0.55 | 367.6967
2022-05-25 16:00 | 0.27151 | 0.15596 | 0.6 | 375.9683
2022-05-25 17:00 | 0.069062 | 0.23209 | 0.62 | 390.7567
2022-05-25 18:00 | 0 | 0.26337 | 0.62 | 773.3783
2022-05-25 19:00 | 0 | 0.37991 | 0.64 | 543.675
2022-05-25 20:00 | 0 | 0.30405 | 0.65 | 415.805
2022-05-25 21:00 | 0 | 0.42856 | 0.65 | 409.1108
2022-05-25 22:00 | 0 | 0.53609 | 0.65 | 389.9858
2022-05-25 23:00 | 0 | 0.52302 | 0.67 | 359.8633
2022-05-26 | 0 | 0.42827 | 0.67 | 338.0475
2022-05-26 01:00 | 0 | 0.43468 | 0.67 | 341.2025
2022-05-26 02:00 | 0 | 0.40799 | 0.66 | 303.1317
2022-05-26 03:00 | 0 | 0.38242 | 0.7 | 292.8825
2022-05-26 04:00 | 0 | 0.35996 | 0.66 | 307.5517
2022-05-26 05:00 | 0 | 0.3772 | 0.67 | 297.1175
2022-05-26 06:00 | 0 | 0.40775 | 0.67 | 346.84
2022-05-26 07:00 | 0.0031683 | 0.38531 | 0.62 | 425.25
2022-05-26 08:00 | 0.19078 | 0.27049 | 0.5 | 375.0608
2022-05-26 09:00 | 0.58421 | 0.3076 | 0.47 | 244.0142
2022-05-26 10:00 | 0.72754 | 0.34126 | 0.44 | 274.5075
2022-05-26 11:00 | 0.72577 | 0.27149 | 0.57 | 227.3025
2022-05-26 12:00 | 0.60042 | 0.16656 | 0.57 | 125.0508
2022-05-26 13:00 | 0.53992 | 0.10582 | 0.57 | 237.1967
2022-05-26 14:00 | 0.45797 | 0.089153 | 0.58 | 261.3958
2022-05-26 15:00 | 0.33014 | 0.060343 | 0.59 | 301.8492
2022-05-26 16:00 | 0.27042 | 0.11795 | 0.6 | 351.5175
2022-05-26 17:00 | 0.041258 | 0.17651 | 0.63 | 391.1542
2022-05-26 18:00 | 0 | 0.17739 | 0.63 | 455.8158
2022-05-26 19:00 | 0 | 0.18215 | 0.62 | 372.3458
2022-05-26 20:00 | 0 | 0.20734 | 0.6 | 350.09
2022-05-26 21:00 | 0 | 0.24386 | 0.65 | 377.4825
2022-05-26 22:00 | 0 | 0.24242 | 0.66 | 372.145
2022-05-26 23:00 | 0 | 0.29483 | 0.67 | 367.1908
2022-05-27 | 0 | 0.28026 | 0.66 | 358.275
2022-05-27 01:00 | 0 | 0.3101 | 0.66 | 356.9058
2022-05-27 02:00 | 0 | 0.27635 | 0.67 | 344.63
2022-05-27 03:00 | 0 | 0.23329 | 0.69 | 340.4233
2022-05-27 04:00 | 0 | 0.22837 | 0.69 | 345.655
2022-05-27 05:00 | 0 | 0.2723 | 0.69 | 357.855
2022-05-27 06:00 | 0 | 0.3003 | 0.7 | 396.3225
2022-05-27 07:00 | 0.017822 | 0.30548 | 0.62 | 505.3042
2022-05-27 08:00 | 0.35757 | 0.30581 | 0.56 | 447.9392
2022-05-27 09:00 | 0.72588 | 0.21431 | 0.6 | 260.5892
2022-05-27 10:00 | 0.70516 | 0.13052 | 0.48 | 255.1025
2022-05-27 11:00 | 0.6536 | 0.11187 | 0.41 | 227.2475
2022-05-27 12:00 | 0.62762 | 0.06393 | 0.49 | 262.3125
2022-05-27 13:00 | 0.5642 | 0.041842 | 0.44 | 284.2567
2022-05-27 14:00 | 0.3304 | 0.054688 | 0.46 | 291.91
2022-05-27 15:00 | 0.22452 | 0.063936 | 0.53 | 296.0367
2022-05-27 16:00 | 0.19828 | 0.081903 | 0.59 | 329.2308
2022-05-27 17:00 | 0.080358 | 0.084226 | 0.63 | 423.5292
2022-05-27 18:00 | 0 | 0.10118 | 0.64 | 578.8708
2022-05-27 19:00 | 0 | 0.076351 | 0.65 | 444.7617
2022-05-27 20:00 | 0 | 0.086398 | 0.66 | 415.4958
2022-05-27 21:00 | 0 | 0.049666 | 0.66 | 381.3642
2022-05-27 22:00 | 0 | 0.027228 | 0.67 | 347.9908
2022-05-27 23:00 | 0 | 0.015431 | 0.69 | 363.845
2022-05-28 | 0 | 0.012711 | 0.68 | 358.9967
2022-05-28 01:00 | 0 | 0.002405 | 0.7 | 391.4358
2022-05-28 02:00 | 0 | 0.005485 | 0.71 | 328.9075
2022-05-28 03:00 | 0 | 0.007145 | 0.71 | 337.0425
2022-05-28 04:00 | 0 | 0.006516 | 0.71 | 330.0575
2022-05-28 05:00 | 0 | 0.007992 | 0.71 | 344.9217
2022-05-28 06:00 | 0 | 0.010091 | 0.71 | 350.8625
2022-05-28 07:00 | 0.017981 | 0.0076 | 0.64 | 357.8592
2022-05-28 08:00 | 0.38057 | 0.002622 | 0.57 | 328.9975
2022-05-28 09:00 | 0.75932 | 0.000566 | 0.46 | 278.905
2022-05-28 10:00 | 0.75495 | 0.009888 | 0.48 | 238.8533
2022-05-28 11:00 | 0.72071 | 0.071663 | 0.47 | 125.8942
2022-05-28 12:00 | 0.64539 | 0.13096 | 0.47 | 128.7758
2022-05-28 13:00 | 0.59802 | 0.19373 | 0.43 | 215.1292
2022-05-28 14:00 | 0.60606 | 0.19526 | 0.45 | 249.4683
2022-05-28 15:00 | 0.72974 | 0.16202 | 0.5 | 272.1183
2022-05-28 16:00 | 0.58871 | 0.14918 | 0.61 | 304.685
2022-05-28 17:00 | 0.061724 | 0.14683 | 0.65 | 354.4367
2022-05-28 18:00 | 0 | 0.1565 | 0.65 | 403.3925
2022-05-28 19:00 | 0 | 0.13487 | 0.66 | 389.4575
2022-05-28 20:00 | 0 | 0.077751 | 0.67 | 343.9683
2022-05-28 21:00 | 0 | 0.052303 | 0.67 | 376.4092
2022-05-28 22:00 | 0 | 0.043898 | 0.67 | 351.0558
2022-05-28 23:00 | 0 | 0.044977 | 0.7 | 342.3225
2022-05-29 | 0 | 0.042384 | 0.66 | 287.2958
2022-05-29 01:00 | 0 | 0.036248 | 0.66 | 293.6417
2022-05-29 02:00 | 0 | 0.02447 | 0.67 | 283.9567
2022-05-29 03:00 | 0 | 0.028627 | 0.67 | 280.8767
2022-05-29 04:00 | 0 | 0.049701 | 0.67 | 290.245
2022-05-29 05:00 | 0 | 0.081061 | 0.68 | 309.3842
2022-05-29 06:00 | 0 | 0.091578 | 0.7 | 304.8683
2022-05-29 07:00 | 0.013846 | 0.080523 | 0.64 | 300.6558
2022-05-29 08:00 | 0.3812 | 0.035348 | 0.54 | 283.6958
2022-05-29 09:00 | 0.74543 | 0.003812 | 0.53 | 196.0067
2022-05-29 10:00 | 0.73641 | 0 | 0.48 | 201.0258
2022-05-29 11:00 | 0.70252 | 0.000672 | 0.38 | 38.7475
2022-05-29 12:00 | 0.66463 | 0.024738 | 0.44 | 5.3642
2022-05-29 13:00 | 0.61151 | 0.054765 | 0.39 | 9.86
2022-05-29 14:00 | 0.49582 | 0.076226 | 0.43 | 80.8867
2022-05-29 15:00 | 0.58455 | 0.10539 | 0.52 | 193.7667
2022-05-29 16:00 | 0.494 | 0.12224 | 0.58 | 258.8767
2022-05-29 17:00 | 0.087714 | 0.13712 | 0.63 | 354.185
2022-05-29 18:00 | 0 | 0.10142 | 0.63 | 458.6175
2022-05-29 19:00 | 0 | 0.030414 | 0.6 | 489.2208
2022-05-29 20:00 | 0 | 0.020205 | 0.65 | 417.6833
2022-05-29 21:00 | 0 | 0.010603 | 0.67 | 388.4692
2022-05-29 22:00 | 0 | 0.01846 | 0.68 | 348.9658
2022-05-29 23:00 | 0 | 0.012043 | 0.68 | 340.4142
2022-05-30 | 0 | 0.023195 | 0.68 | 310.0092
2022-05-30 01:00 | 0 | 0.031421 | 0.68 | 291.9875
2022-05-30 02:00 | 0 | 0.062041 | 0.68 | 311.4917
2022-05-30 03:00 | 0 | 0.12479 | 0.68 | 309.7317
2022-05-30 04:00 | 0 | 0.26693 | 0.68 | 306.8125
2022-05-30 05:00 | 0 | 0.45362 | 0.67 | 317.095
2022-05-30 06:00 | 0 | 0.41009 | 0.67 | 338.4075
2022-05-30 07:00 | 0.013526 | 0.44444 | 0.63 | 385.8017
2022-05-30 08:00 | 0.37449 | 0.43628 | 0.57 | 431.6925
2022-05-30 09:00 | 0.75307 | 0.20811 | 0.55 | 443.0892
2022-05-30 10:00 | 0.73869 | 0.36864 | 0.5 | 433.9867
2022-05-30 11:00 | 0.71792 | 0.60218 | 0.48 | 562.2092
2022-05-30 12:00 | 0.70141 | 0.73779 | 0.52 | 493.6925
2022-05-30 13:00 | 0.61017 | 0.72816 | 0.52 | 398.9317
2022-05-30 14:00 | 0.60698 | 0.71447 | 0.53 | 456.1858
2022-05-30 15:00 | 0.62462 | 0.68248 | 0.55 | 568.0317
2022-05-30 16:00 | 0.60775 | 0.55518 | 0.58 | 447.6267
2022-05-30 17:00 | 0.094989 | 0.60708 | 0.6 | 518.5092
2022-05-30 18:00 | 0 | 0.754 | 0.6 | 2454.7292
2022-05-30 19:00 | 0 | 0.87831 | 0.6 | 574.8817
2022-05-30 20:00 | 0 | 0.92167 | 0.61 | 413.0608
2022-05-30 21:00 | 0 | 0.9147 | 0.63 | 402.0292
2022-05-30 22:00 | 0 | 0.91496 | 0.64 | 352.3075
2022-05-30 23:00 | 0 | 0.8759 | 0.64 | 349.4608
2022-05-31 | 0 | 0.87607 | 0.64 | 306.035
2022-05-31 01:00 | 0 | 0.91111 | 0.65 | 259.46
2022-05-31 02:00 | 0 | 0.88902 | 0.65 | 289.86
2022-05-31 03:00 | 0 | 0.86728 | 0.65 | 289.2383
2022-05-31 04:00 | 0 | 0.87428 | 0.65 | 275.4433
2022-05-31 05:00 | 0 | 0.85236 | 0.65 | 238.1758
2022-05-31 06:00 | 0 | 0.80851 | 0.65 | 238.2217
2022-05-31 07:00 | 0.0034775 | 0.8144 | 0.59 | 421.5317
2022-05-31 08:00 | 0.073129 | 0.47648 | 0.6 | 449.1867
2022-05-31 09:00 | 0.16638 | 0.50295 | 0.5 | 239.0533
2022-05-31 10:00 | 0.18203 | 0.33705 | 0.47 | 219.3317
2022-05-31 11:00 | 0.22125 | 0.27143 | 0.47 | 14.9975
2022-05-31 12:00 | 0.4737 | 0.27733 | 0.46 | -4.1608
2022-05-31 13:00 | 0.65391 | 0.37338 | 0.55 | -19.5642
2022-05-31 14:00 | 0.64392 | 0.45134 | 0.47 | 52.1958
2022-05-31 15:00 | 0.47951 | 0.40799 | 0.56 | 209.4117
2022-05-31 16:00 | 0.2045 | 0.30936 | 0.6 | 289.5183
2022-05-31 17:00 | 0.050325 | 0.2506 | 0.61 | 395.4858
2022-05-31 18:00 | 0 | 0.20867 | 0.61 | 625.65
2022-05-31 19:00 | 0 | 0.15614 | 0.61 | 464.7683
2022-05-31 20:00 | 0 | 0.091395 | 0.6 | 451.8125
2022-05-31 21:00 | 0 | 0.060787 | 0.64 | 416.2408
2022-05-31 22:00 | 0 | 0.066029 | 0.64 | 363.0817
2022-05-31 23:00 | 0 | 0.061335 | 0.65 | 351.0825
2022-06-01 | 0 | 0.07196 | 0.65 | 326.0475
2022-06-01 01:00 | 0 | 0.098283 | 0.65 | 304.46
2022-06-01 02:00 | 0 | 0.091688 | 0.65 | 352.3808
2022-06-01 03:00 | 0 | 0.12461 | 0.64 | 310.4058
2022-06-01 04:00 | 0 | 0.13164 | 0.64 | 287.2717
2022-06-01 05:00 | 0 | 0.16669 | 0.64 | 348.0058
2022-06-01 06:00 | 0 | 0.22628 | 0.64 | 295.45
2022-06-01 07:00 | 0.0036046 | 0.31381 | 0.59 | 437.165
2022-06-01 08:00 | 0.24435 | 0.2 | 0.55 | 459.5242
2022-06-01 09:00 | 0.74999 | 0.23096 | 0.51 | 294.7542
2022-06-01 10:00 | 0.76527 | 0.28373 | 0.48 | 102.28
2022-06-01 11:00 | 0.71177 | 0.26676 | 0.47 | -1.5375
2022-06-01 12:00 | 0.68833 | 0.30453 | 0.45 | 1.5425
2022-06-01 13:00 | 0.6608 | 0.40934 | 0.45 | 5.0092
2022-06-01 14:00 | 0.70253 | 0.45229 | 0.4 | 67.92
2022-06-01 15:00 | 0.75854 | 0.42271 | 0.51 | 108.1225
2022-06-01 16:00 | 0.70145 | 0.40973 | 0.55 | 351.8125
2022-06-01 17:00 | 0.093251 | 0.47015 | 0.6 | 535.7217
2022-06-01 18:00 | 0 | 0.53467 | 0.6 | 635.6075
2022-06-01 19:00 | 0 | 0.5982 | 0.61 | 653.3692
2022-06-01 20:00 | 0 | 0.51358 | 0.62 | 583.4758
2022-06-01 21:00 | 0 | 0.47471 | 0.63 | 759.0883
2022-06-01 22:00 | 0 | 0.42523 | 0.64 | 597.0725
2022-06-01 23:00 | 0 | 0.36105 | 0.65 | 496.305
2022-06-02 | 0 | 0.42793 | 0.65 | 466.0867
2022-06-02 01:00 | 0 | 0.55563 | 0.65 | 496.3233
2022-06-02 02:00 | 0 | 0.43632 | 0.65 | 451.8975
2022-06-02 03:00 | 0 | 0.29012 | 0.66 | 440.96
2022-06-02 04:00 | 0 | 0.19553 | 0.66 | 442.6058
2022-06-02 05:00 | 0 | 0.22831 | 0.65 | 454.6642
2022-06-02 06:00 | 0 | 0.37937 | 0.62 | 450.6633
2022-06-02 07:00 | 0.01146 | 0.36896 | 0.58 | 741.9417
2022-06-02 08:00 | 0.25052 | 0.12111 | 0.57 | 967.7783
2022-06-02 09:00 | 0.56766 | 0.13096 | 0.5 | 515.5892
2022-06-02 10:00 | 0.7214 | 0.09094 | 0.49 | 396.4692
2022-06-02 11:00 | 0.6848 | 0.063645 | 0.47 | 290.13
2022-06-02 12:00 | 0.69625 | 0.031773 | 0.4 | 287.7667
2022-06-02 13:00 | 0.70199 | 0.012334 | 0.56 | 315.255
2022-06-02 14:00 | 0.67062 | 0.012359 | 0.57 | 381.4275
2022-06-02 15:00 | 0.57639 | 0.003138 | 0.54 | 397.8058
2022-06-02 16:00 | 0.59156 | 0.000646 | 0.6 | 425.6958
2022-06-02 17:00 | 0.060823 | 0.003099 | 0.63 | 691.4317
2022-06-02 18:00 | 0 | 0.014973 | 0.63 | 2350.6458
2022-06-02 19:00 | 0 | 0.046996 | 0.63 | 945.7592
2022-06-02 20:00 | 0 | 0.040203 | 0.63 | 768.0692
2022-06-02 21:00 | 0 | 0.037829 | 0.64 | 905.2967
2022-06-02 22:00 | 0 | 0.050861 | 0.64 | 645.4417
2022-06-02 23:00 | 0 | 0.069378 | 0.64 | 600.7825
2022-06-03 | 0 | 0.073141 | 0.64 | 549.6525
2022-06-03 01:00 | 0 | 0.043716 | 0.65 | 497.9425
2022-06-03 02:00 | 0 | 0.024983 | 0.65 | 522.4233
2022-06-03 03:00 | 0 | 0.045622 | 0.65 | 455.5042
2022-06-03 04:00 | 0 | 0.085459 | 0.65 | 444.8042
2022-06-03 05:00 | 0 | 0.11754 | 0.65 | 459.1575
2022-06-03 06:00 | 0 | 0.12347 | 0.6 | 567.4175
2022-06-03 07:00 | 0.0019827 | 0.13218 | 0.6 | 663.875
2022-06-03 08:00 | 0.30582 | 0.10719 | 0.6 | 983.2692
2022-06-03 09:00 | 0.70414 | 0.034518 | 0.51 | 519.9758
2022-06-03 10:00 | 0.6955 | 0.072451 | 0.5 | 512.2967
2022-06-03 11:00 | 0.72724 | 0.11342 | 0.49 | 511.695
2022-06-03 12:00 | 0.69592 | 0.10186 | 0.53 | 483.8275
2022-06-03 13:00 | 0.71342 | 0.085326 | 0.64 | 415.2725
2022-06-03 14:00 | 0.73682 | 0.099766 | 0.63 | 529.06
2022-06-03 15:00 | 0.75086 | 0.13383 | 0.64 | 605.345
2022-06-03 16:00 | 0.64252 | 0.16467 | 0.6 | 559.5208
2022-06-03 17:00 | 0.092166 | 0.27817 | 0.61 | 708.6875
2022-06-03 18:00 | 0 | 0.59815 | 0.6 | 710.5383
2022-06-03 19:00 | 0 | 0.73889 | 0.6 | 575.8567
2022-06-03 20:00 | 0 | 0.69241 | 0.62 | 543.7733
2022-06-03 21:00 | 0 | 0.48908 | 0.65 | 557.2958
2022-06-03 22:00 | 0 | 0.33963 | 0.64 | 513.5142
2022-06-03 23:00 | 0 | 0.43167 | 0.7 | 492.7608
2022-06-04 | 0 | 0.47024 | 0.65 | 361.6542
2022-06-04 01:00 | 0 | 0.45074 | 0.65 | 442.1925
2022-06-04 02:00 | 0 | 0.39331 | 0.6 | 377.7767
2022-06-04 03:00 | 0 | 0.48575 | 0.65 | 349.94
2022-06-04 04:00 | 0 | 0.42647 | 0.66 | 335.4508
2022-06-04 05:00 | 0 | 0.49398 | 0.65 | 355.3508
2022-06-04 06:00 | 0 | 0.49903 | 0.7 | 341.3508
2022-06-04 07:00 | 0.0061584 | 0.45874 | 0.63 | 365.5317
2022-06-04 08:00 | 0.37918 | 0.33112 | 0.61 | 464.7467
2022-06-04 09:00 | 0.74675 | 0.26654 | 0.53 | 309.5525
2022-06-04 10:00 | 0.71709 | 0.25433 | 0.49 | 359.7833
2022-06-04 11:00 | 0.67009 | 0.28694 | 0.48 | 312.3025
2022-06-04 12:00 | 0.64506 | 0.37198 | 0.55 | 287.2117
2022-06-04 13:00 | 0.67288 | 0.34896 | 0.5 | 156.0092
2022-06-04 14:00 | 0.70893 | 0.29562 | 0.56 | 204.6692
2022-06-04 15:00 | 0.68219 | 0.22057 | 0.57 | 276.3617
2022-06-04 16:00 | 0.62525 | 0.14971 | 0.6 | 305.4575
2022-06-04 17:00 | 0.085144 | 0.11492 | 0.61 | 435.4658
2022-06-04 18:00 | 0 | 0.15426 | 0.6 | 540.1125
2022-06-04 19:00 | 0 | 0.19457 | 0.63 | 517.6592
2022-06-04 20:00 | 0 | 0.24807 | 0.64 | 403.7183
2022-06-04 21:00 | 0 | 0.24837 | 0.65 | 478.6567
2022-06-04 22:00 | 0 | 0.21529 | 0.66 | 417.9883
2022-06-04 23:00 | 0 | 0.19695 | 0.67 | 465.3875
2022-06-05 | 0 | 0.18366 | 0.67 | 377.5667
2022-06-05 01:00 | 0 | 0.18002 | 0.67 | 354.4917
2022-06-05 02:00 | 0 | 0.18307 | 0.68 | 374.95
2022-06-05 03:00 | 0 | 0.13318 | 0.68 | 336.7817
2022-06-05 04:00 | 0 | 0.096009 | 0.68 | 317.2242
2022-06-05 05:00 | 0 | 0.041976 | 0.68 | 408.1483
2022-06-05 06:00 | 0 | 0.018627 | 0.69 | 400.0158
2022-06-05 07:00 | 0.0013653 | 0.002998 | 0.66 | 414.7483
2022-06-05 08:00 | 0.016662 | 0.002701 | 0.58 | 383.1742
2022-06-05 09:00 | 0.082417 | 0.006121 | 0.47 | 227.5567
2022-06-05 10:00 | 0.18495 | 0.004565 | 0.44 | 293.4417
2022-06-05 11:00 | 0.32254 | 0.008648 | 0.48 | 116.3667
2022-06-05 12:00 | 0.43783 | 0.049797 | 0.48 | 13.7558
2022-06-05 13:00 | 0.41476 | 0.099502 | 0.42 | 48.2133
2022-06-05 14:00 | 0.51526 | 0.20006 | 0.45 | 116.1375
2022-06-05 15:00 | 0.50826 | 0.26054 | 0.48 | 287.0967
2022-06-05 16:00 | 0.395 | 0.33782 | 0.61 | 307.0008
2022-06-05 17:00 | 0.071081 | 0.41631 | 0.62 | 445.6283
2022-06-05 18:00 | 0 | 0.37518 | 0.62 | 544.8792
2022-06-05 19:00 | 0 | 0.37017 | 0.62 | 505.3142
2022-06-05 20:00 | 0 | 0.44902 | 0.63 | 468.2808
2022-06-05 21:00 | 0 | 0.51434 | 0.64 | 444.7592
2022-06-05 22:00 | 0 | 0.51746 | 0.65 | 337.6975
2022-06-05 23:00 | 0 | 0.47126 | 0.66 | 346.0633
2022-06-06 | 0 | 0.41853 | 0.66 | 285.3383
2022-06-06 01:00 | 0 | 0.45231 | 0.65 | 285.9542
2022-06-06 02:00 | 0 | 0.48983 | 0.65 | 287.6867
2022-06-06 03:00 | 0 | 0.52629 | 0.65 | 296.6275
2022-06-06 04:00 | 0 | 0.5645 | 0.64 | 289.4892
2022-06-06 05:00 | 0 | 0.69964 | 0.64 | 307.7658
2022-06-06 06:00 | 0 | 0.74054 | 0.63 | 299.5733
2022-06-06 07:00 | 0.0053723 | 0.69786 | 0.61 | 370.5792
2022-06-06 08:00 | 0.29772 | 0.34144 | 0.6 | 492.6867
2022-06-06 09:00 | 0.38677 | 0.43261 | 0.57 | 442.335
2022-06-06 10:00 | 0.1651 | 0.36882 | 0.53 | 498.775
2022-06-06 11:00 | 0.19275 | 0.31883 | 0.52 | 344.57
2022-06-06 12:00 | 0.38766 | 0.31143 | 0.51 | 89.8567
2022-06-06 13:00 | 0.25852 | 0.21501 | 0.47 | 93.815
2022-06-06 14:00 | 0.10347 | 0.22081 | 0.52 | 280.5592
2022-06-06 15:00 | 0.093539 | 0.2615 | 0.55 | 297.9825
2022-06-06 16:00 | 0.035331 | 0.20603 | 0.6 | 310.9108
2022-06-06 17:00 | 0.016212 | 0.101 | 0.61 | 400.1425
2022-06-06 18:00 | 0 | 0.040021 | 0.62 | 610.635
2022-06-06 19:00 | 0 | 0.022028 | 0.61 | 645.5575
2022-06-06 20:00 | 0 | 0.004093 | 0.63 | 479.8725
2022-06-06 21:00 | 0 | 0.006123 | 0.63 | 472.8567
2022-06-06 22:00 | 0 | 0.003943 | 0.63 | 389.8058
2022-06-06 23:00 | 0 | 0.007307 | 0.63 | 358.8317
2022-06-07 | 0 | 0.004623 | 0.63 | 321.515
2022-06-07 01:00 | 0 | 0.016468 | 0.63 | 337.0608
2022-06-07 02:00 | 0 | 0.02837 | 0.64 | 331.7858
2022-06-07 03:00 | 0 | 0.08968 | 0.65 | 290.1317
2022-06-07 04:00 | 0 | 0.12437 | 0.66 | 291.1233
2022-06-07 05:00 | 0 | 0.21435 | 0.65 | 327.2567
2022-06-07 06:00 | 0 | 0.31212 | 0.64 | 314.8083
2022-06-07 07:00 | 0.0021228 | 0.36446 | 0.62 | 704.3683
2022-06-07 08:00 | 0.052329 | 0.32667 | 0.58 | 5095.5917
2022-06-07 09:00 | 0.11515 | 0.12896 | 0.57 | 485.5567
2022-06-07 10:00 | 0.20022 | 0.11206 | 0.5 | 581.715
2022-06-07 11:00 | 0.19069 | 0.1326 | 0.52 | 461.3517
2022-06-07 12:00 | 0.16754 | 0.11019 | 0.53 | 448.1717
2022-06-07 13:00 | 0.097909 | 0.073075 | 0.48 | 388.1675
2022-06-07 14:00 | 0.072079 | 0.068361 | 0.55 | 356.1692
2022-06-07 15:00 | 0.14259 | 0.058278 | 0.6 | 366.5758
2022-06-07 16:00 | 0.28719 | 0.029277 | 0.58 | 547.4042
2022-06-07 17:00 | 0.056319 | 0.029783 | 0.6 | 558.3042
2022-06-07 18:00 | 0 | 0.063646 | 0.6 | 1915.3167
2022-06-07 19:00 | 0 | 0.11871 | 0.6 | 1096.0692
2022-06-07 20:00 | 0 | 0.29666 | 0.62 | 493.425
2022-06-07 21:00 | 0 | 0.44444 | 0.63 | 494.7583
2022-06-07 22:00 | 0 | 0.46198 | 0.64 | 445.05
2022-06-07 23:00 | 0 | 0.44847 | 0.64 | 392.6767
2022-06-08 | 0 | 0.41371 | 0.64 | 378.975
2022-06-08 01:00 | 0 | 0.46706 | 0.64 | 363.8942
2022-06-08 02:00 | 0 | 0.5871 | 0.64 | 356.045
2022-06-08 03:00 | 0 | 0.70821 | 0.64 | 347.0717
2022-06-08 04:00 | 0 | 0.73552 | 0.64 | 337.75
2022-06-08 05:00 | 0 | 0.76948 | 0.63 | 369.1992
2022-06-08 06:00 | 0 | 0.72563 | 0.62 | 422.1625
2022-06-08 07:00 | 0.0032791 | 0.7783 | 0.58 | 590.2608
2022-06-08 08:00 | 0.2106 | 0.70752 | 0.54 | 684.21
2022-06-08 09:00 | 0.39785 | 0.70417 | 0.56 | 141.095
2022-06-08 10:00 | 0.42868 | 0.66968 | 0.5 | 139.8208
2022-06-08 11:00 | 0.32958 | 0.44893 | 0.46 | -11.3108
2022-06-08 12:00 | 0.29665 | 0.42019 | 0.39 | -20.9642
2022-06-08 13:00 | 0.30553 | 0.47658 | 0.4 | -23.9483
2022-06-08 14:00 | 0.36561 | 0.51842 | 0.48 | -14.7525
2022-06-08 15:00 | 0.33797 | 0.41455 | 0.56 | 26.19
2022-06-08 16:00 | 0.29777 | 0.40014 | 0.55 | 189.505
2022-06-08 17:00 | 0.051473 | 0.35892 | 0.6 | 404.2758
2022-06-08 18:00 | 0 | 0.50461 | 0.6 | 4531.1667
2022-06-08 19:00 | 0 | 0.69315 | 0.6 | 2602.0633
2022-06-08 20:00 | 0 | 0.81309 | 0.6 | 597.3058
2022-06-08 21:00 | 0 | 0.83903 | 0.6 | 678.515
2022-06-08 22:00 | 0 | 0.87106 | 0.63 | 474.94
2022-06-08 23:00 | 0 | 0.85667 | 0.63 | 439.3475
2022-06-09 | 0 | 0.88225 | 0.63 | 393.8475
2022-06-09 01:00 | 0 | 0.85973 | 0.63 | 424.2833
2022-06-09 02:00 | 0 | 0.81097 | 0.63 | 399.4792
2022-06-09 03:00 | 0 | 0.77646 | 0.63 | 381.3125
2022-06-09 04:00 | 0 | 0.78698 | 0.6 | 326.6417
2022-06-09 05:00 | 0 | 0.82727 | 0.61 | 346.4833
2022-06-09 06:00 | 0 | 0.81048 | 0.6 | 422.7742
2022-06-09 07:00 | 0.0052725 | 0.80379 | 0.59 | 2551.8658
2022-06-09 08:00 | 0.38382 | 0.5152 | 0.51 | 9234.51
2022-06-09 09:00 | 0.77974 | 0.52738 | 0.46 | 114.0867
2022-06-09 10:00 | 0.78209 | 0.46166 | 0.44 | 13.7692
2022-06-09 11:00 | 0.74383 | 0.35198 | 0.43 | -3.1642
2022-06-09 12:00 | 0.72209 | 0.27037 | 0.44 | -1.2508
2022-06-09 13:00 | 0.59467 | 0.22595 | 0.53 | -7.1867
2022-06-09 14:00 | 0.7011 | 0.22748 | 0.39 | 0
2022-06-09 15:00 | 0.74305 | 0.24863 | 0.5 | 43.4583
2022-06-09 16:00 | 0.69782 | 0.33007 | 0.54 | 161.3392
2022-06-09 17:00 | 0.083005 | 0.4548 | 0.6 | 369.285
2022-06-09 18:00 | 0 | 0.68707 | 0.6 | 671.2217
2022-06-09 19:00 | 0 | 0.79741 | 0.59 | 763.2725
2022-06-09 20:00 | 0 | 0.86271 | 0.6 | 645.6725
2022-06-09 21:00 | 0 | 0.86157 | 0.61 | 639.8325
2022-06-09 22:00 | 0 | 0.87274 | 0.63 | 549.7858
2022-06-09 23:00 | 0 | 0.86651 | 0.6 | 454.8233
2022-06-10 | 0 | 0.83895 | 0.62 | 455.3725
2022-06-10 01:00 | 0 | 0.84755 | 0.62 | 553.8683
2022-06-10 02:00 | 0 | 0.85281 | 0.63 | 540.9842
2022-06-10 03:00 | 0 | 0.83339 | 0.63 | 508.5925
2022-06-10 04:00 | 0 | 0.85393 | 0.64 | 530.9708
2022-06-10 05:00 | 0 | 0.85998 | 0.62 | 574.495
2022-06-10 06:00 | 0 | 0.82638 | 0.61 | 582.565
2022-06-10 07:00 | 0.0058565 | 0.79699 | 0.57 | 835.8708
2022-06-10 08:00 | 0.41237 | 0.71513 | 0.5 | 826.06
2022-06-10 09:00 | 0.83891 | 0.62278 | 0.47 | 245.6133
2022-06-10 10:00 | 0.8153 | 0.51131 | 0.43 | 136.2308
2022-06-10 11:00 | 0.78284 | 0.43055 | 0.41 | 16.2058
2022-06-10 12:00 | 0.75636 | 0.39731 | 0.35 | 81.4692
2022-06-10 13:00 | 0.75707 | 0.40034 | 0.4 | 2.4633
2022-06-10 14:00 | 0.78346 | 0.32317 | 0.38 | -0.695
2022-06-10 15:00 | 0.79735 | 0.35524 | 0.48 | 36.3067
2022-06-10 16:00 | 0.74752 | 0.30769 | 0.51 | 192.745
2022-06-10 17:00 | 0.079174 | 0.42203 | 0.59 | 502.5983
2022-06-10 18:00 | 0 | 0.64209 | 0.58 | 6456.77
2022-06-10 19:00 | 0 | 0.75945 | 0.59 | 4755.1142
2022-06-10 20:00 | 0 | 0.90117 | 0.6 | 1233.575
2022-06-10 21:00 | 0 | 0.88062 | 0.6 | 1130.3933
2022-06-10 22:00 | 0 | 0.90852 | 0.6 | 908.175
2022-06-10 23:00 | 0 | 0.9021 | 0.62 | 1011.5517
2022-06-11 | 0 | 0.87207 | 0.6 | 742.4275
2022-06-11 01:00 | 0 | 0.85143 | 0.61 | 600.1533
2022-06-11 02:00 | 0 | 0.83908 | 0.61 | 531.3292
2022-06-11 03:00 | 0 | 0.85317 | 0.61 | 490.2992
2022-06-11 04:00 | 0 | 0.87829 | 0.61 | 459.8842
2022-06-11 05:00 | 0 | 0.86411 | 0.61 | 461.5833
2022-06-11 06:00 | 0 | 0.86236 | 0.61 | 547.8642
2022-06-11 07:00 | 0.005786 | 0.83889 | 0.6 | 603.4492
2022-06-11 08:00 | 0.41406 | 0.82037 | 0.49 | 590.6108
2022-06-11 09:00 | 0.84078 | 0.80756 | 0.45 | 362.8208
2022-06-11 10:00 | 0.82624 | 0.63886 | 0.43 | 297.705
2022-06-11 11:00 | 0.77662 | 0.55141 | 0.42 | 248.2383
2022-06-11 12:00 | 0.75416 | 0.38464 | 0.43 | 103.3675
2022-06-11 13:00 | 0.76171 | 0.37563 | 0.51 | 0.21083
2022-06-11 14:00 | 0.7854 | 0.28996 | 0.4 | 62.3783
2022-06-11 15:00 | 0.79828 | 0.25042 | 0.5 | 312.8908
2022-06-11 16:00 | 0.75632 | 0.31008 | 0.53 | 400.6683
2022-06-11 17:00 | 0.081688 | 0.43911 | 0.6 | 661.0292
2022-06-11 18:00 | 0 | 0.67592 | 0.6 | 558.8725
2022-06-11 19:00 | 0 | 0.82924 | 0.59 | 596.9158
2022-06-11 20:00 | 0 | 0.89868 | 0.6 | 559.0842
2022-06-11 21:00 | 0 | 0.90683 | 0.61 | 559.3825
2022-06-11 22:00 | 0 | 0.88792 | 0.62 | 571.675
2022-06-11 23:00 | 0 | 0.90012 | 0.63 | 430.3075
2022-06-12 | 0 | 0.87819 | 0.63 | 386.525
2022-06-12 01:00 | 0 | 0.81763 | 0.63 | 472.7033
2022-06-12 02:00 | 0 | 0.81265 | 0.63 | 403.985
2022-06-12 03:00 | 0 | 0.8867 | 0.6 | 411.2033
2022-06-12 04:00 | 0 | 0.89172 | 0.63 | 336.81
2022-06-12 05:00 | 0 | 0.86033 | 0.63 | 391.2275
2022-06-12 06:00 | 0 | 0.89083 | 0.6 | 421.8
2022-06-12 07:00 | 0.0050632 | 0.87141 | 0.6 | 479.6567
2022-06-12 08:00 | 0.39591 | 0.83094 | 0.53 | 458.2392
2022-06-12 09:00 | 0.78545 | 0.63005 | 0.45 | 317.9533
2022-06-12 10:00 | 0.78694 | 0.51611 | 0.48 | 290.6833
2022-06-12 11:00 | 0.75422 | 0.34508 | 0.4 | 281.7042
2022-06-12 12:00 | 0.73126 | 0.2828 | 0.46 | 203.645
2022-06-12 13:00 | 0.7371 | 0.18404 | 0.46 | 155.3525
2022-06-12 14:00 | 0.7645 | 0.15298 | 0.49 | 138.0483
2022-06-12 15:00 | 0.76746 | 0.16876 | 0.54 | 296.63
2022-06-12 16:00 | 0.7103 | 0.23237 | 0.58 | 371.165
2022-06-12 17:00 | 0.095157 | 0.30846 | 0.61 | 550.7417
2022-06-12 18:00 | 0 | 0.36061 | 0.61 | 6137.165
2022-06-12 19:00 | 0 | 0.3824 | 0.61 | 7855.0125
2022-06-12 20:00 | 0 | 0.51392 | 0.6 | 300
2022-06-12 21:00 | 0 | 0.5974 | 0.63 | 300
2022-06-12 22:00 | 0 | 0.65174 | 0.6 | 300
2022-06-12 23:00 | 0 | 0.70418 | 0.67 | 300
2022-06-13 | 0 | 0.74094 | 0.67 | 300
2022-06-13 01:00 | 0 | 0.8238 | 0.7 | 300
2022-06-13 02:00 | 0 | 0.79625 | 0.68 | 300
2022-06-13 03:00 | 0 | 0.78818 | 0.67 | 300
2022-06-13 04:00 | 0 | 0.8224 | 0.66 | 300
2022-06-13 05:00 | 0 | 0.84303 | 0.64 | 300
2022-06-13 06:00 | 0 | 0.72862 | 0.6 | 300
2022-06-13 07:00 | 0.0035038 | 0.68544 | 0.58 | 300
2022-06-13 08:00 | 0.14412 | 0.65732 | 0.51 | 300
2022-06-13 09:00 | 0.27813 | 0.44477 | 0.46 | 300
2022-06-13 10:00 | 0.2218 | 0.31909 | 0.42 | 300
2022-06-13 11:00 | 0.38637 | 0.24311 | 0.41 | 300
2022-06-13 12:00 | 0.48252 | 0.14616 | 0.4 | 294.6925
2022-06-13 13:00 | 0.50489 | 0.10074 | 0.41 | 278.3758
2022-06-13 14:00 | 0.58174 | 0.08832 | 0.44 | 292.7283
2022-06-13 15:00 | 0.45152 | 0.064164 | 0.48 | 300
2022-06-13 16:00 | 0.34137 | 0.072442 | 0.58 | 300
2022-06-13 17:00 | 0.04589 | 0.10378 | 0.63 | 300
2022-06-13 18:00 | 0 | 0.15387 | 0.62 | 300
2022-06-13 19:00 | 0 | 0.19104 | 0.62 | 283.3333
2022-06-13 20:00 | 0 | 0.22773 | 0.6 | 281.0175
2022-06-13 21:00 | 0 | 0.2751 | 0.64 | 300
2022-06-13 22:00 | 0 | 0.24121 | 0.65 | 300
2022-06-13 23:00 | 0 | 0.20196 | 0.7 | 300
2022-06-14 | 0 | 0.13465 | 0.67 | 287.1208
2022-06-14 01:00 | 0 | 0.15217 | 0.67 | 290.47
2022-06-14 02:00 | 0 | 0.17633 | 0.67 | 285.5983
2022-06-14 03:00 | 0 | 0.22742 | 0.66 | 295.6017
2022-06-14 04:00 | 0 | 0.23019 | 0.67 | 298.4317
2022-06-14 05:00 | 0 | 0.20562 | 0.66 | 298.4175
2022-06-14 06:00 | 0 | 0.26446 | 0.65 | 298.99
2022-06-14 07:00 | 0.0045688 | 0.30502 | 0.64 | 300
2022-06-14 08:00 | 0.39856 | 0.24039 | 0.59 | 297.0758
2022-06-14 09:00 | 0.80135 | 0.10303 | 0.55 | 290.8367
2022-06-14 10:00 | 0.78249 | 0.062586 | 0.51 | 286.97
2022-06-14 11:00 | 0.74661 | 0.12555 | 0.5 | 267.6483
2022-06-14 12:00 | 0.72328 | 0.14657 | 0.47 | 290.3433
2022-06-14 13:00 | 0.72416 | 0.11243 | 0.5 | 297.1458
2022-06-14 14:00 | 0.74594 | 0.10928 | 0.52 | 297.8067
2022-06-14 15:00 | 0.76044 | 0.11868 | 0.58 | 297.7983
2022-06-14 16:00 | 0.71019 | 0.12317 | 0.62 | 273.8475
2022-06-14 17:00 | 0.086141 | 0.17979 | 0.62 | 295.4233
2022-06-14 18:00 | 0 | 0.28149 | 0.62 | 294.8883
2022-06-14 19:00 | 0 | 0.3578 | 0.62 | 289.0225
2022-06-14 20:00 | 0 | 0.33502 | 0.63 | 290.835
2022-06-14 21:00 | 0 | 0.31823 | 0.64 | 295.8367
2022-06-14 22:00 | 0 | 0.35842 | 0.64 | 295.68
2022-06-14 23:00 | 0 | 0.32509 | 0.65 | 293.85
2022-06-15 | 0 | 0.31277 | 0.66 | 296.6833
2022-06-15 01:00 | 0 | 0.28352 | 0.7 | 289.2317
2022-06-15 02:00 | 0 | 0.22785 | 0.66 | 285.3875
2022-06-15 03:00 | 0 | 0.18741 | 0.66 | 288.6658
2022-06-15 04:00 | 0 | 0.20661 | 0.66 | 294.8575
2022-06-15 05:00 | 0 | 0.19818 | 0.65 | 289.1758
2022-06-15 06:00 | 0 | 0.2513 | 0.64 | 293.3892
2022-06-15 07:00 | 0.0038918 | 0.29553 | 0.6 | 289.8442
2022-06-15 08:00 | 0.33321 | 0.22412 | 0.6 | 291.315
2022-06-15 09:00 | 0.72429 | 0.071074 | 0.6 | 290.2992
2022-06-15 10:00 | 0.7356 | 0.084501 | 0.53 | 283.1375
2022-06-15 11:00 | 0.68199 | 0.039475 | 0.52 | 271.4558
2022-06-15 12:00 | 0.61353 | 0.036483 | 0.49 | 271.1583
2022-06-15 13:00 | 0.57204 | 0.03213 | 0.52 | 273.2442
2022-06-15 14:00 | 0.61527 | 0.03389 | 0.53 | 271.6567
2022-06-15 15:00 | 0.59175 | 0.036014 | 0.59 | 240.8483
2022-06-15 16:00 | 0.44212 | 0.054602 | 0.63 | 257.7317
2022-06-15 17:00 | 0.089068 | 0.12139 | 0.6 | 287.96
2022-06-15 18:00 | 0 | 0.20088 | 0.61 | 287.8392
2022-06-15 19:00 | 0 | 0.20265 | 0.61 | 290.8675
2022-06-15 20:00 | 0 | 0.18885 | 0.62 | 295.4425
2022-06-15 21:00 | 0 | 0.17724 | 0.63 | 296.0208
2022-06-15 22:00 | 0 | 0.12672 | 0.64 | 295.805
2022-06-15 23:00 | 0 | 0.10324 | 0.65 | 292.005
2022-06-16 | 0 | 0.054486 | 0.65 | 278.1375
2022-06-16 01:00 | 0 | 0.032054 | 0.65 | 261.705
2022-06-16 02:00 | 0 | 0.03568 | 0.65 | 248.545
2022-06-16 03:00 | 0 | 0.027316 | 0.65 | 230.3333
2022-06-16 04:00 | 0 | 0.023666 | 0.65 | 217.4658
2022-06-16 05:00 | 0 | 0.024703 | 0.64 | 228.8283
2022-06-16 06:00 | 0 | 0.063337 | 0.63 | 242.2192
2022-06-16 07:00 | 0.0030436 | 0.080038 | 0.63 | 285.9033
2022-06-16 08:00 | 0.26129 | 0.089511 | 0.61 | 288.0908
2022-06-16 09:00 | 0.64877 | 0.018405 | 0.57 | 249.6967
2022-06-16 10:00 | 0.73698 | 0.005392 | 0.54 | 222.41
2022-06-16 11:00 | 0.69157 | 0.01128 | 0.53 | 174.4633
2022-06-16 12:00 | 0.60949 | 0.041504 | 0.5 | 188.6142
2022-06-16 13:00 | 0.56329 | 0.054292 | 0.5 | 198.7425
2022-06-16 14:00 | 0.4354 | 0.065273 | 0.54 | 215.8867
2022-06-16 15:00 | 0.49458 | 0.081753 | 0.6 | 234.6375
2022-06-16 16:00 | 0.35132 | 0.10313 | 0.63 | 253.1417
2022-06-16 17:00 | 0.067925 | 0.10828 | 0.61 | 280.0917
2022-06-16 18:00 | 0 | 0.1231 | 0.61 | 286.935
2022-06-16 19:00 | 0 | 0.14897 | 0.61 | 288.3067
2022-06-16 20:00 | 0 | 0.20254 | 0.62 | 293.8292
2022-06-16 21:00 | 0 | 0.232 | 0.63 | 295.1575
2022-06-16 22:00 | 0 | 0.25496 | 0.63 | 292.0258
2022-06-16 23:00 | 0 | 0.17644 | 0.64 | 280.285
2022-06-17 | 0 | 0.17528 | 0.6 | 265.6508
2022-06-17 01:00 | 0 | 0.17982 | 0.64 | 249.1425
2022-06-17 02:00 | 0 | 0.20203 | 0.64 | 236.6633
2022-06-17 03:00 | 0 | 0.19344 | 0.64 | 214.6083
2022-06-17 04:00 | 0 | 0.20499 | 0.64 | 207.74
2022-06-17 05:00 | 0 | 0.24674 | 0.64 | 219.2417
2022-06-17 06:00 | 0 | 0.30586 | 0.63 | 242.6867
2022-06-17 07:00 | 0.0017122 | 0.34914 | 0.63 | 283.97
2022-06-17 08:00 | 0.25296 | 0.28426 | 0.61 | 294.1033
2022-06-17 09:00 | 0.67213 | 0.20979 | 0.58 | 246.4967
2022-06-17 10:00 | 0.72402 | 0.10893 | 0.55 | 208.8867
2022-06-17 11:00 | 0.61471 | 0.14083 | 0.54 | 195.6525
2022-06-17 12:00 | 0.63385 | 0.10302 | 0.52 | 189.4767
2022-06-17 13:00 | 0.53491 | 0.097346 | 0.54 | 199.9633
2022-06-17 14:00 | 0.46137 | 0.11529 | 0.55 | 216.8642
2022-06-17 15:00 | 0.58586 | 0.1208 | 0.6 | 235.3125
2022-06-17 16:00 | 0.5449 | 0.11072 | 0.6 | 258.4467
2022-06-17 17:00 | 0.089906 | 0.12206 | 0.61 | 283.7092
2022-06-17 18:00 | 0 | 0.12332 | 0.61 | 283.1967
2022-06-17 19:00 | 0 | 0.14868 | 0.6 | 288.7842
2022-06-17 20:00 | 0 | 0.18732 | 0.62 | 285.9858
2022-06-17 21:00 | 0 | 0.21947 | 0.62 | 287.6717
2022-06-17 22:00 | 0 | 0.28963 | 0.64 | 282.6825
2022-06-17 23:00 | 0 | 0.31787 | 0.67 | 277.6433
2022-06-18 | 0 | 0.33443 | 0.67 | 259.6158
2022-06-18 01:00 | 0 | 0.38036 | 0.67 | 257.5567
2022-06-18 02:00 | 0 | 0.55168 | 0.67 | 243.6283
2022-06-18 03:00 | 0 | 0.66679 | 0.68 | 233.6933
2022-06-18 04:00 | 0 | 0.68519 | 0.68 | 232.2258
2022-06-18 05:00 | 0 | 0.64924 | 0.68 | 241.2175
2022-06-18 06:00 | 0 | 0.59798 | 0.68 | 245.4258
2022-06-18 07:00 | 0.0023732 | 0.58869 | 0.64 | 262.58
2022-06-18 08:00 | 0.19404 | 0.43095 | 0.55 | 233.8567
2022-06-18 09:00 | 0.29195 | 0.17293 | 0.47 | 214.6175
2022-06-18 10:00 | 0.48687 | 0.24514 | 0.5 | 210.2208
2022-06-18 11:00 | 0.62385 | 0.35202 | 0.5 | 183.1125
2022-06-18 12:00 | 0.62381 | 0.33605 | 0.49 | 173.535
2022-06-18 13:00 | 0.36378 | 0.33869 | 0.45 | 184.71
2022-06-18 14:00 | 0.48228 | 0.31588 | 0.53 | 212.5708
2022-06-18 15:00 | 0.62313 | 0.27189 | 0.52 | 208.8733
2022-06-18 16:00 | 0.51983 | 0.27715 | 0.6 | 198.3992
2022-06-18 17:00 | 0.090304 | 0.27083 | 0.65 | 262.675
2022-06-18 18:00 | 0 | 0.36292 | 0.64 | 277.9175
2022-06-18 19:00 | 0 | 0.53485 | 0.65 | 274.2742
2022-06-18 20:00 | 0 | 0.51565 | 0.67 | 271.5617
2022-06-18 21:00 | 0 | 0.50387 | 0.69 | 277.1308
2022-06-18 22:00 | 0 | 0.46125 | 0.71 | 282.6992
2022-06-18 23:00 | 0 | 0.43368 | 0.72 | 284.7267
2022-06-19 | 0 | 0.46581 | 0.72 | 266.7175
2022-06-19 01:00 | 0 | 0.4718 | 0.71 | 253.8892
2022-06-19 02:00 | 0 | 0.39906 | 0.71 | 247.6883
2022-06-19 03:00 | 0 | 0.53787 | 0.71 | 245.4142
2022-06-19 04:00 | 0 | 0.51307 | 0.7 | 242.0308
2022-06-19 05:00 | 0 | 0.5338 | 0.68 | 245.7683
2022-06-19 06:00 | 0 | 0.57001 | 0.7 | 246.5083
2022-06-19 07:00 | 0.0035989 | 0.68707 | 0.63 | 257.9533
2022-06-19 08:00 | 0.38465 | 0.50807 | 0.54 | 231.0408
2022-06-19 09:00 | 0.77114 | 0.19715 | 0.49 | 214.3275
2022-06-19 10:00 | 0.76304 | 0.27996 | 0.51 | 205.4758
2022-06-19 11:00 | 0.73985 | 0.35175 | 0.5 | 183.0317
2022-06-19 12:00 | 0.71999 | 0.33521 | 0.46 | 173.8717
2022-06-19 13:00 | 0.72083 | 0.24935 | 0.47 | 186.085
2022-06-19 14:00 | 0.75111 | 0.18113 | 0.48 | 216.4083
2022-06-19 15:00 | 0.7663 | 0.12946 | 0.54 | 209.8625
2022-06-19 16:00 | 0.7228 | 0.11843 | 0.62 | 234.0967
2022-06-19 17:00 | 0.083996 | 0.10542 | 0.6 | 261.2558
2022-06-19 18:00 | 0 | 0.10392 | 0.6 | 273.3692
2022-06-19 19:00 | 0 | 0.12516 | 0.64 | 273.9608
2022-06-19 20:00 | 0 | 0.29791 | 0.64 | 275.2917
2022-06-19 21:00 | 0 | 0.36298 | 0.66 | 273.6608
2022-06-19 22:00 | 0 | 0.41168 | 0.67 | 276.6708
2022-06-19 23:00 | 0 | 0.49318 | 0.68 | 280.3325
2022-06-20 | 0 | 0.4949 | 0.69 | 265.7275
2022-06-20 01:00 | 0 | 0.54556 | 0.69 | 254.025
2022-06-20 02:00 | 0 | 0.67908 | 0.69 | 244.5033
2022-06-20 03:00 | 0 | 0.67543 | 0.69 | 223.1817
2022-06-20 04:00 | 0 | 0.59037 | 0.67 | 209.2583
2022-06-20 05:00 | 0 | 0.53226 | 0.67 | 224.3217
2022-06-20 06:00 | 0 | 0.51532 | 0.66 | 242.7233
2022-06-20 07:00 | 0.0031923 | 0.55649 | 0.63 | 275.5092
2022-06-20 08:00 | 0.36933 | 0.53768 | 0.58 | 274.6075
2022-06-20 09:00 | 0.75684 | 0.21069 | 0.56 | 243.6292
2022-06-20 10:00 | 0.75934 | 0.27237 | 0.54 | 223.2342
2022-06-20 11:00 | 0.72017 | 0.29873 | 0.52 | 203.935
2022-06-20 12:00 | 0.65827 | 0.19428 | 0.53 | 190.7033
2022-06-20 13:00 | 0.66108 | 0.13441 | 0.47 | 203.8233
2022-06-20 14:00 | 0.66876 | 0.12021 | 0.5 | 218.0508
2022-06-20 15:00 | 0.57106 | 0.094815 | 0.6 | 237.8992
2022-06-20 16:00 | 0.48489 | 0.087155 | 0.63 | 260.5892
2022-06-20 17:00 | 0.079678 | 0.1284 | 0.64 | 276.4442
2022-06-20 18:00 | 0 | 0.19239 | 0.64 | 283.665
2022-06-20 19:00 | 0 | 0.23536 | 0.66 | 281.3833
2022-06-20 20:00 | 0 | 0.23243 | 0.67 | 285.41
2022-06-20 21:00 | 0 | 0.25011 | 0.67 | 285.0058
2022-06-20 22:00 | 0 | 0.29239 | 0.67 | 275.995
2022-06-20 23:00 | 0 | 0.30322 | 0.67 | 271.6642
2022-06-21 | 0 | 0.29954 | 0.69 | 257.4433
2022-06-21 01:00 | 0 | 0.28414 | 0.7 | 265.8642
2022-06-21 02:00 | 0 | 0.27815 | 0.7 | 270.2008
2022-06-21 03:00 | 0 | 0.27586 | 0.71 | 252.0783
2022-06-21 04:00 | 0 | 0.27631 | 0.7 | 243.9325
2022-06-21 05:00 | 0 | 0.36363 | 0.7 | 256.345
2022-06-21 06:00 | 0 | 0.34606 | 0.68 | 277.3608
2022-06-21 07:00 | 0.0024936 | 0.40668 | 0.66 | 286.5425
2022-06-21 08:00 | 0.349 | 0.41922 | 0.61 | 286.6217
2022-06-21 09:00 | 0.73733 | 0.18477 | 0.56 | 263.6083
2022-06-21 10:00 | 0.74053 | 0.19931 | 0.51 | 254.7458
2022-06-21 11:00 | 0.7176 | 0.1507 | 0.44 | 228.3192
2022-06-21 12:00 | 0.69147 | 0.071802 | 0.51 | 171.9275
2022-06-21 13:00 | 0.60995 | 0.033373 | 0.51 | 164.025
2022-06-21 14:00 | 0.58465 | 0.02073 | 0.6 | 266.6042
2022-06-21 15:00 | 0.53213 | 0.023746 | 0.56 | 275.0842
2022-06-21 16:00 | 0.42188 | 0.031045 | 0.6 | 275.7667
2022-06-21 17:00 | 0.078833 | 0.032573 | 0.65 | 275.8108
2022-06-21 18:00 | 0 | 0.051064 | 0.6 | 280.9442
2022-06-21 19:00 | 0 | 0.086585 | 0.65 | 285.62
2022-06-21 20:00 | 0 | 0.098463 | 0.67 | 287.2917
2022-06-21 21:00 | 0 | 0.10733 | 0.68 | 285.9317
2022-06-21 22:00 | 0 | 0.10298 | 0.68 | 280.3708
2022-06-21 23:00 | 0 | 0.075348 | 0.69 | 274.6758
2022-06-22 | 0 | 0.046967 | 0.7 | 275.4092
2022-06-22 01:00 | 0 | 0.027614 | 0.7 | 271.6517
2022-06-22 02:00 | 0 | 0.030376 | 0.69 | 270.985
2022-06-22 03:00 | 0 | 0.027627 | 0.69 | 247.7483
2022-06-22 04:00 | 0 | 0.027289 | 0.69 | 246.8942
2022-06-22 05:00 | 0 | 0.016743 | 0.69 | 257.4375
2022-06-22 06:00 | 0 | 0.030381 | 0.6 | 270.9583
2022-06-22 07:00 | 0.0020756 | 0.075164 | 0.62 | 282.6942
2022-06-22 08:00 | 0.27892 | 0.12462 | 0.6 | 288.1617
2022-06-22 09:00 | 0.7336 | 0.075885 | 0.5 | 278.8942
2022-06-22 10:00 | 0.75216 | 0.095941 | 0.45 | 279.05
2022-06-22 11:00 | 0.72491 | 0.19059 | 0.49 | 228.5675
2022-06-22 12:00 | 0.68635 | 0.18284 | 0.49 | 224.9208
2022-06-22 13:00 | 0.69308 | 0.11675 | 0.49 | 166.3433
2022-06-22 14:00 | 0.61808 | 0.098732 | 0.52 | 175.9517
2022-06-22 15:00 | 0.61814 | 0.076363 | 0.55 | 195.995
2022-06-22 16:00 | 0.4772 | 0.079238 | 0.59 | 254.8342
2022-06-22 17:00 | 0.085388 | 0.052283 | 0.62 | 266.9742
2022-06-22 18:00 | 0 | 0.060325 | 0.63 | 255.8217
2022-06-22 19:00 | 0 | 0.050336 | 0.63 | 246.1475
2022-06-22 20:00 | 0 | 0.057758 | 0.64 | 267.8217
2022-06-22 21:00 | 0 | 0.040157 | 0.67 | 269.8025
2022-06-22 22:00 | 0 | 0.015948 | 0.67 | 267.5367
2022-06-22 23:00 | 0 | 0.013703 | 0.7 | 265.8958
2022-06-23 | 0 | 0.027294 | 0.71 | 262.6233
2022-06-23 01:00 | 0 | 0.037373 | 0.7 | 262.8967
2022-06-23 02:00 | 0 | 0.040241 | 0.7 | 275.3058
2022-06-23 03:00 | 0 | 0.036031 | 0.7 | 257.2383
2022-06-23 04:00 | 0 | 0.050538 | 0.7 | 246.9917
2022-06-23 05:00 | 0 | 0.064506 | 0.69 | 240.1558
2022-06-23 06:00 | 0 | 0.05689 | 0.67 | 360.145
2022-06-23 07:00 | 0.0012721 | 0.069926 | 0.63 | 544.8358
2022-06-23 08:00 | 0.35655 | 0.037752 | 0.55 | 628.6875
2022-06-23 09:00 | 0.59073 | 0.036306 | 0.52 | 269.1375
2022-06-23 10:00 | 0.67069 | 0.035335 | 0.4 | 127.3942
2022-06-23 11:00 | 0.69285 | 0.087739 | 0.5 | 48.9667
2022-06-23 12:00 | 0.7052 | 0.098643 | 0.47 | 25.2567
2022-06-23 13:00 | 0.70697 | 0.089961 | 0.49 | 39.1983
2022-06-23 14:00 | 0.73005 | 0.067137 | 0.5 | 162.98
2022-06-23 15:00 | 0.71564 | 0.066229 | 0.5 | 167.0017
2022-06-23 16:00 | 0.67812 | 0.066176 | 0.61 | 290.0108
2022-06-23 17:00 | 0.090127 | 0.094405 | 0.63 | 362.47
2022-06-23 18:00 | 0 | 0.1083 | 0.64 | 457.4425
2022-06-23 19:00 | 0 | 0.15965 | 0.64 | 436.8067
2022-06-23 20:00 | 0 | 0.15244 | 0.64 | 413.3292
2022-06-23 21:00 | 0 | 0.098994 | 0.67 | 429.1375
2022-06-23 22:00 | 0 | 0.092452 | 0.67 | 370.8367
2022-06-23 23:00 | 0 | 0.074873 | 0.67 | 325.7058
2022-06-24 | 0 | 0.048982 | 0.67 | 269.8358
2022-06-24 01:00 | 0 | 0.029511 | 0.67 | 314.9017
2022-06-24 02:00 | 0 | 0.022243 | 0.67 | 245.0592
2022-06-24 03:00 | 0 | 0.019422 | 0.67 | 257.0017
2022-06-24 04:00 | 0 | 0.013697 | 0.67 | 268.0767
2022-06-24 05:00 | 0 | 0.026205 | 0.7 | 220.3292
2022-06-24 06:00 | 0 | 0.023323 | 0.65 | 276.1817
2022-06-24 07:00 | 0.0023493 | 0.039762 | 0.62 | 464.56
2022-06-24 08:00 | 0.37286 | 0.040058 | 0.57 | 562.5533
2022-06-24 09:00 | 0.75657 | 0.03076 | 0.54 | 212.15
2022-06-24 10:00 | 0.7567 | 0.006986 | 0.45 | 267.9467
2022-06-24 11:00 | 0.72453 | 0.005402 | 0.4 | 14.5117
2022-06-24 12:00 | 0.70518 | 0.000759 | 0.48 | 11.7592
2022-06-24 13:00 | 0.71301 | 0.000649 | 0.48 | 1.795
2022-06-24 14:00 | 0.73766 | 0.001167 | 0.44 | 15.5258
2022-06-24 15:00 | 0.74949 | 0.000404 | 0.59 | 44
2022-06-24 16:00 | 0.70264 | 0.000649 | 0.62 | 202.7317
2022-06-24 17:00 | 0.091576 | 0 | 0.64 | 371.5075
2022-06-24 18:00 | 0 | 0.004922 | 0.64 | 441.9067
2022-06-24 19:00 | 0 | 0.021655 | 0.65 | 430.7183
2022-06-24 20:00 | 0 | 0.10497 | 0.64 | 341.325
2022-06-24 21:00 | 0 | 0.15556 | 0.7 | 403.8708
2022-06-24 22:00 | 0 | 0.16963 | 0.67 | 349.4458
2022-06-24 23:00 | 0 | 0.13511 | 0.67 | 384.3575
2022-06-25 | 0 | 0.093343 | 0.68 | 346.3167
2022-06-25 01:00 | 0 | 0.076713 | 0.68 | 350.3333
2022-06-25 02:00 | 0 | 0.08061 | 0.68 | 348.605
2022-06-25 03:00 | 0 | 0.068748 | 0.68 | 327.7525
2022-06-25 04:00 | 0 | 0.05068 | 0.67 | 291.2625
2022-06-25 05:00 | 0 | 0.037133 | 0.67 | 264.7583
2022-06-25 06:00 | 0 | 0.059771 | 0.66 | 341.4158
2022-06-25 07:00 | 0.0016855 | 0.077212 | 0.62 | 310.1267
2022-06-25 08:00 | 0.36631 | 0.09034 | 0.59 | 338.3642
2022-06-25 09:00 | 0.76299 | 0.04639 | 0.58 | 117.2667
2022-06-25 10:00 | 0.74337 | 0.063372 | 0.57 | 98.9017
2022-06-25 11:00 | 0.72725 | 0.070232 | 0.59 | 12.795
2022-06-25 12:00 | 0.70195 | 0.038351 | 0.6 | -14.0008
2022-06-25 13:00 | 0.69665 | 0.021579 | 0.59 | -24.8783
2022-06-25 14:00 | 0.72866 | 0.016023 | 0.58 | 3.5967
2022-06-25 15:00 | 0.7238 | 0.025286 | 0.6 | 30.245
2022-06-25 16:00 | 0.59649 | 0.048671 | 0.64 | 161.1567
2022-06-25 17:00 | 0.092991 | 0.07828 | 0.66 | 267.7692
2022-06-25 18:00 | 0 | 0.13205 | 0.64 | 408.8825
2022-06-25 19:00 | 0 | 0.2253 | 0.65 | 362.8458
2022-06-25 20:00 | 0 | 0.36881 | 0.6 | 369.4183
2022-06-25 21:00 | 0 | 0.36204 | 0.67 | 393.7133
2022-06-25 22:00 | 0 | 0.3659 | 0.68 | 377.865
2022-06-25 23:00 | 0 | 0.33781 | 0.68 | 315.1533
2022-06-26 | 0 | 0.2874 | 0.7 | 289.4442
2022-06-26 01:00 | 0 | 0.37706 | 0.68 | 370.075
2022-06-26 02:00 | 0 | 0.40664 | 0.69 | 321.895
2022-06-26 03:00 | 0 | 0.41502 | 0.69 | 244.0217
2022-06-26 04:00 | 0 | 0.40937 | 0.68 | 186.9833
2022-06-26 05:00 | 0 | 0.48946 | 0.68 | 221.7075
2022-06-26 06:00 | 0 | 0.53384 | 0.66 | 233.8333
2022-06-26 07:00 | 0.001654 | 0.53433 | 0.63 | 258.4758
2022-06-26 08:00 | 0.37689 | 0.43542 | 0.59 | 266.2775
2022-06-26 09:00 | 0.76494 | 0.27138 | 0.58 | 107.4442
2022-06-26 10:00 | 0.7579 | 0.28285 | 0.58 | 118.5142
2022-06-26 11:00 | 0.6262 | 0.47002 | 0.58 | 39.7367
2022-06-26 12:00 | 0.69893 | 0.34915 | 0.43 | 26.985
2022-06-26 13:00 | 0.70853 | 0.27138 | 0.58 | 26.9392
2022-06-26 14:00 | 0.72463 | 0.21783 | 0.58 | 22.0117
2022-06-26 15:00 | 0.75155 | 0.23865 | 0.61 | 35.7808
2022-06-26 16:00 | 0.70217 | 0.2354 | 0.65 | 167.7633
2022-06-26 17:00 | 0.090633 | 0.35552 | 0.64 | 373.0033
2022-06-26 18:00 | 0 | 0.46431 | 0.64 | 437.2108
2022-06-26 19:00 | 0 | 0.44436 | 0.65 | 436.0083
2022-06-26 20:00 | 0 | 0.4337 | 0.65 | 359.1067
2022-06-26 21:00 | 0 | 0.40769 | 0.66 | 416.3417
2022-06-26 22:00 | 0 | 0.31669 | 0.67 | 366.3167
2022-06-26 23:00 | 0 | 0.25753 | 0.7 | 361.7367
2022-06-27 | 0 | 0.2547 | 0.68 | 328.3792
2022-06-27 01:00 | 0 | 0.25496 | 0.69 | 328.5867
2022-06-27 02:00 | 0 | 0.29215 | 0.7 | 346.0742
2022-06-27 03:00 | 0 | 0.34174 | 0.69 | 316.9617
2022-06-27 04:00 | 0 | 0.33789 | 0.69 | 300.855
2022-06-27 05:00 | 0 | 0.34751 | 0.68 | 304.205
2022-06-27 06:00 | 0 | 0.40501 | 0.67 | 218.9408
2022-06-27 07:00 | 0.0015589 | 0.40156 | 0.63 | 408.6517
2022-06-27 08:00 | 0.36222 | 0.26557 | 0.61 | 410.08
2022-06-27 09:00 | 0.708 | 0.13442 | 0.61 | 138.1808
2022-06-27 10:00 | 0.70924 | 0.25257 | 0.58 | 351.5675
2022-06-27 11:00 | 0.5521 | 0.52328 | 0.59 | -4.3333
2022-06-27 12:00 | 0.55229 | 0.60069 | 0.43 | -36.8425
2022-06-27 13:00 | 0.42263 | 0.57121 | 0.43 | -61.8033
2022-06-27 14:00 | 0.44454 | 0.59476 | 0.44 | -42.0717
2022-06-27 15:00 | 0.23465 | 0.6378 | 0.6 | 5.0933
2022-06-27 16:00 | 0.1429 | 0.6337 | 0.6 | 129.19
2022-06-27 17:00 | 0.029004 | 0.52208 | 0.62 | 328.6442
2022-06-27 18:00 | 0 | 0.59373 | 0.61 | 507.5733
2022-06-27 19:00 | 0 | 0.691 | 0.61 | 542.1067
2022-06-27 20:00 | 0 | 0.81117 | 0.62 | 490.6917
2022-06-27 21:00 | 0 | 0.86165 | 0.64 | 458.455
2022-06-27 22:00 | 0 | 0.88189 | 0.65 | 403.07
2022-06-27 23:00 | 0 | 0.88503 | 0.66 | 369.4275
2022-06-28 | 0 | 0.90646 | 0.66 | 368.9225
2022-06-28 01:00 | 0 | 0.89878 | 0.67 | 388.1325
2022-06-28 02:00 | 0 | 0.90541 | 0.69 | 389.36
2022-06-28 03:00 | 0 | 0.85908 | 0.69 | 394.6867
2022-06-28 04:00 | 0 | 0.86905 | 0.68 | 395.8875
2022-06-28 05:00 | 0 | 0.82268 | 0.67 | 373.4758
2022-06-28 06:00 | 0 | 0.83145 | 0.67 | 385.3608
2022-06-28 07:00 | 0.0011019 | 0.7533 | 0.64 | 455.7475
2022-06-28 08:00 | 0.30038 | 0.53652 | 0.59 | 478.8867
2022-06-28 09:00 | 0.70681 | 0.33118 | 0.6 | 302.9675
2022-06-28 10:00 | 0.52327 | 0.50405 | 0.57 | 277.6125
2022-06-28 11:00 | 0.5314 | 0.61743 | 0.56 | 287.0383
2022-06-28 12:00 | 0.63052 | 0.59272 | 0.43 | 161.8425
2022-06-28 13:00 | 0.56411 | 0.52129 | 0.45 | 206.1458
2022-06-28 14:00 | 0.51378 | 0.46737 | 0.6 | 294.63
2022-06-28 15:00 | 0.42153 | 0.49305 | 0.57 | 324.285
2022-06-28 16:00 | 0.36154 | 0.57101 | 0.61 | 417.0225
2022-06-28 17:00 | 0.06114 | 0.44515 | 0.6 | 452.3075
2022-06-28 18:00 | 0 | 0.51473 | 0.6 | 574.4258
2022-06-28 19:00 | 0 | 0.69551 | 0.63 | 503.7075
2022-06-28 20:00 | 0 | 0.80514 | 0.62 | 435.0108
2022-06-28 21:00 | 0 | 0.80977 | 0.65 | 406.5092
2022-06-28 22:00 | 0 | 0.75986 | 0.67 | 402.3275
2022-06-28 23:00 | 0 | 0.6618 | 0.67 | 408.6208
2022-06-29 | 0 | 0.66654 | 0.67 | 353.9042
2022-06-29 01:00 | 0 | 0.70967 | 0.67 | 362.9975
2022-06-29 02:00 | 0 | 0.65681 | 0.66 | 343.3225
2022-06-29 03:00 | 0 | 0.65671 | 0.66 | 322.9783
2022-06-29 04:00 | 0 | 0.7285 | 0.67 | 320.9567
2022-06-29 05:00 | 0 | 0.72162 | 0.66 | 352.7833
2022-06-29 06:00 | 0 | 0.78248 | 0.66 | 355.4008
2022-06-29 07:00 | 0.001144 | 0.72356 | 0.65 | 445.0925
2022-06-29 08:00 | 0.37265 | 0.54356 | 0.63 | 475.2267
2022-06-29 09:00 | 0.77377 | 0.40325 | 0.61 | 398.6183
2022-06-29 10:00 | 0.774 | 0.46623 | 0.61 | 362.8467
2022-06-29 11:00 | 0.74588 | 0.43711 | 0.59 | 341.9233
2022-06-29 12:00 | 0.71868 | 0.53735 | 0.5 | 314.6383
2022-06-29 13:00 | 0.72189 | 0.44426 | 0.61 | 317.935
2022-06-29 14:00 | 0.65575 | 0.43043 | 0.62 | 362.4525
2022-06-29 15:00 | 0.55617 | 0.38154 | 0.62 | 406.3533
2022-06-29 16:00 | 0.34131 | 0.30387 | 0.63 | 441.68
2022-06-29 17:00 | 0.073732 | 0.26512 | 0.63 | 489.6475
2022-06-29 18:00 | 0 | 0.31872 | 0.62 | 489.9125
2022-06-29 19:00 | 0 | 0.32864 | 0.64 | 422.1017
2022-06-29 20:00 | 0 | 0.26514 | 0.66 | 418.0125
2022-06-29 21:00 | 0 | 0.26432 | 0.66 | 446.0492
2022-06-29 22:00 | 0 | 0.36829 | 0.7 | 398.9442
2022-06-29 23:00 | 0 | 0.55777 | 0.67 | 356.9508
2022-06-30 | 0 | 0.45888 | 0.67 | 346.955
2022-06-30 01:00 | 0 | 0.50418 | 0.66 | 346.1242
2022-06-30 02:00 | 0 | 0.53369 | 0.67 | 316.5275
2022-06-30 03:00 | 0 | 0.57371 | 0.67 | 296.7925
2022-06-30 04:00 | 0 | 0.65192 | 0.68 | 338.4517
2022-06-30 05:00 | 0 | 0.66616 | 0.68 | 373.4733
2022-06-30 06:00 | 0 | 0.67136 | 0.68 | 411.305
2022-06-30 07:00 | 0.00020013 | 0.73266 | 0.65 | 450.4675
2022-06-30 08:00 | 0.087399 | 0.50248 | 0.64 | 530.2858
2022-06-30 09:00 | 0.21001 | 0.23925 | 0.64 | 494.01
2022-06-30 10:00 | 0.22677 | 0.54938 | 0.64 | 393.9292
2022-06-30 11:00 | 0.23521 | 0.42305 | 0.6 | 340.4333
2022-06-30 12:00 | 0.19881 | 0.2587 | 0.52 | 318.0133
2022-06-30 13:00 | 0.20637 | 0.23847 | 0.5 | 323.4833
2022-06-30 14:00 | 0.19061 | 0.18791 | 0.59 | 360.1775
2022-06-30 15:00 | 0.10434 | 0.13221 | 0.65 | 389.8608
2022-06-30 16:00 | 0.10329 | 0.087398 | 0.66 | 415.5333
2022-06-30 17:00 | 0.028511 | 0.09622 | 0.64 | 453.0158
2022-06-30 18:00 | 0 | 0.14766 | 0.64 | 469.8317
2022-06-30 19:00 | 0 | 0.17136 | 0.64 | 407.49
2022-06-30 20:00 | 0 | 0.065735 | 0.7 | 419.815
2022-06-30 21:00 | 0 | 0.10708 | 0.66 | 420.605
2022-06-30 22:00 | 0 | 0.13955 | 0.66 | 372.6725
2022-06-30 23:00 | 0 | 0.1735 | 0.66 | 361.5642
2022-07-01 | 0 | 0.19532 | 0.66 | 314.4458
2022-07-01 01:00 | 0 | 0.20395 | 0.67 | 197.29
2022-07-01 02:00 | 0 | 0.21309 | 0.67 | 283.2283
2022-07-01 03:00 | 0 | 0.22243 | 0.67 | 310.3408
2022-07-01 04:00 | 0 | 0.2172 | 0.67 | 285.1275
2022-07-01 05:00 | 0 | 0.1914 | 0.67 | 273.9567
2022-07-01 06:00 | 0 | 0.17367 | 0.67 | 294.1458
2022-07-01 07:00 | 0 | 0.18545 | 0.66 | 323.1033
2022-07-01 08:00 | 0.052618 | 0.1042 | 0.6 | 408.9667
2022-07-01 09:00 | 0.090124 | 0.067296 | 0.62 | 503.9217
2022-07-01 10:00 | 0.242 | 0.058081 | 0.6 | 526.955
2022-07-01 11:00 | 0.15163 | 0.047197 | 0.59 | 495.2275
2022-07-01 12:00 | 0.10371 | 0.020384 | 0.6 | 488.545
2022-07-01 13:00 | 0.038918 | 0.002374 | 0.61 | 470.8125
2022-07-01 14:00 | 0.02632 | 0.002479 | 0.63 | 496.0325
2022-07-01 15:00 | 0.021787 | 0.00077 | 0.64 | 568.045
2022-07-01 16:00 | 0.014856 | 0.026899 | 0.65 | 706.1067
2022-07-01 17:00 | 0.0072525 | 0.070574 | 0.64 | 533.4192
2022-07-01 18:00 | 0 | 0.10407 | 0.64 | 485.8858
2022-07-01 19:00 | 0 | 0.12698 | 0.7 | 379.5725
2022-07-01 20:00 | 0 | 0.069793 | 0.67 | 355.0417
2022-07-01 21:00 | 0 | 0.029696 | 0.68 | 389.4117
2022-07-01 22:00 | 0 | 0.011625 | 0.68 | 367.1167
2022-07-01 23:00 | 0 | 0.07173 | 0.68 | 368.7358
2022-07-02 | 0 | 0.07206 | 0.69 | 331.1683
2022-07-02 01:00 | 0 | 0.050872 | 0.69 | 335.4225
2022-07-02 02:00 | 0 | 0.038433 | 0.7 | 311.4225
2022-07-02 03:00 | 0 | 0.030314 | 0.7 | 285.7592
2022-07-02 04:00 | 0 | 0.060936 | 0.71 | 319.8333
2022-07-02 05:00 | 0 | 0.14574 | 0.7 | 338.77
2022-07-02 06:00 | 0 | 0.23258 | 0.69 | 327.9442
2022-07-02 07:00 | 0 | 0.16133 | 0.69 | 298.4133
2022-07-02 08:00 | 0.023084 | 0.15791 | 0.67 | 371.59
2022-07-02 09:00 | 0.037118 | 0.28203 | 0.6 | 507.2883
2022-07-02 10:00 | 0.053337 | 0.37367 | 0.62 | 460.0708
2022-07-02 11:00 | 0.079086 | 0.30345 | 0.6 | 444.0017
2022-07-02 12:00 | 0.1219 | 0.12412 | 0.57 | 429.7067
2022-07-02 13:00 | 0.11356 | 0.085569 | 0.56 | 429.9742
2022-07-02 14:00 | 0.07289 | 0.094921 | 0.63 | 349.74
2022-07-02 15:00 | 0.066626 | 0.19526 | 0.65 | 377.575
2022-07-02 16:00 | 0.042028 | 0.20065 | 0.65 | 404.2275
2022-07-02 17:00 | 0.019236 | 0.29637 | 0.64 | 402.695
2022-07-02 18:00 | 0 | 0.38383 | 0.64 | 440.9692
2022-07-02 19:00 | 0 | 0.42167 | 0.64 | 407.6567
2022-07-02 20:00 | 0 | 0.23527 | 0.64 | 373.7783
2022-07-02 21:00 | 0 | 0.36099 | 0.66 | 389.4425
2022-07-02 22:00 | 0 | 0.34254 | 0.66 | 356.28
2022-07-02 23:00 | 0 | 0.43528 | 0.7 | 353.98
2022-07-03 | 0 | 0.61854 | 0.65 | 280.3617
2022-07-03 01:00 | 0 | 0.63267 | 0.67 | 268.9325
2022-07-03 02:00 | 0 | 0.66588 | 0.68 | 275.5617
2022-07-03 03:00 | 0 | 0.68385 | 0.68 | 280.8817
2022-07-03 04:00 | 0 | 0.66662 | 0.68 | 282.0917
2022-07-03 05:00 | 0 | 0.69819 | 0.67 | 232.995
2022-07-03 06:00 | 0 | 0.73835 | 0.67 | 200.4883
2022-07-03 07:00 | 0 | 0.71304 | 0.66 | 226.2133
2022-07-03 08:00 | 0.095164 | 0.35276 | 0.65 | 281.8267
2022-07-03 09:00 | 0.2571 | 0.40223 | 0.63 | 290.7042
2022-07-03 10:00 | 0.25001 | 0.31915 | 0.62 | 261.4908
2022-07-03 11:00 | 0.18876 | 0.26342 | 0.6 | 138.805
2022-07-03 12:00 | 0.20808 | 0.29289 | 0.6 | 57.3875
2022-07-03 13:00 | 0.26344 | 0.16419 | 0.61 | 5.8217
2022-07-03 14:00 | 0.09397 | 0.15734 | 0.62 | 84.2425
2022-07-03 15:00 | 0.10442 | 0.14085 | 0.63 | 202.8608
2022-07-03 16:00 | 0.054185 | 0.10501 | 0.65 | 299.2267
2022-07-03 17:00 | 0.015271 | 0.20347 | 0.64 | 370.7567
2022-07-03 18:00 | 0 | 0.33225 | 0.63 | 518.4092
2022-07-03 19:00 | 0 | 0.41957 | 0.63 | 445.7842
2022-07-03 20:00 | 0 | 0.27434 | 0.64 | 321.9692
2022-07-03 21:00 | 0 | 0.17284 | 0.65 | 336.8667
2022-07-03 22:00 | 0 | 0.097233 | 0.65 | 296.1842
2022-07-03 23:00 | 0 | 0.11207 | 0.65 | 295.1933
2022-07-04 | 0 | 0.14007 | 0.7 | 251.0433
2022-07-04 01:00 | 0 | 0.21709 | 0.66 | 265.205
2022-07-04 02:00 | 0 | 0.13161 | 0.67 | 270.3858
2022-07-04 03:00 | 0 | 0.14705 | 0.66 | 276.6058
2022-07-04 04:00 | 0 | 0.24296 | 0.67 | 135.6117
2022-07-04 05:00 | 0 | 0.29827 | 0.67 | 155.5933
2022-07-04 06:00 | 0 | 0.27006 | 0.66 | 262.2367
2022-07-04 07:00 | 2.918e-05 | 0.26862 | 0.64 | 371.8383
2022-07-04 08:00 | 0.013688 | 0.069169 | 0.62 | 617.75
2022-07-04 09:00 | 0.018837 | 0.17374 | 0.64 | 819.1258
2022-07-04 10:00 | 0.061031 | 0.12162 | 0.65 | 929.8958
2022-07-04 11:00 | 0.07004 | 0.082721 | 0.65 | 2237.085
2022-07-04 12:00 | 0.058274 | 0.15982 | 0.6 | 1101.9025
2022-07-04 13:00 | 0.031905 | 0.12699 | 0.63 | 1263.1442
2022-07-04 14:00 | 0.036556 | 0.080432 | 0.65 | 1271.7125
2022-07-04 15:00 | 0.021079 | 0.14098 | 0.65 | 2093.2517
2022-07-04 16:00 | 0.019588 | 0.12645 | 0.62 | 7800.32
2022-07-04 17:00 | 0.0089219 | 0.020376 | 0.61 | 2950.4675
2022-07-04 18:00 | 0 | 0.04993 | 0.6 | 10872.8783
2022-07-04 19:00 | 0 | 0.12803 | 0.61 | 2691.7542
2022-07-04 20:00 | 0 | 0.044272 | 0.62 | 587.7158
2022-07-04 21:00 | 0 | 0.002361 | 0.65 | 999.3833
2022-07-04 22:00 | 0 | 0.002243 | 0.66 | 746.6942
2022-07-04 23:00 | 0 | 0.036225 | 0.67 | 525.5625
2022-07-05 | 0 | 0.19056 | 0.68 | 559.0125
2022-07-05 01:00 | 0 | 0.16498 | 0.68 | 682.3125
2022-07-05 02:00 | 0 | 0.040655 | 0.67 | 263.6275
2022-07-05 03:00 | 0 | 0.046358 | 0.67 | 149.6283
2022-07-05 04:00 | 0 | 0.043432 | 0.68 | 173.9417
2022-07-05 05:00 | 0 | 0.030061 | 0.68 | 417.4858
2022-07-05 06:00 | 0 | 0.021841 | 0.68 | 424.0917
2022-07-05 07:00 | 0 | 0.065982 | 0.64 | 621.9558
2022-07-05 08:00 | 0.014924 | 0.24098 | 0.63 | 2028.9258
2022-07-05 09:00 | 0.014158 | 0.2119 | 0.63 | 5176.0675
2022-07-05 10:00 | 0.024363 | 0.021059 | 0.63 | 6837.0992
2022-07-05 11:00 | 0.031401 | 0.013302 | 0.63 | 914.4192
2022-07-05 12:00 | 0.050248 | 0.019396 | 0.62 | 577.64
2022-07-05 13:00 | 0.084333 | 0.0216 | 0.63 | 641.6517
2022-07-05 14:00 | 0.04263 | 0.079746 | 0.63 | 595.2292
2022-07-05 15:00 | 0.043529 | 0.070384 | 0.62 | 843.6158
2022-07-05 16:00 | 0.023636 | 0.10179 | 0.61 | 1154.2467
2022-07-05 17:00 | 0.014857 | 0.11667 | 0.59 | 702.1675
2022-07-05 18:00 | 0 | 0.1966 | 0.59 | 701.3692
2022-07-05 19:00 | 0 | 0.21455 | 0.61 | 755.5325
2022-07-05 20:00 | 0 | 0.2037 | 0.62 | 450.1192
2022-07-05 21:00 | 0 | 0.28366 | 0.64 | 514.9975
2022-07-05 22:00 | 0 | 0.26561 | 0.66 | 445.4033
2022-07-05 23:00 | 0 | 0.17878 | 0.7 | 503.0525
2022-07-06 | 0 | 0.14967 | 0.69 | 455.5025
2022-07-06 01:00 | 0 | 0.22633 | 0.69 | 489.6867
2022-07-06 02:00 | 0 | 0.10352 | 0.69 | 536.2417
2022-07-06 03:00 | 0 | 0.080526 | 0.69 | 386.7625
2022-07-06 04:00 | 0 | 0.098913 | 0.68 | 370.235
2022-07-06 05:00 | 0 | 0.044149 | 0.69 | 388.0142
2022-07-06 06:00 | 0 | 0.062392 | 0.66 | 561.5483
2022-07-06 07:00 | 0.00074264 | 0.07405 | 0.61 | 527.8767
2022-07-06 08:00 | 0.37786 | 0.11369 | 0.59 | 676.8058
2022-07-06 09:00 | 0.77647 | 0.046711 | 0.57 | 514.565
2022-07-06 10:00 | 0.77882 | 0.073211 | 0.6 | 401.4233
2022-07-06 11:00 | 0.74502 | 0.12212 | 0.55 | 289.1883
2022-07-06 12:00 | 0.70318 | 0.23716 | 0.5 | 194.1158
2022-07-06 13:00 | 0.70643 | 0.35693 | 0.56 | 159.2275
2022-07-06 14:00 | 0.71871 | 0.48865 | 0.57 | 220.2692
2022-07-06 15:00 | 0.62132 | 0.54113 | 0.58 | 290.2942
2022-07-06 16:00 | 0.58594 | 0.41068 | 0.57 | 327.9225
2022-07-06 17:00 | 0.085023 | 0.24542 | 0.6 | 431.755
2022-07-06 18:00 | 0 | 0.20055 | 0.6 | 697.8192
2022-07-06 19:00 | 0 | 0.19788 | 0.59 | 692.0467
2022-07-06 20:00 | 0 | 0.2521 | 0.59 | 588.3558
2022-07-06 21:00 | 0 | 0.28217 | 0.63 | 595.2975
2022-07-06 22:00 | 0 | 0.32729 | 0.64 | 484.7858
2022-07-06 23:00 | 0 | 0.37496 | 0.65 | 406.5233
2022-07-07 | 0 | 0.34614 | 0.66 | 372.52
2022-07-07 01:00 | 0 | 0.345 | 0.67 | 354.1325
2022-07-07 02:00 | 0 | 0.34393 | 0.7 | 325.1175
2022-07-07 03:00 | 0 | 0.32922 | 0.67 | 299.3067
2022-07-07 04:00 | 0 | 0.31344 | 0.7 | 308.9533
2022-07-07 05:00 | 0 | 0.30647 | 0.66 | 299.7058
2022-07-07 06:00 | 0 | 0.25665 | 0.65 | 315.25
2022-07-07 07:00 | 0.0011483 | 0.20473 | 0.61 | 421.4133
2022-07-07 08:00 | 0.36893 | 0.10248 | 0.6 | 485.835
2022-07-07 09:00 | 0.76267 | 0.02259 | 0.56 | 326.1933
2022-07-07 10:00 | 0.58956 | 0.05286 | 0.55 | 262.2308
2022-07-07 11:00 | 0.54806 | 0.11782 | 0.54 | 119.3867
2022-07-07 12:00 | 0.63033 | 0.22331 | 0.53 | 45.6608
2022-07-07 13:00 | 0.62679 | 0.30559 | 0.53 | 28.8633
2022-07-07 14:00 | 0.68882 | 0.32573 | 0.42 | 23.7783
2022-07-07 15:00 | 0.72361 | 0.41114 | 0.55 | 132.725
2022-07-07 16:00 | 0.70583 | 0.35318 | 0.57 | 268.7133
2022-07-07 17:00 | 0.093163 | 0.28851 | 0.6 | 277.3925
2022-07-07 18:00 | 0 | 0.22534 | 0.61 | 394.5375
2022-07-07 19:00 | 0 | 0.19784 | 0.61 | 349.2358
2022-07-07 20:00 | 0 | 0.1958 | 0.62 | 318.5292
2022-07-07 21:00 | 0 | 0.22434 | 0.64 | 375.6525
2022-07-07 22:00 | 0 | 0.2341 | 0.64 | 371.1883
2022-07-07 23:00 | 0 | 0.2395 | 0.65 | 330.7792
2022-07-08 | 0 | 0.25608 | 0.64 | 308.9442
2022-07-08 01:00 | 0 | 0.4091 | 0.66 | 345.6692
2022-07-08 02:00 | 0 | 0.61247 | 0.7 | 339.4567
2022-07-08 03:00 | 0 | 0.70632 | 0.66 | 245.1042
2022-07-08 04:00 | 0 | 0.73888 | 0.7 | 248.1825
2022-07-08 05:00 | 0 | 0.72699 | 0.65 | 248.4942
2022-07-08 06:00 | 0 | 0.59082 | 0.63 | 293.1142
2022-07-08 07:00 | 0.0011357 | 0.51808 | 0.58 | 398.8925
2022-07-08 08:00 | 0.36713 | 0.3633 | 0.54 | 423.2267
2022-07-08 09:00 | 0.77323 | 0.21719 | 0.53 | 229.05
2022-07-08 10:00 | 0.77533 | 0.4333 | 0.53 | 233.98
2022-07-08 11:00 | 0.7538 | 0.41657 | 0.52 | 108.5592
2022-07-08 12:00 | 0.73276 | 0.43489 | 0.53 | 32.7992
2022-07-08 13:00 | 0.73998 | 0.44409 | 0.53 | 28.1233
2022-07-08 14:00 | 0.76286 | 0.39599 | 0.54 | 33.1133
2022-07-08 15:00 | 0.78273 | 0.38813 | 0.56 | 46.0033
2022-07-08 16:00 | 0.75282 | 0.3448 | 0.59 | 227.4275
2022-07-08 17:00 | 0.078446 | 0.42571 | 0.6 | 400.8683
2022-07-08 18:00 | 0 | 0.61458 | 0.6 | 560.6167
2022-07-08 19:00 | 0 | 0.72091 | 0.6 | 543.6483
2022-07-08 20:00 | 0 | 0.76385 | 0.59 | 450.0808
2022-07-08 21:00 | 0 | 0.81527 | 0.63 | 904.5158
2022-07-08 22:00 | 0 | 0.81692 | 0.6 | 475.0283
2022-07-08 23:00 | 0 | 0.81537 | 0.64 | 480.1617
2022-07-09 | 0 | 0.77504 | 0.64 | 468.61
2022-07-09 01:00 | 0 | 0.67213 | 0.64 | 466.6092
2022-07-09 02:00 | 0 | 0.61066 | 0.64 | 416.1275
2022-07-09 03:00 | 0 | 0.6105 | 0.65 | 352.6342
2022-07-09 04:00 | 0 | 0.51975 | 0.65 | 341.845
2022-07-09 05:00 | 0 | 0.51228 | 0.65 | 345.9858
2022-07-09 06:00 | 0 | 0.57331 | 0.6 | 349.0608
2022-07-09 07:00 | 0.0011656 | 0.64484 | 0.6 | 400.8433
2022-07-09 08:00 | 0.38936 | 0.48713 | 0.51 | 444.6483
2022-07-09 09:00 | 0.8144 | 0.33229 | 0.44 | 130.1425
2022-07-09 10:00 | 0.81535 | 0.40962 | 0.42 | 112.6092
2022-07-09 11:00 | 0.7769 | 0.51361 | 0.39 | 49.9733
2022-07-09 12:00 | 0.75112 | 0.40884 | 0.39 | 5.9775
2022-07-09 13:00 | 0.75174 | 0.40311 | 0.4 | 4.4958
2022-07-09 14:00 | 0.7551 | 0.36843 | 0.44 | 26.0325
2022-07-09 15:00 | 0.78274 | 0.31899 | 0.5 | 118.565
2022-07-09 16:00 | 0.75537 | 0.28657 | 0.57 | 282.9358
2022-07-09 17:00 | 0.084625 | 0.27073 | 0.6 | 398.2583
2022-07-09 18:00 | 0 | 0.38643 | 0.61 | 576.7858
2022-07-09 19:00 | 0 | 0.52302 | 0.6 | 484.77
2022-07-09 20:00 | 0 | 0.59511 | 0.6 | 412.8025
2022-07-09 21:00 | 0 | 0.78273 | 0.61 | 517.2275
2022-07-09 22:00 | 0 | 0.75096 | 0.62 | 507.1225
2022-07-09 23:00 | 0 | 0.75038 | 0.65 | 472.72
2022-07-10 | 0 | 0.76423 | 0.66 | 458.2717
2022-07-10 01:00 | 0 | 0.77127 | 0.67 | 448.9908
2022-07-10 02:00 | 0 | 0.78107 | 0.68 | 382.1883
2022-07-10 03:00 | 0 | 0.74332 | 0.68 | 363.5492
2022-07-10 04:00 | 0 | 0.72971 | 0.68 | 337.7575
2022-07-10 05:00 | 0 | 0.71806 | 0.68 | 313.8925
2022-07-10 06:00 | 0 | 0.69703 | 0.68 | 322.54
2022-07-10 07:00 | 0.00107 | 0.58916 | 0.6 | 351.5933
2022-07-10 08:00 | 0.39312 | 0.38106 | 0.61 | 370.3117
2022-07-10 09:00 | 0.81916 | 0.25444 | 0.61 | 290.5608
2022-07-10 10:00 | 0.81282 | 0.31177 | 0.59 | 262.3292
2022-07-10 11:00 | 0.77644 | 0.34255 | 0.6 | 170.0758
2022-07-10 12:00 | 0.75668 | 0.31583 | 0.59 | 50.9642
2022-07-10 13:00 | 0.75843 | 0.37583 | 0.58 | 37.1467
2022-07-10 14:00 | 0.77917 | 0.43055 | 0.58 | 75.6825
2022-07-10 15:00 | 0.79603 | 0.5088 | 0.59 | 214.3192
2022-07-10 16:00 | 0.7587 | 0.54958 | 0.61 | 251.3158
2022-07-10 17:00 | 0.085376 | 0.58464 | 0.63 | 329.5792
2022-07-10 18:00 | 0 | 0.73723 | 0.62 | 512.65
2022-07-10 19:00 | 0 | 0.80888 | 0.62 | 547.3942
2022-07-10 20:00 | 0 | 0.84766 | 0.62 | 432.2792
2022-07-10 21:00 | 0 | 0.76979 | 0.66 | 448.5842
2022-07-10 22:00 | 0 | 0.71588 | 0.67 | 435.4792
2022-07-10 23:00 | 0 | 0.7676 | 0.7 | 392.8917
2022-07-11 | 0 | 0.68271 | 0.67 | 359.8158
2022-07-11 01:00 | 0 | 0.67358 | 0.68 | 311.315
2022-07-11 02:00 | 0 | 0.60504 | 0.69 | 315.975
2022-07-11 03:00 | 0 | 0.59111 | 0.69 | 301.7725
2022-07-11 04:00 | 0 | 0.55397 | 0.7 | 296.9875
2022-07-11 05:00 | 0 | 0.50951 | 0.69 | 296.9517
2022-07-11 06:00 | 0 | 0.51223 | 0.65 | 350.5483
2022-07-11 07:00 | 0.0014264 | 0.50114 | 0.59 | 459.6733
2022-07-11 08:00 | 0.37311 | 0.35296 | 0.57 | 691.9867
2022-07-11 09:00 | 0.78581 | 0.12918 | 0.58 | 312.7725
2022-07-11 10:00 | 0.77322 | 0.10446 | 0.58 | 272.4675
2022-07-11 11:00 | 0.75084 | 0.089313 | 0.58 | 215.6483
2022-07-11 12:00 | 0.72939 | 0.052838 | 0.58 | 152.2692
2022-07-11 13:00 | 0.72101 | 0.024797 | 0.59 | 130.54
2022-07-11 14:00 | 0.74372 | 0.012575 | 0.59 | 268.0117
2022-07-11 15:00 | 0.73014 | 0.009235 | 0.6 | 316.3317
2022-07-11 16:00 | 0.69961 | 0.011627 | 0.6 | 384.725
2022-07-11 17:00 | 0.088621 | 0.009987 | 0.61 | 550.9717
2022-07-11 18:00 | 0 | 0.022354 | 0.61 | 916.6167
2022-07-11 19:00 | 0 | 0.032242 | 0.6 | 844.0833
2022-07-11 20:00 | 0 | 0.029244 | 0.61 | 696.42
2022-07-11 21:00 | 0 | 0.061216 | 0.64 | 737.1358
2022-07-11 22:00 | 0 | 0.080886 | 0.66 | 707.805
2022-07-11 23:00 | 0 | 0.12822 | 0.68 | 565.3367
2022-07-12 | 0 | 0.12911 | 0.68 | 527.6892
2022-07-12 01:00 | 0 | 0.10113 | 0.68 | 483.1625
2022-07-12 02:00 | 0 | 0.072168 | 0.68 | 501.6092
2022-07-12 03:00 | 0 | 0.089106 | 0.69 | 501.8925
2022-07-12 04:00 | 0 | 0.09419 | 0.68 | 471.9192
2022-07-12 05:00 | 0 | 0.1248 | 0.68 | 574.3408
2022-07-12 06:00 | 0 | 0.16146 | 0.65 | 568.4333
2022-07-12 07:00 | 0.00051314 | 0.24396 | 0.62 | 727.6683
2022-07-12 08:00 | 0.14326 | 0.24293 | 0.6 | 1006.91
2022-07-12 09:00 | 0.23653 | 0.076252 | 0.6 | 484.66
2022-07-12 10:00 | 0.37341 | 0.030801 | 0.6 | 365.055
2022-07-12 11:00 | 0.38208 | 0.010463 | 0.59 | 205.8058
2022-07-12 12:00 | 0.4381 | 0.003798 | 0.6 | 75.8425
2022-07-12 13:00 | 0.36362 | 0.00169 | 0.59 | 358.0092
2022-07-12 14:00 | 0.18632 | 0.034139 | 0.59 | 545.6308
2022-07-12 15:00 | 0.32087 | 0.05139 | 0.58 | 594.5158
2022-07-12 16:00 | 0.035838 | 0.034009 | 0.59 | 602.4683
2022-07-12 17:00 | 0.030121 | 0.018798 | 0.6 | 738.2242
2022-07-12 18:00 | 0 | 0.011442 | 0.61 | 1216.9175
2022-07-12 19:00 | 0 | 0.001411 | 0.61 | 1195.6892
2022-07-12 20:00 | 0 | 0.000175 | 0.6 | 785.0258
2022-07-12 21:00 | 0 | 0.003745 | 0.65 | 783.5542
2022-07-12 22:00 | 0 | 0.031799 | 0.66 | 763.4467
2022-07-12 23:00 | 0 | 0.062294 | 0.66 | 611.7067
2022-07-13 | 0 | 0.10704 | 0.67 | 487.2383
2022-07-13 01:00 | 0 | 0.14701 | 0.67 | 413.2408
2022-07-13 02:00 | 0 | 0.24965 | 0.68 | 394.6642
2022-07-13 03:00 | 0 | 0.34068 | 0.68 | 356.165
2022-07-13 04:00 | 0 | 0.44374 | 0.68 | 329.835
2022-07-13 05:00 | 0 | 0.65737 | 0.7 | 349.5942
2022-07-13 06:00 | 0 | 0.69417 | 0.63 | 410.9392
2022-07-13 07:00 | 0.0017791 | 0.65254 | 0.59 | 583.7067
2022-07-13 08:00 | 0.39406 | 0.38456 | 0.57 | 707.9633
2022-07-13 09:00 | 0.81237 | 0.18761 | 0.57 | 325.1375
2022-07-13 10:00 | 0.80933 | 0.3942 | 0.55 | 194.2917
2022-07-13 11:00 | 0.78256 | 0.72106 | 0.54 | 30.1433
2022-07-13 12:00 | 0.75149 | 0.79247 | 0.53 | 2.4158
2022-07-13 13:00 | 0.76075 | 0.76182 | 0.5 | 2.96
2022-07-13 14:00 | 0.78209 | 0.78567 | 0.54 | 36.8808
2022-07-13 15:00 | 0.80476 | 0.83703 | 0.55 | 32.1367
2022-07-13 16:00 | 0.76561 | 0.85477 | 0.58 | 250.835
2022-07-13 17:00 | 0.082501 | 0.83337 | 0.58 | 507.0925
2022-07-13 18:00 | 0 | 0.82985 | 0.58 | 623.7067
2022-07-13 19:00 | 0 | 0.88118 | 0.6 | 680.0758
2022-07-13 20:00 | 0 | 0.89672 | 0.6 | 693.9192
2022-07-13 21:00 | 0 | 0.90105 | 0.62 | 733.8658
2022-07-13 22:00 | 0 | 0.90803 | 0.63 | 690.1233
2022-07-13 23:00 | 0 | 0.86513 | 0.6 | 593.1683
2022-07-14 | 0 | 0.9029 | 0.64 | 499.9217
2022-07-14 01:00 | 0 | 0.9044 | 0.64 | 492.4308
2022-07-14 02:00 | 0 | 0.91426 | 0.65 | 531.1092
2022-07-14 03:00 | 0 | 0.91009 | 0.65 | 554.9992
2022-07-14 04:00 | 0 | 0.92206 | 0.65 | 531.8492
2022-07-14 05:00 | 0 | 0.92245 | 0.63 | 519.0508
2022-07-14 06:00 | 0 | 0.92754 | 0.61 | 559.6425
2022-07-14 07:00 | 0.0023662 | 0.91571 | 0.59 | 613.1375
2022-07-14 08:00 | 0.40438 | 0.89717 | 0.56 | 665.5083
2022-07-14 09:00 | 0.83417 | 0.91298 | 0.55 | 247.3267
2022-07-14 10:00 | 0.83545 | 0.90051 | 0.54 | 96.6925
2022-07-14 11:00 | 0.79887 | 0.91805 | 0.6 | -0.084167
2022-07-14 12:00 | 0.77009 | 0.90631 | 0.57 | -15.58
2022-07-14 13:00 | 0.77548 | 0.91671 | 0.57 | -28.415
2022-07-14 14:00 | 0.79989 | 0.90236 | 0.53 | -36.9783
2022-07-14 15:00 | 0.81119 | 0.88016 | 0.5 | 3.8458
2022-07-14 16:00 | 0.76709 | 0.87128 | 0.59 | 124.3975
2022-07-14 17:00 | 0.091222 | 0.7649 | 0.59 | 463.0375
2022-07-14 18:00 | 0 | 0.76497 | 0.58 | 2925.9292
2022-07-14 19:00 | 0 | 0.81361 | 0.58 | 780.5192
2022-07-14 20:00 | 0 | 0.86797 | 0.6 | 667.1733
2022-07-14 21:00 | 0 | 0.90335 | 0.61 | 801.1875
2022-07-14 22:00 | 0 | 0.87241 | 0.64 | 680.4258
2022-07-14 23:00 | 0 | 0.8767 | 0.65 | 620.4833
2022-07-15 | 0 | 0.83027 | 0.7 | 576.02
2022-07-15 01:00 | 0 | 0.83906 | 0.66 | 508.31
2022-07-15 02:00 | 0 | 0.82825 | 0.7 | 488.0517
2022-07-15 03:00 | 0 | 0.74369 | 0.68 | 472.1975
2022-07-15 04:00 | 0 | 0.71687 | 0.68 | 453.2467
2022-07-15 05:00 | 0 | 0.74226 | 0.67 | 554.8067
2022-07-15 06:00 | 0 | 0.75819 | 0.65 | 555.395
2022-07-15 07:00 | 0.0021777 | 0.78632 | 0.61 | 684.5867
2022-07-15 08:00 | 0.38154 | 0.724 | 0.57 | 834.1783
2022-07-15 09:00 | 0.788 | 0.33928 | 0.57 | 244.3625
2022-07-15 10:00 | 0.78709 | 0.39465 | 0.57 | 161.7958
2022-07-15 11:00 | 0.76623 | 0.40847 | 0.6 | 47.865
2022-07-15 12:00 | 0.74886 | 0.35617 | 0.56 | 17.0833
2022-07-15 13:00 | 0.74916 | 0.27743 | 0.56 | 19.1633
2022-07-15 14:00 | 0.76881 | 0.24505 | 0.56 | 20.3967
2022-07-15 15:00 | 0.7679 | 0.23568 | 0.58 | 74.5833
2022-07-15 16:00 | 0.74754 | 0.22026 | 0.61 | 189.7483
2022-07-15 17:00 | 0.12967 | 0.17616 | 0.61 | 366.2558
2022-07-15 18:00 | 0 | 0.19574 | 0.62 | 599.1133
2022-07-15 19:00 | 0 | 0.22669 | 0.64 | 705.1858
2022-07-15 20:00 | 0 | 0.31684 | 0.65 | 678.7483
2022-07-15 21:00 | 0 | 0.35255 | 0.66 | 699.3033
2022-07-15 22:00 | 0 | 0.46262 | 0.66 | 607.3317
2022-07-15 23:00 | 0 | 0.57386 | 0.67 | 551.6825
2022-07-16 | 0 | 0.538 | 0.68 | 492.6467
2022-07-16 01:00 | 0 | 0.60945 | 0.7 | 443.9308
2022-07-16 02:00 | 0 | 0.5674 | 0.69 | 432.995
2022-07-16 03:00 | 0 | 0.62577 | 0.7 | 448.3667
2022-07-16 04:00 | 0 | 0.56539 | 0.7 | 427.1833
2022-07-16 05:00 | 0 | 0.65808 | 0.7 | 477.2783
2022-07-16 06:00 | 0 | 0.7102 | 0.7 | 481.2442
2022-07-16 07:00 | 0.0017492 | 0.70608 | 0.65 | 451.85
2022-07-16 08:00 | 0.33683 | 0.58217 | 0.6 | 427.7267
2022-07-16 09:00 | 0.71264 | 0.22451 | 0.59 | 276.545
2022-07-16 10:00 | 0.77426 | 0.25748 | 0.59 | 134.7033
2022-07-16 11:00 | 0.74898 | 0.38252 | 0.58 | 137.775
2022-07-16 12:00 | 0.67238 | 0.38987 | 0.58 | 12.7492
2022-07-16 13:00 | 0.66059 | 0.35776 | 0.58 | 12.1958
2022-07-16 14:00 | 0.60645 | 0.39636 | 0.61 | 24.0725
2022-07-16 15:00 | 0.46136 | 0.43868 | 0.61 | 104.5008
2022-07-16 16:00 | 0.46019 | 0.363 | 0.64 | 267.7408
2022-07-16 17:00 | 0.12413 | 0.43556 | 0.63 | 336.4842
2022-07-16 18:00 | 0 | 0.49693 | 0.63 | 443.1133
2022-07-16 19:00 | 0 | 0.51123 | 0.63 | 420.295
2022-07-16 20:00 | 0 | 0.57674 | 0.64 | 362.0058
2022-07-16 21:00 | 0 | 0.54484 | 0.7 | 365.8425
2022-07-16 22:00 | 0 | 0.44952 | 0.67 | 368.6192
2022-07-16 23:00 | 0 | 0.38127 | 0.7 | 370.4458
2022-07-17 | 0 | 0.30708 | 0.69 | 359.585
2022-07-17 01:00 | 0 | 0.28118 | 0.7 | 315.0067
2022-07-17 02:00 | 0 | 0.2486 | 0.7 | 285.8892
2022-07-17 03:00 | 0 | 0.2085 | 0.7 | 257.4983
2022-07-17 04:00 | 0 | 0.22165 | 0.7 | 224.7125
2022-07-17 05:00 | 0 | 0.20855 | 0.7 | 260.7333
2022-07-17 06:00 | 0 | 0.22247 | 0.7 | 267.2083
2022-07-17 07:00 | 0.0021002 | 0.1948 | 0.66 | 305.7825
2022-07-17 08:00 | 0.36894 | 0.11416 | 0.59 | 302.295
2022-07-17 09:00 | 0.77728 | 0.03225 | 0.57 | 107.9975
2022-07-17 10:00 | 0.77425 | 0.17419 | 0.56 | 33.7825
2022-07-17 11:00 | 0.74725 | 0.35646 | 0.57 | 17.8333
2022-07-17 12:00 | 0.71396 | 0.18234 | 0.56 | -1.7433
2022-07-17 13:00 | 0.57861 | 0.14068 | 0.57 | -6.705
2022-07-17 14:00 | 0.51157 | 0.10139 | 0.6 | 25.9708
2022-07-17 15:00 | 0.49843 | 0.098025 | 0.62 | 38.695
2022-07-17 16:00 | 0.46256 | 0.11405 | 0.63 | 258.2808
2022-07-17 17:00 | 0.15127 | 0.11777 | 0.65 | 320.9075
2022-07-17 18:00 | 0 | 0.15382 | 0.64 | 420.7625
2022-07-17 19:00 | 0 | 0.15787 | 0.64 | 466.9942
2022-07-17 20:00 | 0 | 0.14484 | 0.65 | 352.5308
2022-07-17 21:00 | 0 | 0.17563 | 0.67 | 349.5658
2022-07-17 22:00 | 0 | 0.20801 | 0.68 | 327.7483
2022-07-17 23:00 | 0 | 0.19582 | 0.69 | 321.5683
2022-07-18 | 0 | 0.11461 | 0.69 | 308.93
2022-07-18 01:00 | 0 | 0.086788 | 0.69 | 290.1058
2022-07-18 02:00 | 0 | 0.030695 | 0.69 | 209.5842
2022-07-18 03:00 | 0 | 0.005561 | 0.69 | 240.7233
2022-07-18 04:00 | 0 | 0.002003 | 0.7 | 265.0708
2022-07-18 05:00 | 0 | 0.000624 | 0.7 | 263.56
2022-07-18 06:00 | 0 | 0.001944 | 0.68 | 307.7592
2022-07-18 07:00 | 0.001605 | 0.003257 | 0.64 | 432.2983
2022-07-18 08:00 | 0.32975 | 0.004311 | 0.6 | 482.2692
2022-07-18 09:00 | 0.653 | 0.001441 | 0.59 | 114.5883
2022-07-18 10:00 | 0.72046 | 0.008641 | 0.57 | 58.1725
2022-07-18 11:00 | 0.73266 | 0.049211 | 0.56 | 29.3342
2022-07-18 12:00 | 0.70489 | 0.053923 | 0.56 | 5.2283
2022-07-18 13:00 | 0.68289 | 0.033716 | 0.58 | 13.9667
2022-07-18 14:00 | 0.67814 | 0.01669 | 0.58 | 143.38
2022-07-18 15:00 | 0.7468 | 0.017684 | 0.59 | 240.845
2022-07-18 16:00 | 0.72666 | 0.030566 | 0.62 | 250.3192
2022-07-18 17:00 | 0.1763 | 0.036552 | 0.61 | 417.3975
2022-07-18 18:00 | 0 | 0.050348 | 0.63 | 579.3442
2022-07-18 19:00 | 0 | 0.035169 | 0.63 | 546.8008
2022-07-18 20:00 | 0 | 0.012763 | 0.6 | 482.0892
2022-07-18 21:00 | 0 | 0.006476 | 0.7 | 525.6392
2022-07-18 22:00 | 0 | 0.005101 | 0.66 | 456.4767
2022-07-18 23:00 | 0 | 0.017642 | 0.67 | 419.1475
2022-07-19 | 0 | 0.027149 | 0.68 | 302.0008
2022-07-19 01:00 | 0 | 0.017514 | 0.68 | 350.725
2022-07-19 02:00 | 0 | 0.0067 | 0.69 | 397.1183
2022-07-19 03:00 | 0 | 0.008984 | 0.7 | 416.4117
2022-07-19 04:00 | 0 | 0.011628 | 0.69 | 396.4883
2022-07-19 05:00 | 0 | 0.024587 | 0.69 | 386.875
2022-07-19 06:00 | 0 | 0.022948 | 0.66 | 437.8225
2022-07-19 07:00 | 0.0027081 | 0.059415 | 0.61 | 533.695
2022-07-19 08:00 | 0.37058 | 0.13883 | 0.59 | 630.6275
2022-07-19 09:00 | 0.77125 | 0.08645 | 0.58 | 167.6967
2022-07-19 10:00 | 0.76087 | 0.062471 | 0.57 | 219.9083
2022-07-19 11:00 | 0.74292 | 0.06171 | 0.47 | 31.26
2022-07-19 12:00 | 0.71509 | 0.043326 | 0.56 | 13.3917
2022-07-19 13:00 | 0.60756 | 0.02687 | 0.57 | 13.4
2022-07-19 14:00 | 0.71338 | 0.029151 | 0.59 | 107.2758
2022-07-19 15:00 | 0.72251 | 0.047175 | 0.61 | 272.7267
2022-07-19 16:00 | 0.65532 | 0.063427 | 0.62 | 324.395
2022-07-19 17:00 | 0.17971 | 0.081347 | 0.64 | 558.3025
2022-07-19 18:00 | 0 | 0.13876 | 0.63 | 730.3908
2022-07-19 19:00 | 0 | 0.25814 | 0.6 | 616.5192
2022-07-19 20:00 | 0 | 0.30985 | 0.64 | 439.7317
2022-07-19 21:00 | 0 | 0.38741 | 0.65 | 441.66
2022-07-19 22:00 | 0 | 0.46149 | 0.65 | 405.0175
2022-07-19 23:00 | 0 | 0.65053 | 0.66 | 342.4308
2022-07-20 | 0 | 0.69484 | 0.66 | 286.4017
2022-07-20 01:00 | 0 | 0.74371 | 0.66 | 347.9642
2022-07-20 02:00 | 0 | 0.75271 | 0.66 | 359.8283
2022-07-20 03:00 | 0 | 0.75314 | 0.7 | 324.04
2022-07-20 04:00 | 0 | 0.77042 | 0.65 | 311.0425
2022-07-20 05:00 | 0 | 0.83205 | 0.65 | 313.045
2022-07-20 06:00 | 0 | 0.83888 | 0.64 | 341.5608
2022-07-20 07:00 | 0.0026405 | 0.84226 | 0.61 | 487.9658
2022-07-20 08:00 | 0.3714 | 0.7997 | 0.6 | 569.7258
2022-07-20 09:00 | 0.77374 | 0.57636 | 0.58 | 347.9967
2022-07-20 10:00 | 0.77535 | 0.72673 | 0.58 | 218.1675
2022-07-20 11:00 | 0.72869 | 0.85864 | 0.62 | 96.68
2022-07-20 12:00 | 0.53369 | 0.90481 | 0.61 | 281.7392
2022-07-20 13:00 | 0.46421 | 0.90144 | 0.59 | 276.3408
2022-07-20 14:00 | 0.31124 | 0.91917 | 0.62 | 267.8358
2022-07-20 15:00 | 0.18744 | 0.91905 | 0.64 | 296.68
2022-07-20 16:00 | 0.20505 | 0.91156 | 0.64 | 350.7267
2022-07-20 17:00 | 0.0782 | 0.89765 | 0.62 | 393.7742
2022-07-20 18:00 | 0 | 0.87683 | 0.62 | 527.0833
2022-07-20 19:00 | 0 | 0.88735 | 0.62 | 473.6667
2022-07-20 20:00 | 0 | 0.83509 | 0.64 | 432.75
2022-07-20 21:00 | 0 | 0.89728 | 0.65 | 434.3975
2022-07-20 22:00 | 0 | 0.90153 | 0.65 | 379.575
2022-07-20 23:00 | 0 | 0.88574 | 0.7 | 305.55
2022-07-21 | 0 | 0.89541 | 0.66 | 282.8867
2022-07-21 01:00 | 0 | 0.90857 | 0.67 | 300.3483
2022-07-21 02:00 | 0 | 0.90191 | 0.67 | 281.2983
2022-07-21 03:00 | 0 | 0.90048 | 0.67 | 273.9042
2022-07-21 04:00 | 0 | 0.88103 | 0.66 | 263.1942
2022-07-21 05:00 | 0 | 0.85446 | 0.66 | 278.7383
2022-07-21 06:00 | 0 | 0.82103 | 0.66 | 305.6167
2022-07-21 07:00 | 0 | 0.84431 | 0.62 | 395.4117
2022-07-21 08:00 | 0.020045 | 0.81185 | 0.63 | 526.3842
2022-07-21 09:00 | 0.038272 | 0.81089 | 0.61 | 464.6658
2022-07-21 10:00 | 0.091076 | 0.73079 | 0.61 | 412.1267
2022-07-21 11:00 | 0.077451 | 0.65609 | 0.6 | 399.8333
2022-07-21 12:00 | 0.13309 | 0.63054 | 0.6 | 305.5225
2022-07-21 13:00 | 0.076493 | 0.62724 | 0.59 | 279.73
2022-07-21 14:00 | 0.04938 | 0.60438 | 0.59 | 230.67
2022-07-21 15:00 | 0.026791 | 0.49766 | 0.61 | 262.4733
2022-07-21 16:00 | 0.044794 | 0.31192 | 0.62 | 364.2825
2022-07-21 17:00 | 0.042574 | 0.12835 | 0.63 | 407.2283
2022-07-21 18:00 | 0 | 0.097358 | 0.62 | 512.3083
2022-07-21 19:00 | 0 | 0.11541 | 0.6 | 436.7583
2022-07-21 20:00 | 0 | 0.070122 | 0.6 | 406.4883
2022-07-21 21:00 | 0 | 0.068599 | 0.65 | 435.0275
2022-07-21 22:00 | 0 | 0.15151 | 0.66 | 386.8892
2022-07-21 23:00 | 0 | 0.37416 | 0.68 | 330.2617
2022-07-22 | 0 | 0.4415 | 0.71 | 284.8467
2022-07-22 01:00 | 0 | 0.32193 | 0.7 | 297.5225
2022-07-22 02:00 | 0 | 0.15572 | 0.7 | 300.1967
2022-07-22 03:00 | 0 | 0.19319 | 0.7 | 283.4325
2022-07-22 04:00 | 0 | 0.22224 | 0.7 | 277.8592
2022-07-22 05:00 | 0 | 0.36341 | 0.69 | 258.045
2022-07-22 06:00 | 0 | 0.53457 | 0.68 | 263.1233
2022-07-22 07:00 | 0.00030935 | 0.78598 | 0.65 | 363.4442
2022-07-22 08:00 | 0.074499 | 0.7838 | 0.63 | 454.3683
2022-07-22 09:00 | 0.24761 | 0.75647 | 0.6 | 345.0225
2022-07-22 10:00 | 0.31604 | 0.64524 | 0.6 | 284.1117
2022-07-22 11:00 | 0.36769 | 0.74001 | 0.59 | 207.5717
2022-07-22 12:00 | 0.334 | 0.71426 | 0.57 | 197.8292
2022-07-22 13:00 | 0.45164 | 0.70905 | 0.58 | 165.8533
2022-07-22 14:00 | 0.4895 | 0.80421 | 0.6 | 175.4992
2022-07-22 15:00 | 0.4872 | 0.79742 | 0.61 | 271.045
2022-07-22 16:00 | 0.49855 | 0.79898 | 0.6 | 314.9933
2022-07-22 17:00 | 0.13693 | 0.74692 | 0.63 | 419.1067
2022-07-22 18:00 | 0 | 0.66294 | 0.63 | 577.1475
2022-07-22 19:00 | 0 | 0.69348 | 0.63 | 583.2392
2022-07-22 20:00 | 0 | 0.76848 | 0.6 | 417.7808
2022-07-22 21:00 | 0 | 0.65858 | 0.67 | 436.7117
2022-07-22 22:00 | 0 | 0.60458 | 0.68 | 414.9883
2022-07-22 23:00 | 0 | 0.57881 | 0.69 | 393.6292
2022-07-23 | 0 | 0.60864 | 0.68 | 290.0525
2022-07-23 01:00 | 0 | 0.63805 | 0.69 | 268.0083
2022-07-23 02:00 | 0 | 0.69415 | 0.69 | 212.1167
2022-07-23 03:00 | 0 | 0.75725 | 0.69 | 139.3875
2022-07-23 04:00 | 0 | 0.78422 | 0.69 | 155.8125
2022-07-23 05:00 | 0 | 0.86235 | 0.7 | 180.8142
2022-07-23 06:00 | 0 | 0.8682 | 0.7 | 312.0358
2022-07-23 07:00 | 0.0033894 | 0.8691 | 0.66 | 268.3067
2022-07-23 08:00 | 0.38221 | 0.73356 | 0.6 | 282.6167
2022-07-23 09:00 | 0.78474 | 0.60744 | 0.58 | 130.625
2022-07-23 10:00 | 0.79126 | 0.64541 | 0.57 | 160.22
2022-07-23 11:00 | 0.76695 | 0.55063 | 0.58 | 53.0633
2022-07-23 12:00 | 0.74172 | 0.38162 | 0.58 | 64.7075
2022-07-23 13:00 | 0.73396 | 0.31229 | 0.58 | 42.2283
2022-07-23 14:00 | 0.75944 | 0.29102 | 0.58 | 53.9433
2022-07-23 15:00 | 0.776 | 0.24871 | 0.59 | 130.7858
2022-07-23 16:00 | 0.73799 | 0.20534 | 0.62 | 269.4108
2022-07-23 17:00 | 0.264 | 0.18327 | 0.65 | 306.5308
2022-07-23 18:00 | 0 | 0.28703 | 0.7 | 508.9408
2022-07-23 19:00 | 0 | 0.31814 | 0.66 | 449.2817
2022-07-23 20:00 | 0 | 0.31446 | 0.67 | 304.4067
2022-07-23 21:00 | 0 | 0.2667 | 0.69 | 312.7067
2022-07-23 22:00 | 0 | 0.25799 | 0.69 | 301.5225
2022-07-23 23:00 | 0 | 0.21367 | 0.7 | 293.4058
2022-07-24 | 0 | 0.19245 | 0.7 | 298.7117
2022-07-24 01:00 | 0 | 0.19757 | 0.7 | 295.2683
2022-07-24 02:00 | 0 | 0.248 | 0.69 | 292.6775
2022-07-24 03:00 | 0 | 0.27381 | 0.7 | 273.1258
2022-07-24 04:00 | 0 | 0.27472 | 0.69 | 271.5575
2022-07-24 05:00 | 0 | 0.29394 | 0.69 | 281.7983
2022-07-24 06:00 | 0 | 0.34138 | 0.7 | 289.0775
2022-07-24 07:00 | 0.0038013 | 0.31049 | 0.64 | 320.5308
2022-07-24 08:00 | 0.38644 | 0.17307 | 0.58 | 239.2958
2022-07-24 09:00 | 0.78919 | 0.0525 | 0.56 | 41.0908
2022-07-24 10:00 | 0.79618 | 0.049301 | 0.56 | 20.7725
2022-07-24 11:00 | 0.77147 | 0.043533 | 0.6 | 14.4283
2022-07-24 12:00 | 0.74863 | 0.011274 | 0.57 | 13.8333
2022-07-24 13:00 | 0.71206 | 0.00428 | 0.57 | 10
2022-07-24 14:00 | 0.67776 | 0.000706 | 0.6 | 9.8133
2022-07-24 15:00 | 0.75075 | 0.000677 | 0.58 | 3.395
2022-07-24 16:00 | 0.74671 | 0.000921 | 0.61 | 95.36
2022-07-24 17:00 | 0.26959 | 0.000678 | 0.66 | 259.275
2022-07-24 18:00 | 0 | 0.003665 | 0.7 | 397.82
2022-07-24 19:00 | 0 | 0.015751 | 0.7 | 476.8108
2022-07-24 20:00 | 0 | 0.033634 | 0.66 | 360.0958
2022-07-24 21:00 | 0 | 0.060793 | 0.68 | 307.7325
2022-07-24 22:00 | 0 | 0.066627 | 0.69 | 295.9367
2022-07-24 23:00 | 0 | 0.084419 | 0.68 | 296.9992
2022-07-25 | 0 | 0.077733 | 0.68 | 279.78
2022-07-25 01:00 | 0 | 0.12567 | 0.67 | 266.5508
2022-07-25 02:00 | 0 | 0.18766 | 0.68 | 247.5108
2022-07-25 03:00 | 0 | 0.26337 | 0.68 | 151.68
2022-07-25 04:00 | 0 | 0.33618 | 0.69 | 268.6567
2022-07-25 05:00 | 0 | 0.34211 | 0.69 | 283.9433
2022-07-25 06:00 | 0 | 0.35604 | 0.65 | 322.2025
2022-07-25 07:00 | 0.0038088 | 0.35279 | 0.62 | 405.02
2022-07-25 08:00 | 0.37886 | 0.23777 | 0.57 | 437.6225
2022-07-25 09:00 | 0.7801 | 0.069722 | 0.57 | 206.135
2022-07-25 10:00 | 0.78866 | 0.083034 | 0.57 | 73.0117
2022-07-25 11:00 | 0.73366 | 0.033181 | 0.58 | 42.575
2022-07-25 12:00 | 0.69154 | 0.013369 | 0.57 | 84.2175
2022-07-25 13:00 | 0.67334 | 0.006306 | 0.58 | 94.3167
2022-07-25 14:00 | 0.71055 | 0.006028 | 0.58 | 129.335
2022-07-25 15:00 | 0.76902 | 0.009923 | 0.58 | 152.0983
2022-07-25 16:00 | 0.71469 | 0.023154 | 0.61 | 191.0758
2022-07-25 17:00 | 0.2884 | 0.09328 | 0.65 | 285.9908
2022-07-25 18:00 | 0 | 0.20768 | 0.65 | 432.425
2022-07-25 19:00 | 0 | 0.30419 | 0.6 | 497.8992
2022-07-25 20:00 | 0 | 0.16042 | 0.7 | 422.6433
2022-07-25 21:00 | 0 | 0.14221 | 0.68 | 379.7642
2022-07-25 22:00 | 0 | 0.093002 | 0.7 | 320.3267
2022-07-25 23:00 | 0 | 0.063541 | 0.69 | 284.8917
2022-07-26 | 0 | 0.036207 | 0.68 | 275.6825
2022-07-26 01:00 | 0 | 0.025855 | 0.68 | 232.05
2022-07-26 02:00 | 0 | 0.021874 | 0.68 | 217.23
2022-07-26 03:00 | 0 | 0.010311 | 0.69 | 230.8492
2022-07-26 04:00 | 0 | 0.006222 | 0.67 | 211.9583
2022-07-26 05:00 | 0 | 0.003548 | 0.67 | 179.5125
2022-07-26 06:00 | 0 | 0.005843 | 0.68 | 273.9792
2022-07-26 07:00 | 0.0040027 | 0.005516 | 0.63 | 425.8958
2022-07-26 08:00 | 0.3755 | 0.017755 | 0.59 | 437.8025
2022-07-26 09:00 | 0.78025 | 0.004215 | 0.58 | 244.1942
2022-07-26 10:00 | 0.77546 | 0.025452 | 0.56 | 148.5817
2022-07-26 11:00 | 0.7209 | 0.037166 | 0.56 | 65.8908
2022-07-26 12:00 | 0.65178 | 0.061377 | 0.56 | 36.8867
2022-07-26 13:00 | 0.61044 | 0.069309 | 0.56 | 34.9075
2022-07-26 14:00 | 0.76219 | 0.06735 | 0.57 | 33.4225
2022-07-26 15:00 | 0.73707 | 0.072173 | 0.57 | 72.6167
2022-07-26 16:00 | 0.74085 | 0.078019 | 0.6 | 107.2417
2022-07-26 17:00 | 0.3015 | 0.090304 | 0.61 | 261.7617
2022-07-26 18:00 | 0 | 0.087424 | 0.61 | 318.4992
2022-07-26 19:00 | 0 | 0.055822 | 0.62 | 327.2375
2022-07-26 20:00 | 0 | 0.066832 | 0.63 | 284.4142
2022-07-26 21:00 | 0 | 0.073642 | 0.65 | 293.87
2022-07-26 22:00 | 0 | 0.12509 | 0.7 | 270.0992
2022-07-26 23:00 | 0 | 0.39701 | 0.65 | 273.33
2022-07-27 | 0 | 0.60194 | 0.64 | 228.5825
2022-07-27 01:00 | 0 | 0.81429 | 0.64 | 193.0633
2022-07-27 02:00 | 0 | 0.87666 | 0.6 | 192.1483
2022-07-27 03:00 | 0 | 0.87533 | 0.64 | 135.4133
2022-07-27 04:00 | 0 | 0.88943 | 0.64 | 124.8333
2022-07-27 05:00 | 0 | 0.90597 | 0.64 | 185.8883
2022-07-27 06:00 | 0 | 0.89041 | 0.64 | 252.8742
2022-07-27 07:00 | 0.0047011 | 0.90614 | 0.59 | 343.3517
2022-07-27 08:00 | 0.41407 | 0.71527 | 0.54 | 362.975
2022-07-27 09:00 | 0.86378 | 0.74687 | 0.47 | 66.1567
2022-07-27 10:00 | 0.85687 | 0.68902 | 0.51 | 23.265
2022-07-27 11:00 | 0.8259 | 0.72532 | 0.5 | -1.3367
2022-07-27 12:00 | 0.79768 | 0.71138 | 0.51 | -7.5892
2022-07-27 13:00 | 0.80191 | 0.71762 | 0.49 | -7.2933
2022-07-27 14:00 | 0.81966 | 0.73918 | 0.51 | 14.9533
2022-07-27 15:00 | 0.83574 | 0.78846 | 0.51 | 42.3225
2022-07-27 16:00 | 0.80808 | 0.783 | 0.56 | 64.0525
2022-07-27 17:00 | 0.34089 | 0.74491 | 0.6 | 212.6542
2022-07-27 18:00 | 0 | 0.79144 | 0.58 | 456.6533
2022-07-27 19:00 | 0 | 0.85855 | 0.59 | 519.5325
2022-07-27 20:00 | 0 | 0.87299 | 0.6 | 418.1583
2022-07-27 21:00 | 0 | 0.89596 | 0.63 | 384.3183
2022-07-27 22:00 | 0 | 0.9095 | 0.6 | 358.3292
2022-07-27 23:00 | 0 | 0.91508 | 0.64 | 332.715
2022-07-28 | 0 | 0.88187 | 0.65 | 303.3708
2022-07-28 01:00 | 0 | 0.92108 | 0.65 | 320.795
2022-07-28 02:00 | 0 | 0.88647 | 0.65 | 292.2267
2022-07-28 03:00 | 0 | 0.86923 | 0.64 | 255.315
2022-07-28 04:00 | 0 | 0.80515 | 0.64 | 235.3825
2022-07-28 05:00 | 0 | 0.77842 | 0.65 | 278.6842
2022-07-28 06:00 | 0 | 0.7212 | 0.64 | 291.3783
2022-07-28 07:00 | 0.0053049 | 0.67874 | 0.59 | 469.7917
2022-07-28 08:00 | 0.4074 | 0.55687 | 0.57 | 583.295
2022-07-28 09:00 | 0.84847 | 0.27484 | 0.56 | 249.5833
2022-07-28 10:00 | 0.84269 | 0.17524 | 0.54 | 170.4908
2022-07-28 11:00 | 0.82091 | 0.076512 | 0.54 | 57.5875
2022-07-28 12:00 | 0.79742 | 0.036628 | 0.5 | 12.0983
2022-07-28 13:00 | 0.79371 | 0.008602 | 0.55 | 8.0717
2022-07-28 14:00 | 0.81813 | 0.005478 | 0.55 | 36.82
2022-07-28 15:00 | 0.8326 | 0.00562 | 0.57 | 66.6317
2022-07-28 16:00 | 0.7948 | 0.00731 | 0.6 | 127.2683
2022-07-28 17:00 | 0.33082 | 0.008039 | 0.62 | 310.2075
2022-07-28 18:00 | 0 | 0.001894 | 0.62 | 455.8233
2022-07-28 19:00 | 0 | 0.003577 | 0.62 | 545.255
2022-07-28 20:00 | 0 | 0.003413 | 0.63 | 487.5783
2022-07-28 21:00 | 0 | 0.000803 | 0.67 | 420.2
2022-07-28 22:00 | 0 | 0.001242 | 0.68 | 425.4292
2022-07-28 23:00 | 0 | 0.002084 | 0.7 | 385.5858
2022-07-29 | 0 | 0.002932 | 0.67 | 351.1683
2022-07-29 01:00 | 0 | 0.006366 | 0.68 | 327.1317
2022-07-29 02:00 | 0 | 0.018805 | 0.68 | 305.4567
2022-07-29 03:00 | 0 | 0.051323 | 0.69 | 277.2392
2022-07-29 04:00 | 0 | 0.12807 | 0.68 | 287.45
2022-07-29 05:00 | 0 | 0.18388 | 0.68 | 320.8217
2022-07-29 06:00 | 0 | 0.23111 | 0.65 | 366.2817
2022-07-29 07:00 | 0.0046175 | 0.23251 | 0.6 | 465.3092
2022-07-29 08:00 | 0.30645 | 0.13324 | 0.57 | 536.1367
2022-07-29 09:00 | 0.59797 | 0.032283 | 0.56 | 195.4067
2022-07-29 10:00 | 0.78282 | 0.02782 | 0.58 | 188.3467
2022-07-29 11:00 | 0.78263 | 0.018978 | 0.56 | 137.1
2022-07-29 12:00 | 0.68485 | 0.000858 | 0.56 | 76.8425
2022-07-29 13:00 | 0.62267 | 0 | 0.55 | 61.6533
2022-07-29 14:00 | 0.59661 | 0.000734 | 0.47 | 24.3375
2022-07-29 15:00 | 0.44126 | 0.010996 | 0.57 | 82.21
2022-07-29 16:00 | 0.42607 | 0.014664 | 0.6 | 198.2675
2022-07-29 17:00 | 0.10507 | 0.046089 | 0.62 | 320.4008
2022-07-29 18:00 | 0 | 0.13511 | 0.61 | 428.66
2022-07-29 19:00 | 0 | 0.19455 | 0.61 | 435.1008
2022-07-29 20:00 | 0 | 0.37769 | 0.62 | 400.0183
2022-07-29 21:00 | 0 | 0.47416 | 0.64 | 407.9283
2022-07-29 22:00 | 0 | 0.51924 | 0.66 | 410.4775
2022-07-29 23:00 | 0 | 0.60011 | 0.67 | 377.5042
2022-07-30 | 0 | 0.63604 | 0.65 | 351.3575
2022-07-30 01:00 | 0 | 0.63649 | 0.67 | 319.175
2022-07-30 02:00 | 0 | 0.63787 | 0.68 | 277.45
2022-07-30 03:00 | 0 | 0.62143 | 0.7 | 204.1958
2022-07-30 04:00 | 0 | 0.54676 | 0.64 | 161.6842
2022-07-30 05:00 | 0 | 0.60492 | 0.64 | 137.9875
2022-07-30 06:00 | 0 | 0.58487 | 0.63 | 150.0217
2022-07-30 07:00 | 0.0036821 | 0.50839 | 0.59 | 245.285
2022-07-30 08:00 | 0.39238 | 0.44759 | 0.52 | 230.06
2022-07-30 09:00 | 0.81446 | 0.184 | 0.52 | 36.7467
2022-07-30 10:00 | 0.82725 | 0.39031 | 0.5 | 47.8142
2022-07-30 11:00 | 0.79854 | 0.62977 | 0.52 | 7.4317
2022-07-30 12:00 | 0.77798 | 0.52038 | 0.53 | -4.4542
2022-07-30 13:00 | 0.68551 | 0.48892 | 0.55 | -4.5508
2022-07-30 14:00 | 0.63265 | 0.53937 | 0.54 | -21.4075
2022-07-30 15:00 | 0.49633 | 0.68946 | 0.56 | 15.6308
2022-07-30 16:00 | 0.42833 | 0.75453 | 0.6 | 84.9092
2022-07-30 17:00 | 0.19737 | 0.8333 | 0.63 | 216.5208
2022-07-30 18:00 | 0 | 0.86448 | 0.62 | 329.5967
2022-07-30 19:00 | 0 | 0.87129 | 0.62 | 332.2742
2022-07-30 20:00 | 0 | 0.86023 | 0.63 | 295.2242
2022-07-30 21:00 | 0 | 0.86457 | 0.6 | 309.0642
2022-07-30 22:00 | 0 | 0.86409 | 0.65 | 287.5442
2022-07-30 23:00 | 0 | 0.84908 | 0.67 | 253.4308
2022-07-31 | 0 | 0.87719 | 0.7 | 194.0692
2022-07-31 01:00 | 0 | 0.88762 | 0.66 | 190.8842
2022-07-31 02:00 | 0 | 0.86561 | 0.67 | 155.3425
2022-07-31 03:00 | 0 | 0.865 | 0.67 | 147.1833
2022-07-31 04:00 | 0 | 0.88135 | 0.67 | 132.8092
2022-07-31 05:00 | 0 | 0.8476 | 0.67 | 148.0133
2022-07-31 06:00 | 0 | 0.82479 | 0.67 | 150.59
2022-07-31 07:00 | 0.0048058 | 0.82978 | 0.7 | 154.1825
2022-07-31 08:00 | 0.3655 | 0.74492 | 0.61 | 175.1392
2022-07-31 09:00 | 0.78733 | 0.64858 | 0.5 | 152.27
2022-07-31 10:00 | 0.62185 | 0.87375 | 0.57 | 169.33
2022-07-31 11:00 | 0.69135 | 0.92732 | 0.55 | 137.8583
2022-07-31 12:00 | 0.62824 | 0.93437 | 0.54 | 24.86
2022-07-31 13:00 | 0.44672 | 0.92268 | 0.55 | 29.0108
2022-07-31 14:00 | 0.39025 | 0.91219 | 0.57 | 50.0092
2022-07-31 15:00 | 0.46314 | 0.89832 | 0.51 | 125.2133
2022-07-31 16:00 | 0.27605 | 0.82569 | 0.59 | 162.1308
2022-07-31 17:00 | 0.14539 | 0.70488 | 0.62 | 239.3675
2022-07-31 18:00 | 0 | 0.44133 | 0.62 | 302.9475
2022-07-31 19:00 | 0 | 0.48546 | 0.62 | 317.935
2022-07-31 20:00 | 0 | 0.26797 | 0.62 | 275.67
2022-07-31 21:00 | 0 | 0.45916 | 0.64 | 252.6017
2022-07-31 22:00 | 0 | 0.57952 | 0.64 | 208.41
2022-07-31 23:00 | 0 | 0.55096 | 0.65 | 203.4067
2022-08-01 | 0 | 0.36008 | 0.7 | 141.7367
2022-08-01 01:00 | 0 | 0.37796 | 0.66 | 148.94
2022-08-01 02:00 | 0 | 0.34126 | 0.67 | 84.6858
2022-08-01 03:00 | 0 | 0.35926 | 0.69 | 65.1925
2022-08-01 04:00 | 0 | 0.35611 | 0.68 | 71.0792
2022-08-01 05:00 | 0 | 0.26887 | 0.66 | 106.415
2022-08-01 06:00 | 0 | 0.34811 | 0.67 | 120.6792
2022-08-01 07:00 | 0.0022048 | 0.48616 | 0.65 | 293.9617
2022-08-01 08:00 | 0.18628 | 0.31693 | 0.6 | 321.3358
2022-08-01 09:00 | 0.37276 | 0.17324 | 0.56 | 277.19
2022-08-01 10:00 | 0.3891 | 0.28764 | 0.52 | 226.6992
2022-08-01 11:00 | 0.5029 | 0.23853 | 0.48 | 137.2025
2022-08-01 12:00 | 0.41856 | 0.17105 | 0.47 | 100.4425
2022-08-01 13:00 | 0.35973 | 0.11565 | 0.47 | 104.945
2022-08-01 14:00 | 0.41731 | 0.05516 | 0.49 | 71.4358
2022-08-01 15:00 | 0.26538 | 0.023432 | 0.52 | 115.6692
2022-08-01 16:00 | 0.15993 | 0.027502 | 0.58 | 108.4525
2022-08-01 17:00 | 0.18671 | 0.046185 | 0.62 | 219.3917
2022-08-01 18:00 | 0 | 0.057919 | 0.63 | 314.14
2022-08-01 19:00 | 0 | 0.048579 | 0.63 | 281.865
2022-08-01 20:00 | 0 | 0.026542 | 0.64 | 255.1133
2022-08-01 21:00 | 0 | 0.02543 | 0.67 | 252.5817
2022-08-01 22:00 | 0 | 0.033848 | 0.68 | 236.1567
2022-08-01 23:00 | 0 | 0.036271 | 0.69 | 228.4833
2022-08-02 | 0 | 0.033497 | 0.69 | 186.3783
2022-08-02 01:00 | 0 | 0.030134 | 0.69 | 184.7108
2022-08-02 02:00 | 0 | 0.050436 | 0.69 | 184.1242
2022-08-02 03:00 | 0 | 0.033819 | 0.69 | 140.2133
2022-08-02 04:00 | 0 | 0.033089 | 0.68 | 143.3675
2022-08-02 05:00 | 0 | 0.024279 | 0.67 | 152.3842
2022-08-02 06:00 | 0 | 0.027291 | 0.65 | 213.1133
2022-08-02 07:00 | 0.00080661 | 0.046749 | 0.62 | 243.89
2022-08-02 08:00 | 0.11465 | 0.014472 | 0.55 | 260.0192
2022-08-02 09:00 | 0.11419 | 0.016862 | 0.5 | 97.8175
2022-08-02 10:00 | 0.26903 | 0.001167 | 0.42 | 53.9717
2022-08-02 11:00 | 0.45315 | 0.004782 | 0.39 | 36.6767
2022-08-02 12:00 | 0.49709 | 0.000491 | 0.38 | 23.2383
2022-08-02 13:00 | 0.54356 | 0.000677 | 0.39 | 22.5742
2022-08-02 14:00 | 0.63666 | 0.000592 | 0.42 | 24.8525
2022-08-02 15:00 | 0.58532 | 0.000649 | 0.47 | 53.1325
2022-08-02 16:00 | 0.55292 | 0.002796 | 0.55 | 89.4017
2022-08-02 17:00 | 0.17686 | 0.030124 | 0.62 | 172.405
2022-08-02 18:00 | 0 | 0.078468 | 0.64 | 265.5558
2022-08-02 19:00 | 0 | 0.13469 | 0.63 | 283.3825
2022-08-02 20:00 | 0 | 0.12624 | 0.63 | 259.2
2022-08-02 21:00 | 0 | 0.20055 | 0.63 | 247.2642
2022-08-02 22:00 | 0 | 0.15141 | 0.65 | 179.23
2022-08-02 23:00 | 0 | 0.13137 | 0.66 | 150.99
2022-08-03 | 0 | 0.10175 | 0.7 | 149.785
2022-08-03 01:00 | 0 | 0.070406 | 0.7 | 148.385
2022-08-03 02:00 | 0 | 0.084282 | 0.66 | 111.7125
2022-08-03 03:00 | 0 | 0.072234 | 0.66 | 103.0883
2022-08-03 04:00 | 0 | 0.053114 | 0.67 | 84.0283
2022-08-03 05:00 | 0 | 0.039827 | 0.66 | 68.335
2022-08-03 06:00 | 0 | 0.059194 | 0.64 | 118.2025
2022-08-03 07:00 | 0.0069366 | 0.067309 | 0.61 | 167.9358
2022-08-03 08:00 | 0.22038 | 0.040007 | 0.54 | 212.9292
2022-08-03 09:00 | 0.46264 | 0.096889 | 0.46 | 80.1217
2022-08-03 10:00 | 0.59904 | 0.11807 | 0.43 | 86.3217
2022-08-03 11:00 | 0.68363 | 0.17646 | 0.41 | 40.9933
2022-08-03 12:00 | 0.68994 | 0.1425 | 0.4 | 11.9292
2022-08-03 13:00 | 0.67163 | 0.052549 | 0.42 | -18.5333
2022-08-03 14:00 | 0.69915 | 0.010944 | 0.42 | -19.9117
2022-08-03 15:00 | 0.7756 | 0.011478 | 0.5 | -0.56333
2022-08-03 16:00 | 0.7361 | 0.057803 | 0.53 | 44.2575
2022-08-03 17:00 | 0.31234 | 0.26676 | 0.6 | 110.3225
2022-08-03 18:00 | 0 | 0.5553 | 0.62 | 152.0283
2022-08-03 19:00 | 0 | 0.5163 | 0.61 | 205.1817
2022-08-03 20:00 | 0 | 0.39185 | 0.61 | 136.2542
2022-08-03 21:00 | 0 | 0.29848 | 0.64 | 128.8967
2022-08-03 22:00 | 0 | 0.26595 | 0.64 | 104.125
2022-08-03 23:00 | 0 | 0.23414 | 0.66 | 143.8783
2022-08-04 | 0 | 0.24005 | 0.66 | 123.7283
2022-08-04 01:00 | 0 | 0.25855 | 0.67 | 92.7958
2022-08-04 02:00 | 0 | 0.27754 | 0.67 | 103.6142
2022-08-04 03:00 | 0 | 0.27355 | 0.68 | 100.3217
2022-08-04 04:00 | 0 | 0.25775 | 0.7 | 65.5425
2022-08-04 05:00 | 0 | 0.23314 | 0.65 | 39.9533
2022-08-04 06:00 | 0 | 0.24883 | 0.63 | 76.625
2022-08-04 07:00 | 0.01085 | 0.25709 | 0.6 | 99.9425
2022-08-04 08:00 | 0.23718 | 0.071827 | 0.53 | 138.7667
2022-08-04 09:00 | 0.52553 | 0.13558 | 0.57 | 111.1658
2022-08-04 10:00 | 0.59093 | 0.25478 | 0.47 | 72.6667
2022-08-04 11:00 | 0.5612 | 0.2483 | 0.41 | 40.5158
2022-08-04 12:00 | 0.58464 | 0.22888 | 0.46 | 54.9817
2022-08-04 13:00 | 0.50996 | 0.23532 | 0.54 | 33.7067
2022-08-04 14:00 | 0.46502 | 0.23963 | 0.46 | 29.0017
2022-08-04 15:00 | 0.38401 | 0.20524 | 0.44 | 57.8083
2022-08-04 16:00 | 0.45742 | 0.16003 | 0.51 | 69.7825
2022-08-04 17:00 | 0.27794 | 0.19071 | 0.6 | 100.515
2022-08-04 18:00 | 0 | 0.33315 | 0.62 | 134.0542
2022-08-04 19:00 | 0 | 0.44126 | 0.62 | 159.02
2022-08-04 20:00 | 0 | 0.27712 | 0.63 | 129.1692
2022-08-04 21:00 | 0 | 0.27697 | 0.65 | 135.2475
2022-08-04 22:00 | 0 | 0.28539 | 0.66 | 139.7233
2022-08-04 23:00 | 0 | 0.20761 | 0.67 | 109.4217
2022-08-05 | 0 | 0.22612 | 0.66 | 74.5925
2022-08-05 01:00 | 0 | 0.24764 | 0.67 | 67.6292
2022-08-05 02:00 | 0 | 0.25915 | 0.67 | 89.7925
2022-08-05 03:00 | 0 | 0.33946 | 0.68 | 90.8033
2022-08-05 04:00 | 0 | 0.36799 | 0.67 | 78.59
2022-08-05 05:00 | 0 | 0.33195 | 0.67 | 75.7192
2022-08-05 06:00 | 0 | 0.21326 | 0.64 | 105.8808
2022-08-05 07:00 | 0.0073866 | 0.19533 | 0.61 | 146.3792
2022-08-05 08:00 | 0.24237 | 0.077254 | 0.61 | 205.0058
2022-08-05 09:00 | 0.48293 | 0.091611 | 0.6 | 132.7783
2022-08-05 10:00 | 0.50729 | 0.15198 | 0.5 | 120.6425
2022-08-05 11:00 | 0.46549 | 0.13956 | 0.45 | 103.0208
2022-08-05 12:00 | 0.53623 | 0.203 | 0.43 | 63.2933
2022-08-05 13:00 | 0.65749 | 0.16504 | 0.5 | 50.2267
2022-08-05 14:00 | 0.77275 | 0.10675 | 0.49 | 90.2117
2022-08-05 15:00 | 0.77336 | 0.049513 | 0.59 | 65.6683
2022-08-05 16:00 | 0.7336 | 0.014843 | 0.59 | 86.7017
2022-08-05 17:00 | 0.30767 | 0.029455 | 0.6 | 121.1167
2022-08-05 18:00 | 0 | 0.13303 | 0.6 | 179.275
2022-08-05 19:00 | 0 | 0.24287 | 0.64 | 155.9808
2022-08-05 20:00 | 0 | 0.20357 | 0.65 | 147.9858
2022-08-05 21:00 | 0 | 0.22591 | 0.66 | 150.7717
2022-08-05 22:00 | 0 | 0.14238 | 0.69 | 141.8092
2022-08-05 23:00 | 0 | 0.13548 | 0.71 | 211.0183
2022-08-06 | 0 | 0.097793 | 0.7 | 189.7358
2022-08-06 01:00 | 0 | 0.087479 | 0.71 | 128.7733
2022-08-06 02:00 | 0 | 0.070679 | 0.71 | 96.0158
2022-08-06 03:00 | 0 | 0.019845 | 0.7 | 91.3633
2022-08-06 04:00 | 0 | 0.003986 | 0.7 | 89.0775
2022-08-06 05:00 | 0 | 0.002742 | 0.68 | 92.6725
2022-08-06 06:00 | 0 | 0.00031 | 0.67 | 105.445
2022-08-06 07:00 | 0.0037763 | 0.006102 | 0.65 | 150.96
2022-08-06 08:00 | 0.033405 | 0.015955 | 0.65 | 142.21
2022-08-06 09:00 | 0.062249 | 0.038599 | 0.63 | 175.6108
2022-08-06 10:00 | 0.075083 | 0.046213 | 0.6 | 199.8175
2022-08-06 11:00 | 0.11929 | 0.042079 | 0.59 | 73.7467
2022-08-06 12:00 | 0.16262 | 0.062579 | 0.57 | 94.9217
2022-08-06 13:00 | 0.29425 | 0.053579 | 0.57 | 47.155
2022-08-06 14:00 | 0.087138 | 0.011954 | 0.57 | 32.035
2022-08-06 15:00 | 0.026247 | 0.006149 | 0.59 | 44.6
2022-08-06 16:00 | 0.017047 | 0.033172 | 0.61 | 117.9858
2022-08-06 17:00 | 0.016987 | 0.03576 | 0.64 | 175.8
2022-08-06 18:00 | 0 | 0.051054 | 0.64 | 293.715
2022-08-06 19:00 | 0 | 0.06143 | 0.64 | 300.1808
2022-08-06 20:00 | 0 | 0.06517 | 0.65 | 250.7908
2022-08-06 21:00 | 0 | 0.047706 | 0.67 | 207.8442
2022-08-06 22:00 | 0 | 0.05645 | 0.69 | 202.9325
2022-08-06 23:00 | 0 | 0.09349 | 0.69 | 226.065
2022-08-07 | 0 | 0.11924 | 0.69 | 208.4817
2022-08-07 01:00 | 0 | 0.18806 | 0.68 | 165.6775
2022-08-07 02:00 | 0 | 0.24058 | 0.68 | 166.2808
2022-08-07 03:00 | 0 | 0.32934 | 0.67 | 161.9717
2022-08-07 04:00 | 0 | 0.41949 | 0.66 | 152.1408
2022-08-07 05:00 | 0 | 0.49432 | 0.65 | 148.1975
2022-08-07 06:00 | 0 | 0.56621 | 0.66 | 147.425
2022-08-07 07:00 | 0.0062705 | 0.55137 | 0.62 | 159.1433
2022-08-07 08:00 | 0.26433 | 0.37948 | 0.6 | 169.8033
2022-08-07 09:00 | 0.446 | 0.23651 | 0.54 | 118.8542
2022-08-07 10:00 | 0.50406 | 0.25284 | 0.53 | 88.3633
2022-08-07 11:00 | 0.63998 | 0.21233 | 0.53 | 28.25
2022-08-07 12:00 | 0.67745 | 0.17882 | 0.53 | 5.6842
2022-08-07 13:00 | 0.68024 | 0.16872 | 0.54 | 15.2442
2022-08-07 14:00 | 0.75472 | 0.18599 | 0.56 | 58.3867
2022-08-07 15:00 | 0.73248 | 0.1984 | 0.57 | 53.4058
2022-08-07 16:00 | 0.78388 | 0.20273 | 0.59 | 117.3383
2022-08-07 17:00 | 0.34074 | 0.19646 | 0.62 | 185.5408
2022-08-07 18:00 | 0 | 0.31382 | 0.61 | 335.1325
2022-08-07 19:00 | 0 | 0.42413 | 0.61 | 402.0225
2022-08-07 20:00 | 0 | 0.45866 | 0.62 | 315.4442
2022-08-07 21:00 | 0 | 0.59565 | 0.65 | 301.0808
2022-08-07 22:00 | 0 | 0.65171 | 0.66 | 265.5542
2022-08-07 23:00 | 0 | 0.53541 | 0.67 | 194.305
2022-08-08 | 0 | 0.51195 | 0.68 | 259.3192
2022-08-08 01:00 | 0 | 0.48729 | 0.68 | 232.4425
2022-08-08 02:00 | 0 | 0.48667 | 0.67 | 196.6833
2022-08-08 03:00 | 0 | 0.50046 | 0.67 | 170.4567
2022-08-08 04:00 | 0 | 0.59346 | 0.66 | 152.3083
2022-08-08 05:00 | 0 | 0.51935 | 0.7 | 205.7542
2022-08-08 06:00 | 0 | 0.59354 | 0.62 | 231.38
2022-08-08 07:00 | 0.039186 | 0.48763 | 0.6 | 340.6767
2022-08-08 08:00 | 0.42717 | 0.28854 | 0.57 | 289.24
2022-08-08 09:00 | 0.86568 | 0.20693 | 0.57 | 129.6733
2022-08-08 10:00 | 0.87362 | 0.47701 | 0.54 | 105.6692
2022-08-08 11:00 | 0.84654 | 0.43059 | 0.44 | 18.3317
2022-08-08 12:00 | 0.8322 | 0.40914 | 0.38 | 18.7317
2022-08-08 13:00 | 0.83199 | 0.33453 | 0.5 | 26.3592
2022-08-08 14:00 | 0.85213 | 0.32077 | 0.6 | 38.8433
2022-08-08 15:00 | 0.87344 | 0.38994 | 0.55 | 49.7442
2022-08-08 16:00 | 0.84684 | 0.42333 | 0.58 | 92.4658
2022-08-08 17:00 | 0.36836 | 0.29946 | 0.6 | 184.1475
2022-08-08 18:00 | 0 | 0.36494 | 0.59 | 362.8383
2022-08-08 19:00 | 0 | 0.49534 | 0.59 | 359.2317
2022-08-08 20:00 | 0 | 0.4398 | 0.61 | 234.2017
2022-08-08 21:00 | 0 | 0.49805 | 0.63 | 289.9975
2022-08-08 22:00 | 0 | 0.6075 | 0.64 | 258.9425
2022-08-08 23:00 | 0 | 0.62902 | 0.66 | 255.4792
2022-08-09 | 0 | 0.77715 | 0.66 | 256.0492
2022-08-09 01:00 | 0 | 0.76328 | 0.66 | 276.2683
2022-08-09 02:00 | 0 | 0.72901 | 0.7 | 254.1942
2022-08-09 03:00 | 0 | 0.60873 | 0.67 | 234.0733
2022-08-09 04:00 | 0 | 0.56598 | 0.68 | 259.4775
2022-08-09 05:00 | 0 | 0.49123 | 0.7 | 241.975
2022-08-09 06:00 | 0 | 0.5089 | 0.63 | 301.2608
2022-08-09 07:00 | 0.041007 | 0.48379 | 0.57 | 321.7467
2022-08-09 08:00 | 0.423 | 0.4192 | 0.6 | 287.8792
2022-08-09 09:00 | 0.86767 | 0.20722 | 0.55 | 141.9867
2022-08-09 10:00 | 0.86695 | 0.17966 | 0.56 | 136.9692
2022-08-09 11:00 | 0.83553 | 0.090159 | 0.38 | 85.6783
2022-08-09 12:00 | 0.81456 | 0.039802 | 0.55 | 36.8383
2022-08-09 13:00 | 0.81058 | 0.04478 | 0.55 | 42.3833
2022-08-09 14:00 | 0.83141 | 0.09063 | 0.6 | 47.6925
2022-08-09 15:00 | 0.83221 | 0.11448 | 0.57 | 95.6067
2022-08-09 16:00 | 0.82008 | 0.14083 | 0.6 | 109.6842
2022-08-09 17:00 | 0.35056 | 0.1725 | 0.63 | 239.84
2022-08-09 18:00 | 0 | 0.27702 | 0.62 | 323.4
2022-08-09 19:00 | 0 | 0.35606 | 0.62 | 325.8542
2022-08-09 20:00 | 0 | 0.3358 | 0.63 | 295.4833
2022-08-09 21:00 | 0 | 0.38408 | 0.64 | 295.6717
2022-08-09 22:00 | 0 | 0.43486 | 0.66 | 217.0633
2022-08-09 23:00 | 0 | 0.41023 | 0.7 | 194.895
2022-08-10 | 0 | 0.45877 | 0.66 | 197.0092
2022-08-10 01:00 | 0 | 0.45985 | 0.67 | 178.52
2022-08-10 02:00 | 0 | 0.45709 | 0.68 | 158.8067
2022-08-10 03:00 | 0 | 0.50891 | 0.7 | 137.9633
2022-08-10 04:00 | 0 | 0.45426 | 0.68 | 137.4067
2022-08-10 05:00 | 0 | 0.44382 | 0.7 | 147.7975
2022-08-10 06:00 | 0 | 0.4203 | 0.63 | 164.9867
2022-08-10 07:00 | 0.042741 | 0.39874 | 0.59 | 247.705
2022-08-10 08:00 | 0.43284 | 0.3522 | 0.56 | 215.7892
2022-08-10 09:00 | 0.84741 | 0.11116 | 0.48 | 58.54
2022-08-10 10:00 | 0.85098 | 0.18765 | 0.55 | 29.405
2022-08-10 11:00 | 0.83553 | 0.1364 | 0.59 | 3.1708
2022-08-10 12:00 | 0.81291 | 0.098136 | 0.52 | 18.9783
2022-08-10 13:00 | 0.79603 | 0.091766 | 0.55 | -25.9592
2022-08-10 14:00 | 0.82158 | 0.11638 | 0.55 | -10.0092
2022-08-10 15:00 | 0.82101 | 0.16376 | 0.56 | 23.9892
2022-08-10 16:00 | 0.77937 | 0.26704 | 0.59 | 77.8025
2022-08-10 17:00 | 0.35068 | 0.30194 | 0.63 | 121.6958
2022-08-10 18:00 | 0 | 0.374 | 0.63 | 232.58
2022-08-10 19:00 | 0 | 0.51719 | 0.63 | 244.9242
2022-08-10 20:00 | 0 | 0.43635 | 0.64 | 198.4925
2022-08-10 21:00 | 0 | 0.62878 | 0.65 | 196.93
2022-08-10 22:00 | 0 | 0.68479 | 0.66 | 162.3683
2022-08-10 23:00 | 0 | 0.68242 | 0.66 | 149.9475
2022-08-11 | 0 | 0.68328 | 0.7 | 141.6317
2022-08-11 01:00 | 0 | 0.57872 | 0.66 | 133.4475
2022-08-11 02:00 | 0 | 0.60655 | 0.66 | 120.6933
2022-08-11 03:00 | 0 | 0.66894 | 0.66 | 76.525
2022-08-11 04:00 | 0 | 0.69934 | 0.66 | 65.7525
2022-08-11 05:00 | 0 | 0.63546 | 0.66 | 104.0342
2022-08-11 06:00 | 0 | 0.70094 | 0.6 | 126.8675
2022-08-11 07:00 | 0.03594 | 0.66191 | 0.6 | 205.8017
2022-08-11 08:00 | 0.38998 | 0.41886 | 0.59 | 191.2625
2022-08-11 09:00 | 0.71781 | 0.20032 | 0.56 | 125.9908
2022-08-11 10:00 | 0.6848 | 0.26789 | 0.6 | 86.9
2022-08-11 11:00 | 0.57221 | 0.28774 | 0.59 | 91.065
2022-08-11 12:00 | 0.55917 | 0.25253 | 0.6 | 84.8825
2022-08-11 13:00 | 0.62837 | 0.22817 | 0.61 | 110.365
2022-08-11 14:00 | 0.54124 | 0.2218 | 0.61 | 154.715
2022-08-11 15:00 | 0.50924 | 0.19146 | 0.63 | 189.4842
2022-08-11 16:00 | 0.45546 | 0.24847 | 0.63 | 156.9
2022-08-11 17:00 | 0.26986 | 0.29953 | 0.6 | 170.635
2022-08-11 18:00 | 0 | 0.44257 | 0.63 | 281.9575
2022-08-11 19:00 | 0 | 0.53108 | 0.64 | 304.2583
2022-08-11 20:00 | 0 | 0.34419 | 0.65 | 288.5258
2022-08-11 21:00 | 0 | 0.3927 | 0.67 | 273.3875
2022-08-11 22:00 | 0 | 0.40566 | 0.68 | 219.6467
2022-08-11 23:00 | 0 | 0.33951 | 0.69 | 172.74
2022-08-12 | 0 | 0.29989 | 0.7 | 156.685
2022-08-12 01:00 | 0 | 0.30448 | 0.69 | 155.5192
2022-08-12 02:00 | 0 | 0.27621 | 0.69 | 140.1958
2022-08-12 03:00 | 0 | 0.28121 | 0.69 | 101.4725
2022-08-12 04:00 | 0 | 0.24747 | 0.68 | 102.4475
2022-08-12 05:00 | 0 | 0.25454 | 0.67 | 105.4767
2022-08-12 06:00 | 0 | 0.21278 | 0.6 | 140.8392
2022-08-12 07:00 | 0.030708 | 0.16611 | 0.62 | 173.1333
2022-08-12 08:00 | 0.26417 | 0.088702 | 0.55 | 215.495
2022-08-12 09:00 | 0.6608 | 0.056406 | 0.51 | 204.5108
2022-08-12 10:00 | 0.54244 | 0.15555 | 0.49 | 172.1875
2022-08-12 11:00 | 0.38086 | 0.1781 | 0.5 | 142.4783
2022-08-12 12:00 | 0.43122 | 0.25408 | 0.59 | 154.4967
2022-08-12 13:00 | 0.43046 | 0.38411 | 0.6 | 145.305
2022-08-12 14:00 | 0.40519 | 0.40239 | 0.63 | 158.5567
2022-08-12 15:00 | 0.36611 | 0.38505 | 0.65 | 194.3067
2022-08-12 16:00 | 0.26598 | 0.31225 | 0.64 | 251.3308
2022-08-12 17:00 | 0.10523 | 0.28892 | 0.63 | 266.12
2022-08-12 18:00 | 0 | 0.30478 | 0.63 | 299.7575
2022-08-12 19:00 | 0 | 0.24525 | 0.64 | 301.3275
2022-08-12 20:00 | 0 | 0.088294 | 0.6 | 274.2375
2022-08-12 21:00 | 0 | 0.22165 | 0.65 | 286.8817
2022-08-12 22:00 | 0 | 0.37771 | 0.7 | 237.8108
2022-08-12 23:00 | 0 | 0.3749 | 0.7 | 180.3417
2022-08-13 | 0 | 0.25778 | 0.68 | 185.875
2022-08-13 01:00 | 0 | 0.24257 | 0.68 | 198.1367
2022-08-13 02:00 | 0 | 0.23414 | 0.68 | 172.1883
2022-08-13 03:00 | 0 | 0.22668 | 0.69 | 153.5158
2022-08-13 04:00 | 0 | 0.20643 | 0.68 | 151.575
2022-08-13 05:00 | 0 | 0.2019 | 0.69 | 135.05
2022-08-13 06:00 | 0 | 0.16604 | 0.69 | 149.8233
2022-08-13 07:00 | 0.0072609 | 0.1134 | 0.67 | 150.3342
2022-08-13 08:00 | 0.14505 | 0.042668 | 0.62 | 154.0367
2022-08-13 09:00 | 0.32894 | 0.11415 | 0.62 | 156.1033
2022-08-13 10:00 | 0.37659 | 0.20132 | 0.57 | 217.93
2022-08-13 11:00 | 0.34952 | 0.31198 | 0.58 | 168.575
2022-08-13 12:00 | 0.2367 | 0.31553 | 0.59 | 70.5592
2022-08-13 13:00 | 0.2224 | 0.32075 | 0.6 | 57.5367
2022-08-13 14:00 | 0.18151 | 0.15786 | 0.6 | 68.8958
2022-08-13 15:00 | 0.12557 | 0.024349 | 0.6 | 100.5408
2022-08-13 16:00 | 0.35606 | 0.008873 | 0.61 | 123.6558
2022-08-13 17:00 | 0.19837 | 0.01876 | 0.65 | 128.3092
2022-08-13 18:00 | 0 | 0.008223 | 0.66 | 191.5125
2022-08-13 19:00 | 0 | 0.006437 | 0.66 | 284.6217
2022-08-13 20:00 | 0 | 0.028118 | 0.67 | 183.1217
2022-08-13 21:00 | 0 | 0.026249 | 0.7 | 259.93
2022-08-13 22:00 | 0 | 0.030267 | 0.7 | 229.6742
2022-08-13 23:00 | 0 | 0.024213 | 0.7 | 226.7833
2022-08-14 | 0 | 0.013981 | 0.71 | 196.8625
2022-08-14 01:00 | 0 | 0.013713 | 0.71 | 172.19
2022-08-14 02:00 | 0 | 0.020094 | 0.71 | 154.0608
2022-08-14 03:00 | 0 | 0.027694 | 0.7 | 130.6242
2022-08-14 04:00 | 0 | 0.036358 | 0.7 | 132.8383
2022-08-14 05:00 | 0 | 0.038222 | 0.71 | 116.8475
2022-08-14 06:00 | 0 | 0.047051 | 0.69 | 104.9825
2022-08-14 07:00 | 0.041524 | 0.032971 | 0.62 | 111.7842
2022-08-14 08:00 | 0.35507 | 0.006234 | 0.56 | 52.4683
2022-08-14 09:00 | 0.74313 | 0.00031 | 0.54 | 27.745
2022-08-14 10:00 | 0.84544 | 0.001432 | 0.53 | 20.14
2022-08-14 11:00 | 0.81071 | 0.000426 | 0.55 | -2.5392
2022-08-14 12:00 | 0.79718 | 0.045015 | 0.55 | -33.8542
2022-08-14 13:00 | 0.72851 | 0.066171 | 0.54 | -40.78
2022-08-14 14:00 | 0.84459 | 0.059895 | 0.5 | -41.4008
2022-08-14 15:00 | 0.87044 | 0.054237 | 0.52 | -29.93
2022-08-14 16:00 | 0.85407 | 0.04231 | 0.58 | 24.5808
2022-08-14 17:00 | 0.37477 | 0.058459 | 0.63 | 69.945
2022-08-14 18:00 | 0 | 0.085798 | 0.63 | 150.7608
2022-08-14 19:00 | 0 | 0.063297 | 0.64 | 180.1333
2022-08-14 20:00 | 0 | 0.038728 | 0.66 | 159.6675
2022-08-14 21:00 | 0 | 0.003328 | 0.68 | 204.3342
2022-08-14 22:00 | 0 | 0.005114 | 0.69 | 141.0825
2022-08-14 23:00 | 0 | 0.001931 | 0.69 | 146.0675
2022-08-15 | 0 | 0.003542 | 0.7 | 136.4308
2022-08-15 01:00 | 0 | 0.018828 | 0.7 | 141.9067
2022-08-15 02:00 | 0 | 0.018095 | 0.7 | 121.6942
2022-08-15 03:00 | 0 | 0.00687 | 0.7 | 86.9933
2022-08-15 04:00 | 0 | 0.003503 | 0.69 | 92.76
2022-08-15 05:00 | 0 | 0.063884 | 0.67 | 112.4592
2022-08-15 06:00 | 0 | 0.12804 | 0.66 | 156.635
2022-08-15 07:00 | 0.04807 | 0.1819 | 0.6 | 260.3133
2022-08-15 08:00 | 0.33941 | 0.14467 | 0.56 | 158.6258
2022-08-15 09:00 | 0.78363 | 0.045058 | 0.53 | 6.86
2022-08-15 10:00 | 0.86294 | 0.025792 | 0.55 | 2.0483
2022-08-15 11:00 | 0.85315 | 0.005286 | 0.57 | -28.485
2022-08-15 12:00 | 0.81906 | 0.004403 | 0.45 | -44.0175
2022-08-15 13:00 | 0.80262 | 0.022697 | 0.46 | -51.5117
2022-08-15 14:00 | 0.86418 | 0.048944 | 0.58 | -49.0092
2022-08-15 15:00 | 0.89204 | 0.05953 | 0.54 | -45.3475
2022-08-15 16:00 | 0.87495 | 0.071064 | 0.59 | 21.6483
2022-08-15 17:00 | 0.38428 | 0.10316 | 0.62 | 153.9342
2022-08-15 18:00 | 0 | 0.19127 | 0.63 | 278.4133
2022-08-15 19:00 | 0 | 0.18937 | 0.63 | 341.1175
2022-08-15 20:00 | 0 | 0.12492 | 0.64 | 265.8975
2022-08-15 21:00 | 0 | 0.03703 | 0.66 | 1748.7425
2022-08-15 22:00 | 0 | 0.003749 | 0.7 | 276.1042
2022-08-15 23:00 | 0 | 0.002315 | 0.7 | 257.705
2022-08-16 | 0 | 0.003674 | 0.71 | 144.6242
2022-08-16 01:00 | 0 | 0.014174 | 0.71 | 272.2575
2022-08-16 02:00 | 0 | 0.033823 | 0.71 | 240.0033
2022-08-16 03:00 | 0 | 0.021965 | 0.72 | 107.7867
2022-08-16 04:00 | 0 | 0.019841 | 0.71 | 110.445
2022-08-16 05:00 | 0 | 0.014223 | 0.69 | 188.7933
2022-08-16 06:00 | 0 | 0.021401 | 0.65 | 272.1992
2022-08-16 07:00 | 0.057364 | 0.003814 | 0.6 | 431.9567
2022-08-16 08:00 | 0.4383 | 0.032452 | 0.57 | 285.4483
2022-08-16 09:00 | 0.87545 | 0.002103 | 0.55 | 45.6083
2022-08-16 10:00 | 0.86897 | 0.02305 | 0.57 | 21.26
2022-08-16 11:00 | 0.84461 | 0.049469 | 0.46 | -43.5908
2022-08-16 12:00 | 0.83566 | 0.045911 | 0.63 | -53.8642
2022-08-16 13:00 | 0.84577 | 0.060138 | 0.6 | -78.085
2022-08-16 14:00 | 0.85031 | 0.11091 | 0.54 | -58.9742
2022-08-16 15:00 | 0.73664 | 0.29392 | 0.56 | -2.0458
2022-08-16 16:00 | 0.76207 | 0.35928 | 0.6 | 63.3533
2022-08-16 17:00 | 0.25053 | 0.1774 | 0.63 | 134.0092
2022-08-16 18:00 | 0 | 0.10438 | 0.62 | 342.2267
2022-08-16 19:00 | 0 | 0.090641 | 0.61 | 425.7608
2022-08-16 20:00 | 0 | 0.299 | 0.64 | 212.6633
2022-08-16 21:00 | 0 | 0.85708 | 0.66 | 290.3992
2022-08-16 22:00 | 0 | 0.90983 | 0.68 | 255.8375
2022-08-16 23:00 | 0 | 0.8999 | 0.68 | 259.3667
2022-08-17 | 0 | 0.90272 | 0.68 | 228.1117
2022-08-17 01:00 | 0 | 0.91207 | 0.7 | 210.5942
2022-08-17 02:00 | 0 | 0.8975 | 0.69 | 236.8675
2022-08-17 03:00 | 0 | 0.92141 | 0.69 | 163.4083
2022-08-17 04:00 | 0 | 0.89929 | 0.68 | 108.25
2022-08-17 05:00 | 0 | 0.88707 | 0.67 | 132.1808
2022-08-17 06:00 | 0 | 0.89576 | 0.65 | 159.1117
2022-08-17 07:00 | 0.061326 | 0.88543 | 0.61 | 265.8458
2022-08-17 08:00 | 0.43787 | 0.32376 | 0.58 | 192.7708
2022-08-17 09:00 | 0.89826 | 0.53656 | 0.56 | 33.9658
2022-08-17 10:00 | 0.89046 | 0.6647 | 0.58 | -19.3042
2022-08-17 11:00 | 0.87834 | 0.7238 | 0.61 | -42.9508
2022-08-17 12:00 | 0.85679 | 0.6352 | 0.6 | -59.1108
2022-08-17 13:00 | 0.86113 | 0.53245 | 0.6 | -65.65
2022-08-17 14:00 | 0.87911 | 0.53395 | 0.58 | -57.3292
2022-08-17 15:00 | 0.89119 | 0.47344 | 0.54 | -46.8767
2022-08-17 16:00 | 0.86249 | 0.4914 | 0.56 | -8.7667
2022-08-17 17:00 | 0.38594 | 0.33965 | 0.63 | 77.5167
2022-08-17 18:00 | 0 | 0.29534 | 0.63 | 195.17
2022-08-17 19:00 | 0 | 0.39725 | 0.64 | 227.12
2022-08-17 20:00 | 0 | 0.52308 | 0.7 | 167.1842
2022-08-17 21:00 | 0 | 0.50016 | 0.67 | 252.0842
2022-08-17 22:00 | 0 | 0.44209 | 0.65 | 169.0908
2022-08-17 23:00 | 0 | 0.4499 | 0.68 | 138.3008
2022-08-18 | 0 | 0.40249 | 0.68 | 137.9042
2022-08-18 01:00 | 0 | 0.35147 | 0.7 | 137.67
2022-08-18 02:00 | 0 | 0.29295 | 0.69 | 126.63
2022-08-18 03:00 | 0 | 0.22569 | 0.69 | 121.6742
2022-08-18 04:00 | 0 | 0.16282 | 0.69 | 105.2558
2022-08-18 05:00 | 0 | 0.22465 | 0.68 | 125.2475
2022-08-18 06:00 | 0 | 0.21546 | 0.65 | 238.3333
2022-08-18 07:00 | 0.070134 | 0.17434 | 0.6 | 221.0308
2022-08-18 08:00 | 0.44021 | 0.10649 | 0.55 | 122.865
2022-08-18 09:00 | 0.85037 | 0.004542 | 0.55 | 2.9242
2022-08-18 10:00 | 0.85676 | 0.001699 | 0.58 | -27.7042
2022-08-18 11:00 | 0.83535 | 0.001397 | 0.63 | -47.8633
2022-08-18 12:00 | 0.83293 | 0.001669 | 0.49 | -58.1875
2022-08-18 13:00 | 0.83323 | 0.006392 | 0.6 | -56.9858
2022-08-18 14:00 | 0.85087 | 0.018875 | 0.59 | -51.4158
2022-08-18 15:00 | 0.86956 | 0.030039 | 0.49 | -44.4425
2022-08-18 16:00 | 0.84055 | 0.062213 | 0.59 | -11.3
2022-08-18 17:00 | 0.37459 | 0.1289 | 0.64 | 98.2017
2022-08-18 18:00 | 0 | 0.15641 | 0.63 | 257.2092
2022-08-18 19:00 | 0 | 0.15021 | 0.6 | 304.4083
2022-08-18 20:00 | 0 | 0.17614 | 0.64 | 213.885
2022-08-18 21:00 | 0 | 0.15725 | 0.67 | 152.1817
2022-08-18 22:00 | 0 | 0.19174 | 0.69 | 154.4242
2022-08-18 23:00 | 0 | 0.15446 | 0.7 | 216.2825
2022-08-19 | 0 | 0.14431 | 0.7 | 150.685
2022-08-19 01:00 | 0 | 0.13752 | 0.7 | 133.0142
2022-08-19 02:00 | 0 | 0.11837 | 0.71 | 103.0142
2022-08-19 03:00 | 0 | 0.059642 | 0.7 | 90.0117
2022-08-19 04:00 | 0 | 0.049542 | 0.69 | 62.4367
2022-08-19 05:00 | 0 | 0.034756 | 0.67 | 78.2133
2022-08-19 06:00 | 0 | 0.040941 | 0.64 | 88.5258
2022-08-19 07:00 | 0.073779 | 0.051673 | 0.58 | 176.5358
2022-08-19 08:00 | 0.44068 | 0.07361 | 0.54 | 89.6475
2022-08-19 09:00 | 0.84618 | 0.036074 | 0.54 | 15.8392
2022-08-19 10:00 | 0.85657 | 0.09891 | 0.6 | -22.91
2022-08-19 11:00 | 0.85961 | 0.11224 | 0.63 | -52.0083
2022-08-19 12:00 | 0.846 | 0.12033 | 0.64 | -76.195
2022-08-19 13:00 | 0.84232 | 0.10561 | 0.6 | -77.3375
2022-08-19 14:00 | 0.86431 | 0.084608 | 0.59 | -91.9592
2022-08-19 15:00 | 0.87152 | 0.054171 | 0.5 | -57.7292
2022-08-19 16:00 | 0.85283 | 0.041925 | 0.58 | 33.9308
2022-08-19 17:00 | 0.37307 | 0.036065 | 0.62 | 82.3633
2022-08-19 18:00 | 0 | 0.039053 | 0.61 | 234.7367
2022-08-19 19:00 | 0 | 0.025174 | 0.62 | 197.2092
2022-08-19 20:00 | 0 | 0.046037 | 0.61 | 145.1592
2022-08-19 21:00 | 0 | 0.1453 | 0.63 | 147.1408
2022-08-19 22:00 | 0 | 0.18043 | 0.63 | 146.1992
2022-08-19 23:00 | 0 | 0.11589 | 0.64 | 163.7675
2022-08-20 | 0 | 0.081172 | 0.66 | 174.2025
2022-08-20 01:00 | 0 | 0.047344 | 0.68 | 123.4425
2022-08-20 02:00 | 0 | 0.096271 | 0.68 | 123.2967
2022-08-20 03:00 | 0 | 0.14949 | 0.67 | 72.6025
2022-08-20 04:00 | 0 | 0.32206 | 0.68 | 51.4567
2022-08-20 05:00 | 0 | 0.47163 | 0.68 | 84.7217
2022-08-20 06:00 | 0 | 0.62194 | 0.67 | 109.5992
2022-08-20 07:00 | 0.080402 | 0.69955 | 0.6 | 141.7575
2022-08-20 08:00 | 0.43913 | 0.45456 | 0.54 | 57.0325
2022-08-20 09:00 | 0.87176 | 0.30997 | 0.52 | -10.7708
2022-08-20 10:00 | 0.87619 | 0.29855 | 0.56 | -19.3692
2022-08-20 11:00 | 0.85888 | 0.23926 | 0.6 | -44.5517
2022-08-20 12:00 | 0.8344 | 0.17654 | 0.63 | -53.2558
2022-08-20 13:00 | 0.83989 | 0.13082 | 0.61 | -56.6333
2022-08-20 14:00 | 0.86328 | 0.1161 | 0.58 | -54.2767
2022-08-20 15:00 | 0.88526 | 0.08623 | 0.53 | -42.0108
2022-08-20 16:00 | 0.85888 | 0.070151 | 0.6 | 21.1367
2022-08-20 17:00 | 0.38532 | 0.11983 | 0.64 | 137.7525
2022-08-20 18:00 | 0 | 0.20471 | 0.63 | 255.3242
2022-08-20 19:00 | 0 | 0.2739 | 0.6 | 261.7508
2022-08-20 20:00 | 0 | 0.3552 | 0.64 | 259.0992
2022-08-20 21:00 | 0 | 0.34796 | 0.65 | 269.6517
2022-08-20 22:00 | 0 | 0.41153 | 0.66 | 253.72
2022-08-20 23:00 | 0 | 0.51355 | 0.66 | 215.4975
2022-08-21 | 0 | 0.63558 | 0.66 | 254.3808
2022-08-21 01:00 | 0 | 0.61983 | 0.7 | 281.4
2022-08-21 02:00 | 0 | 0.71302 | 0.7 | 242.785
2022-08-21 03:00 | 0 | 0.80477 | 0.66 | 199.705
2022-08-21 04:00 | 0 | 0.81492 | 0.67 | 182.8933
2022-08-21 05:00 | 0 | 0.80294 | 0.67 | 151.2742
2022-08-21 06:00 | 0 | 0.83248 | 0.7 | 208.43
2022-08-21 07:00 | 0.085664 | 0.75826 | 0.59 | 156.0475
2022-08-21 08:00 | 0.46221 | 0.4816 | 0.53 | 36.2208
2022-08-21 09:00 | 0.8901 | 0.39245 | 0.52 | -15.3633
2022-08-21 10:00 | 0.88824 | 0.3465 | 0.53 | -22.4833
2022-08-21 11:00 | 0.86616 | 0.24884 | 0.53 | -30.3142
2022-08-21 12:00 | 0.8432 | 0.15303 | 0.56 | -34.3067
2022-08-21 13:00 | 0.82945 | 0.1302 | 0.56 | -44.1583
2022-08-21 14:00 | 0.86494 | 0.12384 | 0.46 | -43.5767
2022-08-21 15:00 | 0.86806 | 0.12442 | 0.54 | -8.6758
2022-08-21 16:00 | 0.80708 | 0.13315 | 0.59 | 38.6958
2022-08-21 17:00 | 0.34441 | 0.1146 | 0.63 | 110.8025
2022-08-21 18:00 | 0 | 0.13544 | 0.63 | 163.0658
2022-08-21 19:00 | 0 | 0.26861 | 0.61 | 174.8792
2022-08-21 20:00 | 0 | 0.39456 | 0.62 | 146.535
2022-08-21 21:00 | 0 | 0.36255 | 0.65 | 147.39
2022-08-21 22:00 | 0 | 0.40039 | 0.7 | 133.3042
2022-08-21 23:00 | 0 | 0.49661 | 0.67 | 134.3458
2022-08-22 | 0 | 0.60552 | 0.67 | 98.6467
2022-08-22 01:00 | 0 | 0.64118 | 0.68 | 84.3083
2022-08-22 02:00 | 0 | 0.60684 | 0.68 | 77.8742
2022-08-22 03:00 | 0 | 0.60367 | 0.68 | 63.6108
2022-08-22 04:00 | 0 | 0.65443 | 0.69 | 70.9408
2022-08-22 05:00 | 0 | 0.64232 | 0.67 | 86.4217
2022-08-22 06:00 | 0 | 0.55028 | 0.64 | 121.3625
2022-08-22 07:00 | 0.08321 | 0.52054 | 0.6 | 234.3567
2022-08-22 08:00 | 0.43674 | 0.23333 | 0.6 | 144.8867
2022-08-22 09:00 | 0.8704 | 0.22854 | 0.53 | 48.47
2022-08-22 10:00 | 0.77723 | 0.56335 | 0.54 | 20.4958
2022-08-22 11:00 | 0.71894 | 0.51431 | 0.48 | 16.6692
2022-08-22 12:00 | 0.72694 | 0.42903 | 0.6 | 41.5567
2022-08-22 13:00 | 0.58985 | 0.38693 | 0.58 | 39.0708
2022-08-22 14:00 | 0.53213 | 0.36589 | 0.6 | 21.8233
2022-08-22 15:00 | 0.40065 | 0.38632 | 0.62 | 83.9567
2022-08-22 16:00 | 0.46998 | 0.37796 | 0.63 | 130.35
2022-08-22 17:00 | 0.18697 | 0.3699 | 0.64 | 175.6608
2022-08-22 18:00 | 0 | 0.46301 | 0.63 | 248.6625
2022-08-22 19:00 | 0 | 0.45716 | 0.6 | 296.2333
2022-08-22 20:00 | 0 | 0.37676 | 0.65 | 169.2558
2022-08-22 21:00 | 0 | 0.35223 | 0.67 | 163.0158
2022-08-22 22:00 | 0 | 0.31125 | 0.67 | 159.8158
2022-08-22 23:00 | 0 | 0.31731 | 0.68 | 143.1767
2022-08-23 | 0 | 0.31624 | 0.69 | 120.2675
2022-08-23 01:00 | 0 | 0.26449 | 0.69 | 99.2633
2022-08-23 02:00 | 0 | 0.19481 | 0.7 | 75.24
2022-08-23 03:00 | 0 | 0.1525 | 0.7 | 58.8292
2022-08-23 04:00 | 0 | 0.1372 | 0.7 | 44.6575
2022-08-23 05:00 | 0 | 0.0882 | 0.69 | 102.7625
2022-08-23 06:00 | 0 | 0.069615 | 0.66 | 125.9158
2022-08-23 07:00 | 0.089156 | 0.050735 | 0.6 | 162.9992
2022-08-23 08:00 | 0.51672 | 0.019203 | 0.57 | 162.4917
2022-08-23 09:00 | 0.86112 | 0.052524 | 0.53 | 9.015
2022-08-23 10:00 | 0.85621 | 0.10746 | 0.55 | 14.0742
2022-08-23 11:00 | 0.81763 | 0.11606 | 0.6 | -15.9917
2022-08-23 12:00 | 0.70254 | 0.11472 | 0.57 | -46.7617
2022-08-23 13:00 | 0.5045 | 0.1369 | 0.56 | -16.8808
2022-08-23 14:00 | 0.58568 | 0.16632 | 0.57 | 29.6408
2022-08-23 15:00 | 0.57429 | 0.19044 | 0.6 | 91.1483
2022-08-23 16:00 | 0.36238 | 0.23845 | 0.63 | 184.8008
2022-08-23 17:00 | 0.14862 | 0.13667 | 0.6 | 183.5042
2022-08-23 18:00 | 0 | 0.14431 | 0.6 | 284.09
2022-08-23 19:00 | 0 | 0.15196 | 0.61 | 330.9092
2022-08-23 20:00 | 0 | 0.20672 | 0.63 | 270.705
2022-08-23 21:00 | 0 | 0.27558 | 0.66 | 232.52
2022-08-23 22:00 | 0 | 0.16123 | 0.66 | 170.0408
2022-08-23 23:00 | 0 | 0.63462 | 0.67 | 182.3742
2022-08-24 | 0 | 0.92132 | 0.67 | 146.3867
2022-08-24 01:00 | 0 | 0.91784 | 0.67 | 144.815
2022-08-24 02:00 | 0 | 0.8941 | 0.67 | 135.93
2022-08-24 03:00 | 0 | 0.91275 | 0.67 | 98.8567
2022-08-24 04:00 | 0 | 0.90431 | 0.66 | 68.1117
2022-08-24 05:00 | 0 | 0.90362 | 0.63 | 87.045
2022-08-24 06:00 | 0 | 0.92453 | 0.62 | 143.7108
2022-08-24 07:00 | 0.095034 | 0.90568 | 0.58 | 205.6642
2022-08-24 08:00 | 0.55048 | 0.91549 | 0.55 | 197.7233
2022-08-24 09:00 | 0.95669 | 0.90221 | 0.54 | -35.0075
2022-08-24 10:00 | 0.96041 | 0.90237 | 0.44 | -36.0567
2022-08-24 11:00 | 0.93755 | 0.90477 | 0.37 | -51.8975
2022-08-24 12:00 | 0.92138 | 0.89012 | 0.61 | -73.0875
2022-08-24 13:00 | 0.92209 | 0.88127 | 0.59 | -60.2525
2022-08-24 14:00 | 0.93499 | 0.86581 | 0.46 | -49.7717
2022-08-24 15:00 | 0.95021 | 0.8293 | 0.53 | -41.7092
2022-08-24 16:00 | 0.92427 | 0.80084 | 0.54 | -6.5433
2022-08-24 17:00 | 0.41064 | 0.68572 | 0.62 | 89.1517
2022-08-24 18:00 | 0 | 0.5665 | 0.61 | 206.7017
2022-08-24 19:00 | 0 | 0.60434 | 0.61 | 242.9025
2022-08-24 20:00 | 0 | 0.60391 | 0.62 | 182.845
2022-08-24 21:00 | 0 | 0.67707 | 0.65 | 181.2633
2022-08-24 22:00 | 0 | 0.70808 | 0.65 | 209.375
2022-08-24 23:00 | 0 | 0.81664 | 0.65 | 178.7725
2022-08-25 | 0 | 0.88331 | 0.65 | 152.7992
2022-08-25 01:00 | 0 | 0.90012 | 0.6 | 101.6817
2022-08-25 02:00 | 0 | 0.89854 | 0.65 | 142.2833
2022-08-25 03:00 | 0 | 0.87105 | 0.65 | 141.8917
2022-08-25 04:00 | 0 | 0.78864 | 0.7 | 145.3975
2022-08-25 05:00 | 0 | 0.76007 | 0.65 | 177.0192
2022-08-25 06:00 | 0 | 0.65251 | 0.63 | 213.7867
2022-08-25 07:00 | 0.086871 | 0.63961 | 0.56 | 289.585
2022-08-25 08:00 | 0.55628 | 0.31588 | 0.54 | 245.435
2022-08-25 09:00 | 0.94193 | 0.25672 | 0.53 | 45.6833
2022-08-25 10:00 | 0.93657 | 0.12126 | 0.53 | -16.1883
2022-08-25 11:00 | 0.90244 | 0.030567 | 0.56 | -16.4225
2022-08-25 12:00 | 0.88651 | 0.009203 | 0.58 | -42.8075
2022-08-25 13:00 | 0.88726 | 0.012631 | 0.56 | -50.3783
2022-08-25 14:00 | 0.90145 | 0.017682 | 0.55 | -45.8825
2022-08-25 15:00 | 0.92529 | 0.025176 | 0.55 | -28.9975
2022-08-25 16:00 | 0.88457 | 0.034906 | 0.6 | 110.0292
2022-08-25 17:00 | 0.39806 | 0.046629 | 0.62 | 199.0633
2022-08-25 18:00 | 0 | 0.059601 | 0.61 | 263.7283
2022-08-25 19:00 | 0 | 0.075481 | 0.61 | 311.255
2022-08-25 20:00 | 0 | 0.06589 | 0.62 | 284.2108
2022-08-25 21:00 | 0 | 0.062394 | 0.65 | 284.6758
2022-08-25 22:00 | 0 | 0.065164 | 0.66 | 253.5992
2022-08-25 23:00 | 0 | 0.057603 | 0.67 | 221.7375
2022-08-26 | 0 | 0.05142 | 0.67 | 209.345
2022-08-26 01:00 | 0 | 0.048956 | 0.67 | 239.6658
2022-08-26 02:00 | 0 | 0.065328 | 0.67 | 184.63
2022-08-26 03:00 | 0 | 0.099146 | 0.69 | 163.1242
2022-08-26 04:00 | 0 | 0.15471 | 0.69 | 187.6767
2022-08-26 05:00 | 0 | 0.19063 | 0.66 | 230.2825
2022-08-26 06:00 | 0 | 0.21176 | 0.6 | 205.2383
2022-08-26 07:00 | 0.10374 | 0.19075 | 0.59 | 269.32
2022-08-26 08:00 | 0.59724 | 0.15608 | 0.54 | 257.9875
2022-08-26 09:00 | 0.89548 | 0.035324 | 0.53 | 68.9483
2022-08-26 10:00 | 0.89899 | 0.08758 | 0.54 | 2.8558
2022-08-26 11:00 | 0.88914 | 0.12413 | 0.53 | -27.3692
2022-08-26 12:00 | 0.87922 | 0.12289 | 0.45 | 14.0375
2022-08-26 13:00 | 0.87046 | 0.11982 | 0.56 | 2.1567
2022-08-26 14:00 | 0.8914 | 0.12391 | 0.57 | 13.815
2022-08-26 15:00 | 0.89122 | 0.17487 | 0.6 | 31.0658
2022-08-26 16:00 | 0.83534 | 0.2326 | 0.63 | 82.0058
2022-08-26 17:00 | 0.35262 | 0.36636 | 0.63 | 202.2575
2022-08-26 18:00 | 0 | 0.58108 | 0.63 | 252.5325
2022-08-26 19:00 | 0 | 0.64378 | 0.6 | 268.0908
2022-08-26 20:00 | 0 | 0.56726 | 0.64 | 222.6733
2022-08-26 21:00 | 0 | 0.55908 | 0.66 | 223.4175
2022-08-26 22:00 | 0 | 0.62011 | 0.66 | 202.9417
2022-08-26 23:00 | 0 | 0.6747 | 0.67 | 213.5583
2022-08-27 | 0 | 0.70079 | 0.66 | 196.1767
2022-08-27 01:00 | 0 | 0.76667 | 0.67 | 180.7992
2022-08-27 02:00 | 0 | 0.76531 | 0.67 | 166.2317
2022-08-27 03:00 | 0 | 0.74757 | 0.66 | 142.415
2022-08-27 04:00 | 0 | 0.76926 | 0.67 | 137.2892
2022-08-27 05:00 | 0 | 0.78278 | 0.66 | 142.2958
2022-08-27 06:00 | 0 | 0.79358 | 0.64 | 133.6683
2022-08-27 07:00 | 0.056579 | 0.80919 | 0.58 | 136.5408
2022-08-27 08:00 | 0.48022 | 0.36367 | 0.53 | 76.305
2022-08-27 09:00 | 0.88031 | 0.56959 | 0.52 | 15.5708
2022-08-27 10:00 | 0.89541 | 0.8158 | 0.53 | 21.2142
2022-08-27 11:00 | 0.7662 | 0.63563 | 0.53 | 6.8717
2022-08-27 12:00 | 0.69466 | 0.45912 | 0.54 | 12.1542
2022-08-27 13:00 | 0.64724 | 0.36222 | 0.57 | 4.8158
2022-08-27 14:00 | 0.70133 | 0.36163 | 0.61 | 27.1642
2022-08-27 15:00 | 0.68702 | 0.42704 | 0.61 | 77.93
2022-08-27 16:00 | 0.58886 | 0.56153 | 0.64 | 102.3717
2022-08-27 17:00 | 0.29507 | 0.75532 | 0.61 | 123.2942
2022-08-27 18:00 | 0 | 0.85769 | 0.62 | 145.4967
2022-08-27 19:00 | 0 | 0.89206 | 0.62 | 151.5475
2022-08-27 20:00 | 0 | 0.79933 | 0.62 | 105.9775
2022-08-27 21:00 | 0 | 0.75728 | 0.65 | 110.5967
2022-08-27 22:00 | 0 | 0.74931 | 0.67 | 107.1458
2022-08-27 23:00 | 0 | 0.78076 | 0.67 | 118.7075
2022-08-28 | 0 | 0.82627 | 0.7 | 109.2567
2022-08-28 01:00 | 0 | 0.84044 | 0.67 | 100.5042
2022-08-28 02:00 | 0 | 0.84707 | 0.68 | 108.7383
2022-08-28 03:00 | 0 | 0.8447 | 0.68 | 96.19
2022-08-28 04:00 | 0 | 0.87002 | 0.68 | 87.51
2022-08-28 05:00 | 0 | 0.85322 | 0.66 | 60.5492
2022-08-28 06:00 | 0 | 0.83719 | 0.64 | 69.1667
2022-08-28 07:00 | 0.081568 | 0.78297 | 0.59 | 87.5925
2022-08-28 08:00 | 0.72727 | 0.34854 | 0.6 | 64.1692
2022-08-28 09:00 | 0.88414 | 0.65453 | 0.54 | 30.0983
2022-08-28 10:00 | 0.866 | 0.78397 | 0.54 | 32.355
2022-08-28 11:00 | 0.80433 | 0.61455 | 0.45 | 14.0125
2022-08-28 12:00 | 0.67188 | 0.49473 | 0.44 | -28.6967
2022-08-28 13:00 | 0.57117 | 0.46525 | 0.54 | -25.6758
2022-08-28 14:00 | 0.31837 | 0.47909 | 0.54 | 5.005
2022-08-28 15:00 | 0.21021 | 0.52887 | 0.58 | 52.3767
2022-08-28 16:00 | 0.26005 | 0.5983 | 0.61 | 68.245
2022-08-28 17:00 | 0.18965 | 0.64922 | 0.62 | 159.8958
2022-08-28 18:00 | 0 | 0.69227 | 0.62 | 170.0833
2022-08-28 19:00 | 0 | 0.7482 | 0.6 | 156.99
2022-08-28 20:00 | 0 | 0.54879 | 0.63 | 132.2742
2022-08-28 21:00 | 0 | 0.67033 | 0.64 | 131.2192
2022-08-28 22:00 | 0 | 0.66836 | 0.64 | 133.6042
2022-08-28 23:00 | 0 | 0.66071 | 0.64 | 128.3817
2022-08-29 | 0 | 0.61857 | 0.65 | 112.7625
2022-08-29 01:00 | 0 | 0.61055 | 0.65 | 112.1183
2022-08-29 02:00 | 0 | 0.68757 | 0.65 | 105.9342
2022-08-29 03:00 | 0 | 0.74843 | 0.65 | 99.1017
2022-08-29 04:00 | 0 | 0.81966 | 0.66 | 92.3675
2022-08-29 05:00 | 0 | 0.82587 | 0.65 | 116.805
2022-08-29 06:00 | 0 | 0.80451 | 0.62 | 119.2675
2022-08-29 07:00 | 0.09634 | 0.72159 | 0.6 | 155.6125
2022-08-29 08:00 | 0.77046 | 0.41999 | 0.58 | 151.2817
2022-08-29 09:00 | 0.65025 | 0.83576 | 0.56 | 127.4925
2022-08-29 10:00 | 0.65711 | 0.86761 | 0.6 | 113.5517
2022-08-29 11:00 | 0.59141 | 0.78046 | 0.54 | 100.5075
2022-08-29 12:00 | 0.63946 | 0.72505 | 0.55 | 38.6075
2022-08-29 13:00 | 0.62327 | 0.65989 | 0.57 | 79.9292
2022-08-29 14:00 | 0.63182 | 0.67896 | 0.59 | 134.6383
2022-08-29 15:00 | 0.4804 | 0.72499 | 0.62 | 132.8733
2022-08-29 16:00 | 0.39845 | 0.74218 | 0.62 | 192.4817
2022-08-29 17:00 | 0.14014 | 0.57457 | 0.63 | 164.6283
2022-08-29 18:00 | 0 | 0.34858 | 0.6 | 184.1075
2022-08-29 19:00 | 0 | 0.34836 | 0.63 | 169.075
2022-08-29 20:00 | 0 | 0.3869 | 0.64 | 135.8783
2022-08-29 21:00 | 0 | 0.51818 | 0.66 | 132.6967
2022-08-29 22:00 | 0 | 0.51635 | 0.66 | 125.8325
2022-08-29 23:00 | 0 | 0.5076 | 0.67 | 108.2925
2022-08-30 | 0 | 0.37799 | 0.67 | 100.7558
2022-08-30 01:00 | 0 | 0.38068 | 0.67 | 104.1625
2022-08-30 02:00 | 0 | 0.50052 | 0.68 | 77.1808
2022-08-30 03:00 | 0 | 0.57546 | 0.69 | 91.1008
2022-08-30 04:00 | 0 | 0.65095 | 0.68 | 102.5433
2022-08-30 05:00 | 0 | 0.637 | 0.7 | 113.1067
2022-08-30 06:00 | 0 | 0.53215 | 0.66 | 143.0417
2022-08-30 07:00 | 0.020176 | 0.46333 | 0.66 | 137.9775
2022-08-30 08:00 | 0.049325 | 0.19398 | 0.66 | 192.8225
2022-08-30 09:00 | 0.11169 | 0.14701 | 0.6 | 139.1125
2022-08-30 10:00 | 0.18371 | 0.20781 | 0.64 | 163.19
2022-08-30 11:00 | 0.22904 | 0.24879 | 0.61 | 175.4083
2022-08-30 12:00 | 0.34293 | 0.082521 | 0.64 | 98.5333
2022-08-30 13:00 | 0.29026 | 0.006165 | 0.61 | 166.2608
2022-08-30 14:00 | 0.18456 | 0.000676 | 0.67 | 196.1475
2022-08-30 15:00 | 0.068331 | 0.020479 | 0.68 | 253.5683
2022-08-30 16:00 | 0.045739 | 0.043998 | 0.7 | 174.7442
2022-08-30 17:00 | 0.017335 | 0.028955 | 0.65 | 112.6158
2022-08-30 18:00 | 0 | 0.047932 | 0.64 | 166.7592
2022-08-30 19:00 | 0 | 0.064125 | 0.65 | 202.0008
2022-08-30 20:00 | 0 | 0.089554 | 0.66 | 177.36
2022-08-30 21:00 | 0 | 0.082885 | 0.69 | 229.4092
2022-08-30 22:00 | 0 | 0.042899 | 0.69 | 208.6675
2022-08-30 23:00 | 0 | 0.040346 | 0.71 | 196.7167
2022-08-31 | 0 | 0.058825 | 0.71 | 187.8258
2022-08-31 01:00 | 0 | 0.071797 | 0.72 | 178.8808
2022-08-31 02:00 | 0 | 0.063325 | 0.72 | 155.0392
2022-08-31 03:00 | 0 | 0.057208 | 0.7 | 151.0833
2022-08-31 04:00 | 0 | 0.084302 | 0.72 | 126.405
2022-08-31 05:00 | 0 | 0.090292 | 0.71 | 133.7858
2022-08-31 06:00 | 0 | 0.08277 | 0.67 | 174.7067
2022-08-31 07:00 | 0.033569 | 0.091617 | 0.64 | 231.3133
2022-08-31 08:00 | 0.20167 | 0.062314 | 0.63 | 199.7342
2022-08-31 09:00 | 0.40601 | 0.046733 | 0.6 | 99.0083
2022-08-31 10:00 | 0.60564 | 0.076715 | 0.58 | 46.7533
2022-08-31 11:00 | 0.61827 | 0.061602 | 0.57 | 12.2058
2022-08-31 12:00 | 0.75428 | 0.047941 | 0.58 | 35.2192
2022-08-31 13:00 | 0.661 | 0.037726 | 0.58 | 50.93
2022-08-31 14:00 | 0.72218 | 0.035378 | 0.61 | 84.2133
2022-08-31 15:00 | 0.81263 | 0.034764 | 0.62 | 103.6225
2022-08-31 16:00 | 0.66595 | 0.030392 | 0.65 | 106.9283
2022-08-31 17:00 | 0.29107 | 0.041131 | 0.65 | 132.6933
2022-08-31 18:00 | 0 | 0.070813 | 0.65 | 238.0175
2022-08-31 19:00 | 0 | 0.11611 | 0.66 | 280.045
2022-08-31 20:00 | 0 | 0.20082 | 0.67 | 222.0242
2022-08-31 21:00 | 0 | 0.20924 | 0.7 | 162.6075
2022-08-31 22:00 | 0 | 0.20332 | 0.7 | 167.345
2022-08-31 23:00 | 0 | 0.29115 | 0.71 | 160.2075
2022-09-01 | 0 | 0.25775 | 0.72 | 154.435
2022-09-01 01:00 | 0 | 0.29225 | 0.72 | 144.01
2022-09-01 02:00 | 0 | 0.2663 | 0.72 | 153.7033
2022-09-01 03:00 | 0 | 0.35631 | 0.72 | 150.32
2022-09-01 04:00 | 0 | 0.36817 | 0.72 | 151.865
2022-09-01 05:00 | 0 | 0.38406 | 0.7 | 177.3217
2022-09-01 06:00 | 0 | 0.43466 | 0.65 | 205.4675
2022-09-01 07:00 | 0.06273 | 0.4218 | 0.61 | 182.9517
2022-09-01 08:00 | 0.3476 | 0.24005 | 0.54 | 153.4733
2022-09-01 09:00 | 0.41004 | 0.3403 | 0.58 | 31.745
2022-09-01 10:00 | 0.40325 | 0.29768 | 0.57 | 34.1833
2022-09-01 11:00 | 0.63469 | 0.23552 | 0.48 | 69.615
2022-09-01 12:00 | 0.49033 | 0.19568 | 0.56 | 82.6025
2022-09-01 13:00 | 0.61622 | 0.16328 | 0.51 | 49.7242
2022-09-01 14:00 | 0.52605 | 0.16422 | 0.58 | 119.7542
2022-09-01 15:00 | 0.54157 | 0.18618 | 0.54 | 89.6667
2022-09-01 16:00 | 0.60224 | 0.18416 | 0.61 | 108.3858
2022-09-01 17:00 | 0.18124 | 0.16797 | 0.64 | 132.1275
2022-09-01 18:00 | 0 | 0.24206 | 0.65 | 190.9417
2022-09-01 19:00 | 0 | 0.30889 | 0.65 | 221.5583
2022-09-01 20:00 | 0 | 0.31536 | 0.67 | 159.8733
2022-09-01 21:00 | 0 | 0.36801 | 0.69 | 170.2583
2022-09-01 22:00 | 0 | 0.39337 | 0.7 | 164.7133
2022-09-01 23:00 | 0 | 0.52416 | 0.71 | 177.1275
2022-09-02 | 0 | 0.61003 | 0.72 | 149.4958
2022-09-02 01:00 | 0 | 0.5583 | 0.72 | 148.2417
2022-09-02 02:00 | 0 | 0.45308 | 0.7 | 143.8583
2022-09-02 03:00 | 0 | 0.32434 | 0.7 | 118.0425
2022-09-02 04:00 | 0 | 0.33499 | 0.72 | 101.1617
2022-09-02 05:00 | 0 | 0.35161 | 0.7 | 107.2583
2022-09-02 06:00 | 0 | 0.37172 | 0.68 | 142.8092
2022-09-02 07:00 | 0.085341 | 0.35418 | 0.7 | 158.425
2022-09-02 08:00 | 0.4623 | 0.39174 | 0.67 | 164.8883
2022-09-02 09:00 | 0.6955 | 0.36057 | 0.65 | 151.1208
2022-09-02 10:00 | 0.52054 | 0.27008 | 0.65 | 175.4475
2022-09-02 11:00 | 0.52106 | 0.28671 | 0.64 | 259.2733
2022-09-02 12:00 | 0.50586 | 0.3063 | 0.6 | 136.145
2022-09-02 13:00 | 0.46307 | 0.33028 | 0.66 | 148.97
2022-09-02 14:00 | 0.44381 | 0.53585 | 0.66 | 115.15
2022-09-02 15:00 | 0.23209 | 0.71009 | 0.67 | 130.0125
2022-09-02 16:00 | 0.15877 | 0.83508 | 0.67 | 228.7367
2022-09-02 17:00 | 0.024812 | 0.85311 | 0.67 | 191.6683
2022-09-02 18:00 | 0 | 0.84779 | 0.66 | 207.6225
2022-09-02 19:00 | 0 | 0.80876 | 0.65 | 270.9117
2022-09-02 20:00 | 0 | 0.5357 | 0.67 | 187.0908
2022-09-02 21:00 | 0 | 0.52508 | 0.68 | 168.4317
2022-09-02 22:00 | 0 | 0.47755 | 0.71 | 162.8892
2022-09-02 23:00 | 0 | 0.66421 | 0.71 | 268.7808
2022-09-03 | 0 | 0.88925 | 0.71 | 249.5683
2022-09-03 01:00 | 0 | 0.74775 | 0.73 | 218.3
2022-09-03 02:00 | 0 | 0.20233 | 0.7 | 160.2008
2022-09-03 03:00 | 0 | 0.037044 | 0.73 | 157.395
2022-09-03 04:00 | 0 | 0.038491 | 0.72 | 142.3975
2022-09-03 05:00 | 0 | 0.023631 | 0.7 | 130.8558
2022-09-03 06:00 | 0 | 0.12752 | 0.71 | 160.2233
2022-09-03 07:00 | 0.041555 | 0.6953 | 0.69 | 189.9192
2022-09-03 08:00 | 0.22649 | 0.75229 | 0.67 | 195.02
2022-09-03 09:00 | 0.47127 | 0.72778 | 0.64 | 351.6792
2022-09-03 10:00 | 0.38808 | 0.79889 | 0.6 | 229.6042
2022-09-03 11:00 | 0.47479 | 0.91169 | 0.59 | 230.3933
2022-09-03 12:00 | 0.58416 | 0.93009 | 0.57 | 85.7717
2022-09-03 13:00 | 0.51213 | 0.92886 | 0.59 | 96.1767
2022-09-03 14:00 | 0.62135 | 0.93292 | 0.59 | 131.1858
2022-09-03 15:00 | 0.52385 | 0.93174 | 0.59 | 188.9742
2022-09-03 16:00 | 0.40822 | 0.92767 | 0.58 | 312.6283
2022-09-03 17:00 | 0.15227 | 0.91967 | 0.61 | 101.4075
2022-09-03 18:00 | 0 | 0.90019 | 0.62 | 266.8467
2022-09-03 19:00 | 0 | 0.88189 | 0.62 | 295.6983
2022-09-03 20:00 | 0 | 0.89651 | 0.64 | 232.7817
2022-09-03 21:00 | 0 | 0.9044 | 0.65 | 277.4
2022-09-03 22:00 | 0 | 0.88423 | 0.64 | 270.8567
2022-09-03 23:00 | 0 | 0.87384 | 0.67 | 280.3125
2022-09-04 | 0 | 0.86114 | 0.7 | 263.8267
2022-09-04 01:00 | 0 | 0.8174 | 0.67 | 194.92
2022-09-04 02:00 | 0 | 0.79824 | 0.68 | 168.94
2022-09-04 03:00 | 0 | 0.81948 | 0.68 | 160.3433
2022-09-04 04:00 | 0 | 0.84991 | 0.7 | 162.3117
2022-09-04 05:00 | 0 | 0.85535 | 0.68 | 156.8675
2022-09-04 06:00 | 0 | 0.85936 | 0.66 | 155.1417
2022-09-04 07:00 | 0.092645 | 0.84338 | 0.56 | 155.1817
2022-09-04 08:00 | 0.63141 | 0.64391 | 0.52 | 76.1667
2022-09-04 09:00 | 0.65053 | 0.48038 | 0.5 | 46.5767
2022-09-04 10:00 | 0.72667 | 0.37035 | 0.41 | 65.6583
2022-09-04 11:00 | 0.82331 | 0.35977 | 0.5 | 68.7975
2022-09-04 12:00 | 0.87946 | 0.43684 | 0.51 | 67.3667
2022-09-04 13:00 | 0.85942 | 0.5279 | 0.53 | 95.82
2022-09-04 14:00 | 0.8609 | 0.55433 | 0.55 | 76.1767
2022-09-04 15:00 | 0.66904 | 0.56207 | 0.54 | 116.025
2022-09-04 16:00 | 0.64979 | 0.61723 | 0.57 | 137.4708
2022-09-04 17:00 | 0.29893 | 0.55594 | 0.63 | 152.92
2022-09-04 18:00 | 0.00033223 | 0.55031 | 0.64 | 283.2733
2022-09-04 19:00 | 0 | 0.3875 | 0.64 | 344.86
2022-09-04 20:00 | 0 | 0.19792 | 0.66 | 294.9683
2022-09-04 21:00 | 0 | 0.11747 | 0.66 | 333.5717
2022-09-04 22:00 | 0 | 0.054479 | 0.67 | 283.695
2022-09-04 23:00 | 0 | 0.021936 | 0.68 | 290.905
2022-09-05 | 0 | 0.006339 | 0.68 | 209.5542
2022-09-05 01:00 | 0 | 0.00677 | 0.69 | 168.22
2022-09-05 02:00 | 0 | 0.033046 | 0.69 | 170.6967
2022-09-05 03:00 | 0 | 0.058895 | 0.69 | 154.9633
2022-09-05 04:00 | 0 | 0.10106 | 0.69 | 151.7442
2022-09-05 05:00 | 0 | 0.1856 | 0.66 | 189.0117
2022-09-05 06:00 | 0 | 0.40302 | 0.63 | 266.9633
2022-09-05 07:00 | 0.10858 | 0.49474 | 0.55 | 329.5333
2022-09-05 08:00 | 0.82234 | 0.41122 | 0.55 | 274.2175
2022-09-05 09:00 | 0.91623 | 0.43353 | 0.53 | 136.4708
2022-09-05 10:00 | 0.79493 | 0.37407 | 0.54 | 120.5742
2022-09-05 11:00 | 0.82723 | 0.31611 | 0.54 | 114.0925
2022-09-05 12:00 | 0.86755 | 0.15451 | 0.58 | 145.885
2022-09-05 13:00 | 0.8217 | 0.083397 | 0.57 | 175.5592
2022-09-05 14:00 | 0.75978 | 0.042787 | 0.59 | 163.1083
2022-09-05 15:00 | 0.4128 | 0.029973 | 0.6 | 174.9542
2022-09-05 16:00 | 0.36296 | 0.051547 | 0.61 | 214.3283
2022-09-05 17:00 | 0.065184 | 0.08888 | 0.63 | 221.3992
2022-09-05 18:00 | 9.1218e-05 | 0.12329 | 0.62 | 359.5608
2022-09-05 19:00 | 0 | 0.21432 | 0.63 | 462.3125
2022-09-05 20:00 | 0 | 0.25499 | 0.64 | 335.7358
2022-09-05 21:00 | 0 | 0.3159 | 0.66 | 278.6017
2022-09-05 22:00 | 0 | 0.38583 | 0.67 | 260.8242
2022-09-05 23:00 | 0 | 0.49349 | 0.7 | 194.9108
2022-09-06 | 0 | 0.57109 | 0.7 | 178.51
2022-09-06 01:00 | 0 | 0.58303 | 0.67 | 207.4575
2022-09-06 02:00 | 0 | 0.61142 | 0.67 | 218.8692
2022-09-06 03:00 | 0 | 0.58045 | 0.66 | 182.9733
2022-09-06 04:00 | 0 | 0.68066 | 0.66 | 157.1475
2022-09-06 05:00 | 0 | 0.64351 | 0.65 | 198.1642
2022-09-06 06:00 | 0 | 0.58318 | 0.63 | 267.78
2022-09-06 07:00 | 0.11358 | 0.49793 | 0.56 | 298.2033
2022-09-06 08:00 | 0.8115 | 0.25147 | 0.52 | 266.3025
2022-09-06 09:00 | 0.9144 | 0.44031 | 0.53 | 81.1942
2022-09-06 10:00 | 0.92184 | 0.36459 | 0.54 | 77.5483
2022-09-06 11:00 | 0.88119 | 0.19124 | 0.55 | 67.2292
2022-09-06 12:00 | 0.7576 | 0.084417 | 0.56 | 78.1
2022-09-06 13:00 | 0.66212 | 0.070236 | 0.58 | 131.87
2022-09-06 14:00 | 0.64743 | 0.1219 | 0.59 | 146.3975
2022-09-06 15:00 | 0.31443 | 0.22369 | 0.6 | 152.8158
2022-09-06 16:00 | 0.62444 | 0.32391 | 0.6 | 156.7475
2022-09-06 17:00 | 0.28539 | 0.37787 | 0.63 | 216.045
2022-09-06 18:00 | 0.0004669 | 0.47358 | 0.62 | 345.0375
2022-09-06 19:00 | 0 | 0.56351 | 0.61 | 400.3217
2022-09-06 20:00 | 0 | 0.53207 | 0.63 | 314.6867
2022-09-06 21:00 | 0 | 0.5035 | 0.66 | 303.515
2022-09-06 22:00 | 0 | 0.55798 | 0.65 | 231.8525
2022-09-06 23:00 | 0 | 0.63822 | 0.65 | 228.43
2022-09-07 | 0 | 0.62942 | 0.65 | 171.3375
2022-09-07 01:00 | 0 | 0.6347 | 0.65 | 173.375
2022-09-07 02:00 | 0 | 0.67539 | 0.65 | 178.6267
2022-09-07 03:00 | 0 | 0.71157 | 0.65 | 170.2658
2022-09-07 04:00 | 0 | 0.76006 | 0.65 | 157.4058
2022-09-07 05:00 | 0 | 0.7355 | 0.66 | 152.9383
2022-09-07 06:00 | 0 | 0.66379 | 0.63 | 204.7775
2022-09-07 07:00 | 0.11409 | 0.53779 | 0.56 | 261.2867
2022-09-07 08:00 | 0.79192 | 0.38164 | 0.56 | 77.7633
2022-09-07 09:00 | 0.72834 | 0.38514 | 0.57 | -27.8408
2022-09-07 10:00 | 0.71568 | 0.23321 | 0.55 | -33.05
2022-09-07 11:00 | 0.69995 | 0.22354 | 0.55 | -20.6908
2022-09-07 12:00 | 0.62621 | 0.19273 | 0.54 | -20.6242
2022-09-07 13:00 | 0.46129 | 0.25971 | 0.58 | 19.6375
2022-09-07 14:00 | 0.5315 | 0.38616 | 0.57 | 69.1017
2022-09-07 15:00 | 0.6818 | 0.45808 | 0.62 | 47.9733
2022-09-07 16:00 | 0.53187 | 0.58208 | 0.6 | 167.8725
2022-09-07 17:00 | 0.26565 | 0.62033 | 0.64 | 178.5175
2022-09-07 18:00 | 0.00054917 | 0.59577 | 0.64 | 229.4333
2022-09-07 19:00 | 0 | 0.51818 | 0.6 | 292.2358
2022-09-07 20:00 | 0 | 0.36114 | 0.65 | 252.8675
2022-09-07 21:00 | 0 | 0.45187 | 0.67 | 206.9217
2022-09-07 22:00 | 0 | 0.51782 | 0.66 | 167.8833
2022-09-07 23:00 | 0 | 0.51068 | 0.66 | 163.1992
2022-09-08 | 0 | 0.52042 | 0.66 | 156.4825
2022-09-08 01:00 | 0 | 0.58552 | 0.65 | 157.4933
2022-09-08 02:00 | 0 | 0.60962 | 0.66 | 144.3508
2022-09-08 03:00 | 0 | 0.62173 | 0.66 | 139.9592
2022-09-08 04:00 | 0 | 0.5059 | 0.66 | 124.1042
2022-09-08 05:00 | 0 | 0.4564 | 0.66 | 113.4417
2022-09-08 06:00 | 0 | 0.55117 | 0.6 | 153.4217
2022-09-08 07:00 | 0.13706 | 0.49437 | 0.6 | 177.905
2022-09-08 08:00 | 0.2562 | 0.35781 | 0.58 | 74.9233
2022-09-08 09:00 | 0.21597 | 0.48767 | 0.56 | 28.5367
2022-09-08 10:00 | 0.19312 | 0.5852 | 0.55 | 13.0983
2022-09-08 11:00 | 0.60106 | 0.88828 | 0.6 | -6.5508
2022-09-08 12:00 | 0.71258 | 0.92516 | 0.59 | 122.4983
2022-09-08 13:00 | 0.59189 | 0.91893 | 0.6 | 35.2242
2022-09-08 14:00 | 0.375 | 0.86394 | 0.55 | 71.13
2022-09-08 15:00 | 0.15598 | 0.5077 | 0.67 | 64.6325
2022-09-08 16:00 | 0.07348 | 0.33637 | 0.64 | 164.855
2022-09-08 17:00 | 0.023728 | 0.78713 | 0.67 | 181.7467
2022-09-08 18:00 | 3.1663e-05 | 0.8994 | 0.65 | 223.9383
2022-09-08 19:00 | 0 | 0.85193 | 0.65 | 299.5558
2022-09-08 20:00 | 0 | 0.55288 | 0.66 | 213.6883
2022-09-08 21:00 | 0 | 0.62973 | 0.68 | 197.64
2022-09-08 22:00 | 0 | 0.60916 | 0.68 | 165.875
2022-09-08 23:00 | 0 | 0.62103 | 0.68 | 162.8092
2022-09-09 | 0 | 0.61244 | 0.67 | 171.8467
2022-09-09 01:00 | 0 | 0.62393 | 0.67 | 199.3275
2022-09-09 02:00 | 0 | 0.56247 | 0.67 | 166.1533
2022-09-09 03:00 | 0 | 0.53016 | 0.68 | 138.3617
2022-09-09 04:00 | 0 | 0.43986 | 0.68 | 105.7917
2022-09-09 05:00 | 0 | 0.42989 | 0.68 | 134.6917
2022-09-09 06:00 | 0 | 0.3606 | 0.69 | 165.995
2022-09-09 07:00 | 0.066357 | 0.311 | 0.66 | 215.295
2022-09-09 08:00 | 0.13972 | 0.010258 | 0.65 | 299.5033
2022-09-09 09:00 | 0.084927 | 0.005113 | 0.62 | 256.0058
2022-09-09 10:00 | 0.18308 | 0.057577 | 0.6 | 177.1825
2022-09-09 11:00 | 0.34837 | 0.094208 | 0.57 | 180.8875
2022-09-09 12:00 | 0.32419 | 0.11956 | 0.55 | 68.2942
2022-09-09 13:00 | 0.3485 | 0.14547 | 0.56 | 3.8525
2022-09-09 14:00 | 0.29192 | 0.24057 | 0.56 | 8.1467
2022-09-09 15:00 | 0.34292 | 0.31573 | 0.58 | 44.0375
2022-09-09 16:00 | 0.29345 | 0.28982 | 0.61 | 122.6333
2022-09-09 17:00 | 0.17649 | 0.2198 | 0.66 | 193.9133
2022-09-09 18:00 | 0.0006169 | 0.23145 | 0.65 | 263.235
2022-09-09 19:00 | 0 | 0.27521 | 0.7 | 322.47
2022-09-09 20:00 | 0 | 0.26209 | 0.67 | 260.1025
2022-09-09 21:00 | 0 | 0.25395 | 0.68 | 219.1617
2022-09-09 22:00 | 0 | 0.28213 | 0.69 | 194.8333
2022-09-09 23:00 | 0 | 0.29477 | 0.7 | 178.5258
2022-09-10 | 0 | 0.28986 | 0.7 | 285.1308
2022-09-10 01:00 | 0 | 0.2574 | 0.71 | 161.2992
2022-09-10 02:00 | 0 | 0.21559 | 0.71 | 154.615
2022-09-10 03:00 | 0 | 0.15177 | 0.71 | 124.1133
2022-09-10 04:00 | 0 | 0.11538 | 0.71 | 104.1733
2022-09-10 05:00 | 0 | 0.055142 | 0.71 | 146.2525
2022-09-10 06:00 | 0 | 0.031002 | 0.69 | 177.7442
2022-09-10 07:00 | 0.17634 | 0.010542 | 0.63 | 168.3592
2022-09-10 08:00 | 0.60433 | 0.003771 | 0.57 | 82.8092
2022-09-10 09:00 | 0.84173 | 0.003149 | 0.55 | 12.4558
2022-09-10 10:00 | 0.90002 | 0.038602 | 0.58 | -38.8517
2022-09-10 11:00 | 0.87677 | 0.079968 | 0.6 | -54.3742
2022-09-10 12:00 | 0.87928 | 0.095019 | 0.58 | -65.3342
2022-09-10 13:00 | 0.88787 | 0.16922 | 0.56 | -58.3008
2022-09-10 14:00 | 0.90186 | 0.21295 | 0.53 | -52.5867
2022-09-10 15:00 | 0.91616 | 0.21103 | 0.51 | -43.2717
2022-09-10 16:00 | 0.86231 | 0.21192 | 0.56 | 10.54
2022-09-10 17:00 | 0.37231 | 0.15595 | 0.63 | 112.9017
2022-09-10 18:00 | 0.0017791 | 0.12159 | 0.63 | 169.4633
2022-09-10 19:00 | 0 | 0.093504 | 0.63 | 201.9167
2022-09-10 20:00 | 0 | 0.089863 | 0.63 | 164.305
2022-09-10 21:00 | 0 | 0.08699 | 0.64 | 167.3467
2022-09-10 22:00 | 0 | 0.10505 | 0.65 | 168.315
2022-09-10 23:00 | 0 | 0.15052 | 0.67 | 170.6308
2022-09-11 | 0 | 0.2156 | 0.67 | 169.3992
2022-09-11 01:00 | 0 | 0.41472 | 0.67 | 160.5992
2022-09-11 02:00 | 0 | 0.4708 | 0.66 | 118.6975
2022-09-11 03:00 | 0 | 0.48123 | 0.66 | 102.23
2022-09-11 04:00 | 0 | 0.52739 | 0.66 | 83.5717
2022-09-11 05:00 | 0 | 0.5372 | 0.66 | 109.1592
2022-09-11 06:00 | 0 | 0.59291 | 0.65 | 143.2608
2022-09-11 07:00 | 0.21038 | 0.46322 | 0.56 | 136.9592
2022-09-11 08:00 | 0.81533 | 0.16922 | 0.53 | 15.61
2022-09-11 09:00 | 0.90716 | 0.16623 | 0.5 | -4.9158
2022-09-11 10:00 | 0.91062 | 0.1097 | 0.54 | -38.8517
2022-09-11 11:00 | 0.90809 | 0.023107 | 0.56 | -45.5033
2022-09-11 12:00 | 0.9041 | 0.003068 | 0.58 | -54.79
2022-09-11 13:00 | 0.87141 | 0.001263 | 0.57 | -57.0092
2022-09-11 14:00 | 0.89011 | 0.015684 | 0.57 | -50.9725
2022-09-11 15:00 | 0.85044 | 0.042335 | 0.56 | -45.9283
2022-09-11 16:00 | 0.77831 | 0.052348 | 0.6 | 29.4267
2022-09-11 17:00 | 0.36538 | 0.040725 | 0.63 | 129.1033
2022-09-11 18:00 | 0.0012247 | 0.013593 | 0.63 | 285.0458
2022-09-11 19:00 | 0 | 0.000204 | 0.64 | 378.6308
2022-09-11 20:00 | 0 | 0.007886 | 0.64 | 294.6492
2022-09-11 21:00 | 0 | 0.006562 | 0.65 | 293.1783
2022-09-11 22:00 | 0 | 0.005275 | 0.7 | 267.0183
2022-09-11 23:00 | 0 | 0.005663 | 0.69 | 190.3042
2022-09-12 | 0 | 0.003814 | 0.69 | 257.13
2022-09-12 01:00 | 0 | 0.002538 | 0.69 | 253.8992
2022-09-12 02:00 | 0 | 0.014306 | 0.7 | 176.3108
2022-09-12 03:00 | 0 | 0.031215 | 0.71 | 162.5567
2022-09-12 04:00 | 0 | 0.037035 | 0.71 | 162.9117
2022-09-12 05:00 | 0 | 0.026278 | 0.69 | 187.6433
2022-09-12 06:00 | 0 | 0.02756 | 0.66 | 262.2825
2022-09-12 07:00 | 0.17053 | 0.028615 | 0.61 | 263.1167
2022-09-12 08:00 | 0.27437 | 0.026584 | 0.6 | 221.5125
2022-09-12 09:00 | 0.44311 | 0.00588 | 0.6 | 199.4883
2022-09-12 10:00 | 0.45634 | 0.000638 | 0.54 | 57.315
2022-09-12 11:00 | 0.50004 | 0.000198 | 0.55 | 11.8667
2022-09-12 12:00 | 0.24044 | 0.000492 | 0.54 | 14.9533
2022-09-12 13:00 | 0.17271 | 0.000399 | 0.54 | 14.7883
2022-09-12 14:00 | 0.41118 | 0.011295 | 0.55 | 18.835
2022-09-12 15:00 | 0.65284 | 0.051628 | 0.55 | 73.8767
2022-09-12 16:00 | 0.27379 | 0.047041 | 0.58 | 71.6167
2022-09-12 17:00 | 0.12166 | 0.022934 | 0.61 | 226.0767
2022-09-12 18:00 | 0.00057835 | 0.010719 | 0.61 | 302.9483
2022-09-12 19:00 | 0 | 0.005992 | 0.61 | 441.2033
2022-09-12 20:00 | 0 | 0.016082 | 0.6 | 373.9667
2022-09-12 21:00 | 0 | 0.069774 | 0.63 | 316.8142
2022-09-12 22:00 | 0 | 0.11059 | 0.65 | 301.0325
2022-09-12 23:00 | 0 | 0.1401 | 0.66 | 325.1258
2022-09-13 | 0 | 0.13874 | 0.65 | 1580.4975
2022-09-13 01:00 | 0 | 0.081984 | 0.66 | 320.7067
2022-09-13 02:00 | 0 | 0.058823 | 0.65 | 336.7942
2022-09-13 03:00 | 0 | 0.082252 | 0.64 | 277.3417
2022-09-13 04:00 | 0 | 0.13654 | 0.6 | 247.5575
2022-09-13 05:00 | 0 | 0.24169 | 0.63 | 284.8292
2022-09-13 06:00 | 0 | 0.33028 | 0.6 | 261.1592
2022-09-13 07:00 | 0.34228 | 0.32262 | 0.52 | 297.8775
2022-09-13 08:00 | 0.85603 | 0.17077 | 0.5 | 89.3375
2022-09-13 09:00 | 0.91534 | 0.21698 | 0.52 | -11.2592
2022-09-13 10:00 | 0.93456 | 0.2229 | 0.55 | -49.0333
2022-09-13 11:00 | 0.91913 | 0.18318 | 0.56 | -50.7967
2022-09-13 12:00 | 0.87271 | 0.17875 | 0.56 | -55.8375
2022-09-13 13:00 | 0.8964 | 0.20628 | 0.54 | -57.37
2022-09-13 14:00 | 0.93405 | 0.21937 | 0.5 | -47.0158
2022-09-13 15:00 | 0.94001 | 0.19614 | 0.46 | 11.5075
2022-09-13 16:00 | 0.8864 | 0.18423 | 0.55 | 55
2022-09-13 17:00 | 0.41652 | 0.15741 | 0.6 | 161.12
2022-09-13 18:00 | 0.0021639 | 0.21791 | 0.61 | 318.0358
2022-09-13 19:00 | 0 | 0.22176 | 0.61 | 396.9033
2022-09-13 20:00 | 0 | 0.16474 | 0.6 | 315.3267
2022-09-13 21:00 | 0 | 0.10607 | 0.63 | 341.1375
2022-09-13 22:00 | 0 | 0.084848 | 0.65 | 283.4458
2022-09-13 23:00 | 0 | 0.1245 | 0.67 | 190.6433
2022-09-14 | 0 | 0.18265 | 0.67 | 230.61
2022-09-14 01:00 | 0 | 0.1726 | 0.68 | 213.7108
2022-09-14 02:00 | 0 | 0.20228 | 0.68 | 377.0958
2022-09-14 03:00 | 0 | 0.18982 | 0.68 | 200.7058
2022-09-14 04:00 | 0 | 0.16829 | 0.68 | 197.1208
2022-09-14 05:00 | 0 | 0.17029 | 0.65 | 390.0375
2022-09-14 06:00 | 0 | 0.18316 | 0.62 | 296.7233
2022-09-14 07:00 | 0.34231 | 0.16235 | 0.55 | 296.1067
2022-09-14 08:00 | 0.85409 | 0.043147 | 0.51 | 67.9475
2022-09-14 09:00 | 0.9125 | 0.20469 | 0.51 | -2.7283
2022-09-14 10:00 | 0.86647 | 0.21663 | 0.51 | -17.4267
2022-09-14 11:00 | 0.85825 | 0.17176 | 0.53 | -13.51
2022-09-14 12:00 | 0.86673 | 0.13319 | 0.52 | -9.6525
2022-09-14 13:00 | 0.82627 | 0.1109 | 0.51 | 4.7742
2022-09-14 14:00 | 0.92347 | 0.15003 | 0.53 | 36.0317
2022-09-14 15:00 | 0.92209 | 0.1929 | 0.6 | 71.6633
2022-09-14 16:00 | 0.86644 | 0.3807 | 0.57 | 170.1258
2022-09-14 17:00 | 0.39779 | 0.62624 | 0.62 | 257.6808
2022-09-14 18:00 | 0.0018971 | 0.81544 | 0.62 | 424.5742
2022-09-14 19:00 | 0 | 0.81711 | 0.63 | 621.6933
2022-09-14 20:00 | 0 | 0.54836 | 0.63 | 432.6133
2022-09-14 21:00 | 0 | 0.42689 | 0.65 | 390.2367
2022-09-14 22:00 | 0 | 0.34915 | 0.66 | 332.9158
2022-09-14 23:00 | 0 | 0.39121 | 0.66 | 219.1658
2022-09-15 | 0 | 0.43628 | 0.66 | 202.5133
2022-09-15 01:00 | 0 | 0.40738 | 0.67 | 208.9975
2022-09-15 02:00 | 0 | 0.36726 | 0.67 | 213.975
2022-09-15 03:00 | 0 | 0.33514 | 0.67 | 208.9317
2022-09-15 04:00 | 0 | 0.27723 | 0.67 | 194.3942
2022-09-15 05:00 | 0 | 0.26667 | 0.67 | 211.6042
2022-09-15 06:00 | 0 | 0.39613 | 0.63 | 187.1583
2022-09-15 07:00 | 0.34241 | 0.43484 | 0.55 | 290.7283
2022-09-15 08:00 | 0.84255 | 0.28926 | 0.53 | 225.4033
2022-09-15 09:00 | 0.90615 | 0.70483 | 0.52 | 57.1325
2022-09-15 10:00 | 0.87425 | 0.64554 | 0.53 | 116.5592
2022-09-15 11:00 | 0.84946 | 0.69641 | 0.54 | 96.69
2022-09-15 12:00 | 0.86424 | 0.69945 | 0.6 | 170.8133
2022-09-15 13:00 | 0.78515 | 0.65853 | 0.55 | 194.0242
2022-09-15 14:00 | 0.83825 | 0.68832 | 0.59 | 285.9625
2022-09-15 15:00 | 0.66147 | 0.6994 | 0.57 | 197.585
2022-09-15 16:00 | 0.61072 | 0.68766 | 0.57 | 395.415
2022-09-15 17:00 | 0.2725 | 0.73958 | 0.6 | 297.9808
2022-09-15 18:00 | 0.0022813 | 0.83422 | 0.61 | 338.72
2022-09-15 19:00 | 0 | 0.86214 | 0.6 | 340.3192
2022-09-15 20:00 | 0 | 0.56922 | 0.6 | 287.4817
2022-09-15 21:00 | 0 | 0.55507 | 0.64 | 266.8033
2022-09-15 22:00 | 0 | 0.50008 | 0.66 | 231.4617
2022-09-15 23:00 | 0 | 0.47903 | 0.66 | 202.3517
2022-09-16 | 0 | 0.63613 | 0.66 | 180.2275
2022-09-16 01:00 | 0 | 0.79606 | 0.68 | 174.3675
2022-09-16 02:00 | 0 | 0.79371 | 0.67 | 179.8983
2022-09-16 03:00 | 0 | 0.65672 | 0.67 | 194.9017
2022-09-16 04:00 | 0 | 0.64089 | 0.68 | 174.6708
2022-09-16 05:00 | 0 | 0.72177 | 0.67 | 184.8517
2022-09-16 06:00 | 0 | 0.73919 | 0.65 | 204.2217
2022-09-16 07:00 | 0.3076 | 0.59559 | 0.6 | 273.9525
2022-09-16 08:00 | 0.43552 | 0.61845 | 0.59 | 154.6033
2022-09-16 09:00 | 0.69335 | 0.81992 | 0.59 | 72.905
2022-09-16 10:00 | 0.65035 | 0.77372 | 0.57 | 99.1925
2022-09-16 11:00 | 0.58643 | 0.51715 | 0.55 | 14.6683
2022-09-16 12:00 | 0.70583 | 0.44064 | 0.56 | 42.6283
2022-09-16 13:00 | 0.76821 | 0.64176 | 0.54 | 94.09
2022-09-16 14:00 | 0.79387 | 0.5454 | 0.5 | 42.4042
2022-09-16 15:00 | 0.46176 | 0.29403 | 0.56 | 113.0708
2022-09-16 16:00 | 0.45951 | 0.15667 | 0.58 | 191.8967
2022-09-16 17:00 | 0.31386 | 0.16856 | 0.64 | 235.2875
2022-09-16 18:00 | 0.0013069 | 0.26395 | 0.66 | 305.2942
2022-09-16 19:00 | 0 | 0.44109 | 0.65 | 341.4925
2022-09-16 20:00 | 0 | 0.40668 | 0.65 | 236.5992
2022-09-16 21:00 | 0 | 0.36647 | 0.66 | 213.0342
2022-09-16 22:00 | 0 | 0.35372 | 0.69 | 175.7833
2022-09-16 23:00 | 0 | 0.35987 | 0.7 | 213.515
2022-09-17 | 0 | 0.37998 | 0.71 | 224.6592
2022-09-17 01:00 | 0 | 0.37562 | 0.71 | 219.5058
2022-09-17 02:00 | 0 | 0.40251 | 0.72 | 213.1658
2022-09-17 03:00 | 0 | 0.37491 | 0.71 | 176.2917
2022-09-17 04:00 | 0 | 0.36777 | 0.72 | 195.4533
2022-09-17 05:00 | 0 | 0.39852 | 0.71 | 242.2017
2022-09-17 06:00 | 0 | 0.40554 | 0.67 | 190.6142
2022-09-17 07:00 | 0.20145 | 0.25312 | 0.59 | 166.1475
2022-09-17 08:00 | 0.36265 | 0.16328 | 0.57 | 22.1992
2022-09-17 09:00 | 0.26507 | 0.23304 | 0.55 | 60.9658
2022-09-17 10:00 | 0.30877 | 0.17337 | 0.55 | 23.6783
2022-09-17 11:00 | 0.17707 | 0.18474 | 0.53 | -14.0708
2022-09-17 12:00 | 0.26855 | 0.19872 | 0.53 | -14.6258
2022-09-17 13:00 | 0.1748 | 0.14051 | 0.54 | -38.7592
2022-09-17 14:00 | 0.16323 | 0.19803 | 0.52 | -32.0658
2022-09-17 15:00 | 0.19896 | 0.3388 | 0.51 | 3.0517
2022-09-17 16:00 | 0.097556 | 0.39581 | 0.56 | 54.5392
2022-09-17 17:00 | 0.14406 | 0.40733 | 0.62 | 124.1725
2022-09-17 18:00 | 0.0020862 | 0.44237 | 0.63 | 208.39
2022-09-17 19:00 | 0 | 0.56377 | 0.64 | 277.2825
2022-09-17 20:00 | 0 | 0.63364 | 0.65 | 206.0017
2022-09-17 21:00 | 0 | 0.62725 | 0.66 | 243.805
2022-09-17 22:00 | 0 | 0.53466 | 0.67 | 183.0917
2022-09-17 23:00 | 0 | 0.4433 | 0.7 | 176.1683
2022-09-18 | 0 | 0.36983 | 0.69 | 227.785
2022-09-18 01:00 | 0 | 0.27568 | 0.68 | 171.4125
2022-09-18 02:00 | 0 | 0.14914 | 0.68 | 117.7017
2022-09-18 03:00 | 0 | 0.083434 | 0.68 | 112.1575
2022-09-18 04:00 | 0 | 0.045361 | 0.69 | 81.1942
2022-09-18 05:00 | 0 | 0.027541 | 0.7 | 167.8775
2022-09-18 06:00 | 0 | 0.020975 | 0.68 | 161.9142
2022-09-18 07:00 | 0.37714 | 0.028115 | 0.59 | 97.62
2022-09-18 08:00 | 0.87389 | 0.047932 | 0.56 | -39.5417
2022-09-18 09:00 | 0.93798 | 0.048437 | 0.53 | -46.3458
2022-09-18 10:00 | 0.90385 | 0.010414 | 0.55 | -44.8008
2022-09-18 11:00 | 0.93941 | 0.000537 | 0.58 | -48.0033
2022-09-18 12:00 | 0.93183 | 0.015246 | 0.6 | -54.87
2022-09-18 13:00 | 0.93666 | 0.056027 | 0.6 | -63.3667
2022-09-18 14:00 | 0.94304 | 0.09393 | 0.55 | -55.735
2022-09-18 15:00 | 0.94953 | 0.10859 | 0.52 | -41.6683
2022-09-18 16:00 | 0.9051 | 0.11819 | 0.56 | 74.6392
2022-09-18 17:00 | 0.41938 | 0.11471 | 0.63 | 115.7417
2022-09-18 18:00 | 0.0030737 | 0.18347 | 0.6 | 239.5542
2022-09-18 19:00 | 0 | 0.28361 | 0.64 | 286.9833
2022-09-18 20:00 | 0 | 0.27211 | 0.65 | 235.5917
2022-09-18 21:00 | 0 | 0.27219 | 0.67 | 235.4483
2022-09-18 22:00 | 0 | 0.24393 | 0.68 | 200.1925
2022-09-18 23:00 | 0 | 0.26656 | 0.71 | 179.2325
2022-09-19 | 0 | 0.27597 | 0.71 | 184.2883
2022-09-19 01:00 | 0 | 0.26818 | 0.71 | 184.7117
2022-09-19 02:00 | 0 | 0.22709 | 0.71 | 164.3883
2022-09-19 03:00 | 0 | 0.17765 | 0.71 | 167.4275
2022-09-19 04:00 | 0 | 0.17487 | 0.71 | 184.8075
2022-09-19 05:00 | 0 | 0.13118 | 0.7 | 161.0308
2022-09-19 06:00 | 0 | 0.11295 | 0.65 | 165.8675
2022-09-19 07:00 | 0.1622 | 0.069794 | 0.57 | 219.3233
2022-09-19 08:00 | 0.14033 | 0.16625 | 0.51 | 136.6308
2022-09-19 09:00 | 0.35941 | 0.36503 | 0.5 | 71.71
2022-09-19 10:00 | 0.40506 | 0.27941 | 0.49 | 8.9433
2022-09-19 11:00 | 0.46269 | 0.16881 | 0.52 | 10.3775
2022-09-19 12:00 | 0.36218 | 0.09515 | 0.52 | -25.2675
2022-09-19 13:00 | 0.5863 | 0.066084 | 0.5 | -38.8175
2022-09-19 14:00 | 0.69857 | 0.038285 | 0.49 | -0.925
2022-09-19 15:00 | 0.61861 | 0.025289 | 0.52 | 28.8917
2022-09-19 16:00 | 0.45243 | 0.03325 | 0.54 | 109.75
2022-09-19 17:00 | 0.26721 | 0.028741 | 0.59 | 206.6142
2022-09-19 18:00 | 0.002277 | 0.18582 | 0.61 | 335.8917
2022-09-19 19:00 | 0 | 0.26249 | 0.62 | 440.4008
2022-09-19 20:00 | 0 | 0.13977 | 0.62 | 312.5358
2022-09-19 21:00 | 0 | 0.17472 | 0.63 | 302.3975
2022-09-19 22:00 | 0 | 0.20161 | 0.64 | 266.2025
2022-09-19 23:00 | 0 | 0.1415 | 0.66 | 264.8975
2022-09-20 | 0 | 0.069435 | 0.66 | 253.05
2022-09-20 01:00 | 0 | 0.018714 | 0.67 | 218.3
2022-09-20 02:00 | 0 | 0.003891 | 0.69 | 210.48
2022-09-20 03:00 | 0 | 0.000295 | 0.69 | 191.4092
2022-09-20 04:00 | 0 | 0.000295 | 0.69 | 241.0775
2022-09-20 05:00 | 0 | 0.000481 | 0.68 | 223.4775
2022-09-20 06:00 | 0 | 0.005443 | 0.64 | 197.9242
2022-09-20 07:00 | 0.22164 | 0.003397 | 0.57 | 184.9725
2022-09-20 08:00 | 0.71182 | 0.002321 | 0.54 | 70.845
2022-09-20 09:00 | 0.88819 | 0.003232 | 0.53 | 19.1833
2022-09-20 10:00 | 0.86421 | 0.002624 | 0.5 | -22.5392
2022-09-20 11:00 | 0.90101 | 0.009057 | 0.5 | -37.4175
2022-09-20 12:00 | 0.88276 | 0.00791 | 0.54 | -39.3717
2022-09-20 13:00 | 0.87314 | 0.00488 | 0.52 | -43.4642
2022-09-20 14:00 | 0.87305 | 0.002974 | 0.5 | -31.3558
2022-09-20 15:00 | 0.8424 | 0.005264 | 0.53 | 68.5358
2022-09-20 16:00 | 0.85309 | 0.054573 | 0.57 | 159.5
2022-09-20 17:00 | 0.3771 | 0.27727 | 0.61 | 216.2275
2022-09-20 18:00 | 0.0023515 | 0.66108 | 0.63 | 261.2958
2022-09-20 19:00 | 0 | 0.70086 | 0.62 | 321.4242
2022-09-20 20:00 | 0 | 0.59053 | 0.62 | 252.1017
2022-09-20 21:00 | 0 | 0.58997 | 0.63 | 214.7208
2022-09-20 22:00 | 0 | 0.59799 | 0.63 | 169.8425
2022-09-20 23:00 | 0 | 0.67912 | 0.63 | 155.9575
2022-09-21 | 0 | 0.65771 | 0.63 | 148.0083
2022-09-21 01:00 | 0 | 0.69115 | 0.64 | 145.415
2022-09-21 02:00 | 0 | 0.64537 | 0.64 | 158.5325
2022-09-21 03:00 | 0 | 0.62637 | 0.65 | 120.0225
2022-09-21 04:00 | 0 | 0.58416 | 0.6 | 69.55
2022-09-21 05:00 | 0 | 0.62074 | 0.65 | 60.605
2022-09-21 06:00 | 0 | 0.62145 | 0.64 | 116.5583
2022-09-21 07:00 | 0.22159 | 0.63408 | 0.58 | 148.5892
2022-09-21 08:00 | 0.20098 | 0.67585 | 0.6 | 181.8017
2022-09-21 09:00 | 0.33219 | 0.69562 | 0.58 | 115.57
2022-09-21 10:00 | 0.17391 | 0.4701 | 0.59 | 111.2625
2022-09-21 11:00 | 0.15501 | 0.14451 | 0.59 | 263.2783
2022-09-21 12:00 | 0.18529 | 0.003197 | 0.56 | 42.2475
2022-09-21 13:00 | 0.11585 | 0.005075 | 0.6 | 260.4433
2022-09-21 14:00 | 0.13848 | 0.10084 | 0.59 | 257.825
2022-09-21 15:00 | 0.077783 | 0.2489 | 0.59 | 221.4967
2022-09-21 16:00 | 0.071066 | 0.36223 | 0.59 | 168.46
2022-09-21 17:00 | 0.052644 | 0.57157 | 0.6 | 164.1092
2022-09-21 18:00 | 0.00070441 | 0.69075 | 0.61 | 181.6092
2022-09-21 19:00 | 0 | 0.76289 | 0.62 | 200.7083
2022-09-21 20:00 | 0 | 0.4317 | 0.62 | 185.7267
2022-09-21 21:00 | 0 | 0.44037 | 0.64 | 185.06
2022-09-21 22:00 | 0 | 0.39859 | 0.7 | 188.2692
2022-09-21 23:00 | 0 | 0.44053 | 0.66 | 170.485
2022-09-22 | 0 | 0.41859 | 0.66 | 183.6042
2022-09-22 01:00 | 0 | 0.37784 | 0.66 | 189.9692
2022-09-22 02:00 | 0 | 0.35831 | 0.66 | 165.4017
2022-09-22 03:00 | 0 | 0.27439 | 0.67 | 209.2117
2022-09-22 04:00 | 0 | 0.2601 | 0.68 | 239.5742
2022-09-22 05:00 | 0 | 0.33978 | 0.68 | 222.2583
2022-09-22 06:00 | 0 | 0.31494 | 0.67 | 161.48
2022-09-22 07:00 | 0.079066 | 0.30644 | 0.61 | 151.5992
2022-09-22 08:00 | 0.25606 | 0.3291 | 0.6 | 140.8575
2022-09-22 09:00 | 0.41026 | 0.20938 | 0.58 | 148.93
2022-09-22 10:00 | 0.39123 | 0.2547 | 0.56 | 156.41
2022-09-22 11:00 | 0.65337 | 0.39918 | 0.55 | 138.0842
2022-09-22 12:00 | 0.63584 | 0.44317 | 0.53 | 111.4208
2022-09-22 13:00 | 0.71375 | 0.26283 | 0.53 | 91.33
2022-09-22 14:00 | 0.71284 | 0.21731 | 0.54 | 93.1825
2022-09-22 15:00 | 0.7678 | 0.16642 | 0.5 | 125.025
2022-09-22 16:00 | 0.62292 | 0.10846 | 0.58 | 148.8958
2022-09-22 17:00 | 0.36157 | 0.043144 | 0.64 | 144.1192
2022-09-22 18:00 | 0.002781 | 0.004744 | 0.65 | 242.0825
2022-09-22 19:00 | 0 | 0.006148 | 0.65 | 257.415
2022-09-22 20:00 | 0 | 0.008948 | 0.66 | 214.2167
2022-09-22 21:00 | 0 | 0.08219 | 0.67 | 195.4025
2022-09-22 22:00 | 0 | 0.23717 | 0.68 | 183.52
2022-09-22 23:00 | 0 | 0.46705 | 0.68 | 188.715
2022-09-23 | 0 | 0.56799 | 0.68 | 199.0692
2022-09-23 01:00 | 0 | 0.61795 | 0.7 | 212.1133
2022-09-23 02:00 | 0 | 0.53939 | 0.7 | 190.2875
2022-09-23 03:00 | 0 | 0.42928 | 0.7 | 159.1258
2022-09-23 04:00 | 0 | 0.36341 | 0.71 | 158.4875
2022-09-23 05:00 | 0 | 0.28226 | 0.7 | 180.2642
2022-09-23 06:00 | 0 | 0.22291 | 0.66 | 211.3283
2022-09-23 07:00 | 0.3929 | 0.17294 | 0.59 | 190.3158
2022-09-23 08:00 | 0.88791 | 0.078665 | 0.54 | 119.7142
2022-09-23 09:00 | 0.92956 | 0.043541 | 0.53 | 83.1483
2022-09-23 10:00 | 0.94099 | 0.037311 | 0.53 | 93.2075
2022-09-23 11:00 | 0.93005 | 0.081738 | 0.52 | 104.3758
2022-09-23 12:00 | 0.91619 | 0.13541 | 0.53 | 78.8083
2022-09-23 13:00 | 0.89539 | 0.19017 | 0.53 | 105.1258
2022-09-23 14:00 | 0.94481 | 0.25255 | 0.53 | 88.7775
2022-09-23 15:00 | 0.94468 | 0.30994 | 0.54 | 67.7867
2022-09-23 16:00 | 0.90786 | 0.32342 | 0.6 | 117.9525
2022-09-23 17:00 | 0.42103 | 0.3221 | 0.63 | 164.0758
2022-09-23 18:00 | 0.0037443 | 0.36356 | 0.64 | 172.8442
2022-09-23 19:00 | 0 | 0.42763 | 0.63 | 215.8767
2022-09-23 20:00 | 0 | 0.58045 | 0.63 | 161.2325
2022-09-23 21:00 | 0 | 0.50704 | 0.65 | 156.4875
2022-09-23 22:00 | 0 | 0.45913 | 0.66 | 153.8658
2022-09-23 23:00 | 0 | 0.3986 | 0.67 | 172.1308
2022-09-24 | 0 | 0.31704 | 0.66 | 171.0875
2022-09-24 01:00 | 0 | 0.23328 | 0.68 | 167.1925
2022-09-24 02:00 | 0 | 0.17818 | 0.69 | 172.1108
2022-09-24 03:00 | 0 | 0.14203 | 0.7 | 153.6467
2022-09-24 04:00 | 0 | 0.14178 | 0.7 | 136.7767
2022-09-24 05:00 | 0 | 0.13191 | 0.71 | 121.6608
2022-09-24 06:00 | 0 | 0.15156 | 0.67 | 144.3592
2022-09-24 07:00 | 0.39853 | 0.12619 | 0.56 | 106.565
2022-09-24 08:00 | 0.89045 | 0.068482 | 0.53 | 11.555
2022-09-24 09:00 | 0.94813 | 0.096389 | 0.51 | -12.2908
2022-09-24 10:00 | 0.94585 | 0.096649 | 0.51 | 3.2342
2022-09-24 11:00 | 0.94997 | 0.12691 | 0.53 | -8.26
2022-09-24 12:00 | 0.93829 | 0.19286 | 0.5 | -17.1217
2022-09-24 13:00 | 0.9383 | 0.27344 | 0.5 | 3.5275
2022-09-24 14:00 | 0.94847 | 0.30025 | 0.51 | -6.2525
2022-09-24 15:00 | 0.95146 | 0.30925 | 0.5 | 16.9383
2022-09-24 16:00 | 0.91668 | 0.30092 | 0.57 | 51.07
2022-09-24 17:00 | 0.42489 | 0.22808 | 0.64 | 55.5383
2022-09-24 18:00 | 0.0041471 | 0.20196 | 0.64 | 178.7475
2022-09-24 19:00 | 0 | 0.20591 | 0.63 | 206.0483
2022-09-24 20:00 | 0 | 0.34591 | 0.6 | 180.6525
2022-09-24 21:00 | 0 | 0.36757 | 0.65 | 199.1242
2022-09-24 22:00 | 0 | 0.32475 | 0.7 | 170.2467
2022-09-24 23:00 | 0 | 0.26677 | 0.66 | 184.9083
2022-09-25 | 0 | 0.18088 | 0.67 | 161.5358
2022-09-25 01:00 | 0 | 0.16835 | 0.69 | 166.9308
2022-09-25 02:00 | 0 | 0.16362 | 0.7 | 186.5433
2022-09-25 03:00 | 0 | 0.17108 | 0.71 | 213.9717
2022-09-25 04:00 | 0 | 0.16741 | 0.71 | 207.1092
2022-09-25 05:00 | 0 | 0.1902 | 0.67 | 216.4783
2022-09-25 06:00 | 0 | 0.22929 | 0.64 | 165.7958
2022-09-25 07:00 | 0.40542 | 0.19783 | 0.55 | 89.745
2022-09-25 08:00 | 0.91462 | 0.045314 | 0.55 | -1.9775
2022-09-25 09:00 | 0.95878 | 0.050845 | 0.54 | -18.6042
2022-09-25 10:00 | 0.97036 | 0.008745 | 0.6 | -44.0183
2022-09-25 11:00 | 0.95387 | 0.000725 | 0.57 | -51.6442
2022-09-25 12:00 | 0.95204 | 0.001513 | 0.57 | -57.8742
2022-09-25 13:00 | 0.95396 | 0.011318 | 0.58 | -56.6433
2022-09-25 14:00 | 0.95848 | 0.019861 | 0.56 | -55.6233
2022-09-25 15:00 | 0.92724 | 0.029456 | 0.53 | -35.765
2022-09-25 16:00 | 0.90417 | 0.031817 | 0.58 | 47.4275
2022-09-25 17:00 | 0.41925 | 0.011883 | 0.64 | 137.6375
2022-09-25 18:00 | 0.0041132 | 0.028806 | 0.65 | 220.8467
2022-09-25 19:00 | 0 | 0.13349 | 0.65 | 274.2158
2022-09-25 20:00 | 0 | 0.14589 | 0.65 | 202.2925
2022-09-25 21:00 | 0 | 0.15579 | 0.66 | 192.3133
2022-09-25 22:00 | 0 | 0.12781 | 0.69 | 167.1083
2022-09-25 23:00 | 0 | 0.085393 | 0.71 | 163.0267
2022-09-26 | 0 | 0.034059 | 0.71 | 165.2867
2022-09-26 01:00 | 0 | 0.01221 | 0.71 | 167.5
2022-09-26 02:00 | 0 | 0.000669 | 0.71 | 205.4125
2022-09-26 03:00 | 0 | 0.002616 | 0.71 | 178.765
2022-09-26 04:00 | 0 | 0.004957 | 0.71 | 186.17
2022-09-26 05:00 | 0 | 0.001846 | 0.7 | 175.8608
2022-09-26 06:00 | 0.00023585 | 0.00814 | 0.6 | 163.2858
2022-09-26 07:00 | 0.40305 | 0.013945 | 0.59 | 154.6567
2022-09-26 08:00 | 0.84922 | 0.002241 | 0.54 | 135.1217
2022-09-26 09:00 | 0.92759 | 0.007774 | 0.53 | 75.9817
2022-09-26 10:00 | 0.89232 | 0.020838 | 0.54 | 65.8392
2022-09-26 11:00 | 0.87825 | 0.014526 | 0.53 | 89.5583
2022-09-26 12:00 | 0.89864 | 0.009424 | 0.53 | 70.0425
2022-09-26 13:00 | 0.82374 | 0.010387 | 0.53 | 89.6175
2022-09-26 14:00 | 0.74207 | 0.024898 | 0.55 | 79.4092
2022-09-26 15:00 | 0.72676 | 0.034564 | 0.57 | 105.8317
2022-09-26 16:00 | 0.56167 | 0.10676 | 0.6 | 153.2225
2022-09-26 17:00 | 0.25026 | 0.32044 | 0.6 | 168.0783
2022-09-26 18:00 | 0.0035901 | 0.65628 | 0.65 | 252.7
2022-09-26 19:00 | 0 | 0.68262 | 0.64 | 303.7225
2022-09-26 20:00 | 0 | 0.5315 | 0.64 | 266.7567
2022-09-26 21:00 | 0 | 0.48657 | 0.64 | 192.5933
2022-09-26 22:00 | 0 | 0.43373 | 0.65 | 147.4958
2022-09-26 23:00 | 0 | 0.38275 | 0.67 | 155.3233
2022-09-27 | 0 | 0.29441 | 0.7 | 173.8083
2022-09-27 01:00 | 0 | 0.23226 | 0.69 | 156.5783
2022-09-27 02:00 | 0 | 0.21859 | 0.69 | 165.4758
2022-09-27 03:00 | 0 | 0.19199 | 0.69 | 147.8292
2022-09-27 04:00 | 0 | 0.17013 | 0.69 | 127.4433
2022-09-27 05:00 | 0 | 0.1507 | 0.68 | 143.9392
2022-09-27 06:00 | 0.00021282 | 0.16058 | 0.65 | 178.1758
2022-09-27 07:00 | 0.1514 | 0.12551 | 0.58 | 246.0292
2022-09-27 08:00 | 0.62119 | 0.07478 | 0.58 | 155.7092
2022-09-27 09:00 | 0.83956 | 0.13953 | 0.56 | 148.6925
2022-09-27 10:00 | 0.88296 | 0.19105 | 0.56 | 116.4092
2022-09-27 11:00 | 0.77771 | 0.23236 | 0.55 | 107.9892
2022-09-27 12:00 | 0.59764 | 0.1974 | 0.55 | 63.7775
2022-09-27 13:00 | 0.51853 | 0.17733 | 0.56 | 110.0925
2022-09-27 14:00 | 0.48363 | 0.18255 | 0.57 | 101.4708
2022-09-27 15:00 | 0.52429 | 0.29511 | 0.57 | 133.5958
2022-09-27 16:00 | 0.49987 | 0.4443 | 0.61 | 143.5258
2022-09-27 17:00 | 0.31862 | 0.60172 | 0.64 | 216.5375
2022-09-27 18:00 | 0.0025358 | 0.61339 | 0.6 | 287.6492
2022-09-27 19:00 | 0 | 0.5913 | 0.65 | 279.2325
2022-09-27 20:00 | 0 | 0.38584 | 0.65 | 206.6517
2022-09-27 21:00 | 0 | 0.3176 | 0.65 | 159.5442
2022-09-27 22:00 | 0 | 0.2776 | 0.65 | 151.6633
2022-09-27 23:00 | 0 | 0.30256 | 0.66 | 158.5033
2022-09-28 | 0 | 0.44615 | 0.67 | 156.405
2022-09-28 01:00 | 0 | 0.45237 | 0.68 | 172.7917
2022-09-28 02:00 | 0 | 0.3853 | 0.69 | 155.4725
2022-09-28 03:00 | 0 | 0.30457 | 0.7 | 128.0417
2022-09-28 04:00 | 0 | 0.229 | 0.7 | 124.0067
2022-09-28 05:00 | 0 | 0.25218 | 0.69 | 135.0033
2022-09-28 06:00 | 8.7374e-05 | 0.2135 | 0.67 | 164.425
2022-09-28 07:00 | 0.074561 | 0.14712 | 0.64 | 161.8492
2022-09-28 08:00 | 0.16991 | 0.031325 | 0.6 | 130.6075
2022-09-28 09:00 | 0.47659 | 0.049558 | 0.59 | 95.1675
2022-09-28 10:00 | 0.74599 | 0.09328 | 0.56 | 95.3575
2022-09-28 11:00 | 0.34706 | 0.233 | 0.55 | 86.6017
2022-09-28 12:00 | 0.23415 | 0.17424 | 0.57 | 90.66
2022-09-28 13:00 | 0.12708 | 0.19826 | 0.6 | 118.5042
2022-09-28 14:00 | 0.11838 | 0.22806 | 0.64 | 132.995
2022-09-28 15:00 | 0.038786 | 0.20579 | 0.65 | 166.6475
2022-09-28 16:00 | 0.026964 | 0.25619 | 0.64 | 186.2775
2022-09-28 17:00 | 0.017998 | 0.2612 | 0.64 | 215.1867
2022-09-28 18:00 | 0 | 0.29349 | 0.64 | 249.0242
2022-09-28 19:00 | 0 | 0.21785 | 0.6 | 239.3075
2022-09-28 20:00 | 0 | 0.041013 | 0.63 | 187.0842
2022-09-28 21:00 | 0 | 0.042724 | 0.66 | 156.3958
2022-09-28 22:00 | 0 | 0.057721 | 0.67 | 154.695
2022-09-28 23:00 | 0 | 0.049336 | 0.68 | 187.3233
2022-09-29 | 0 | 0.031182 | 0.68 | 158.4208
2022-09-29 01:00 | 0 | 0.038033 | 0.69 | 170.5192
2022-09-29 02:00 | 0 | 0.04807 | 0.69 | 173.3483
2022-09-29 03:00 | 0 | 0.040625 | 0.68 | 158.1625
2022-09-29 04:00 | 0 | 0.079579 | 0.69 | 158.9108
2022-09-29 05:00 | 0 | 0.05753 | 0.7 | 163.5817
2022-09-29 06:00 | 0.00014814 | 0.062687 | 0.65 | 195.545
2022-09-29 07:00 | 0.03316 | 0.08713 | 0.63 | 208.7608
2022-09-29 08:00 | 0.050802 | 0.041776 | 0.63 | 143.88
2022-09-29 09:00 | 0.084516 | 0.03923 | 0.58 | 124.6967
2022-09-29 10:00 | 0.10016 | 0.08199 | 0.54 | 107.4192
2022-09-29 11:00 | 0.10959 | 0.035883 | 0.53 | 100.515
2022-09-29 12:00 | 0.39728 | 0.018794 | 0.52 | 79.2292
2022-09-29 13:00 | 0.57119 | 0.01876 | 0.53 | 47.4775
2022-09-29 14:00 | 0.93429 | 0.027147 | 0.51 | 79.3933
2022-09-29 15:00 | 0.80289 | 0.055005 | 0.52 | 22.76
2022-09-29 16:00 | 0.65686 | 0.084703 | 0.55 | 88.5783
2022-09-29 17:00 | 0.40953 | 0.11115 | 0.62 | 77.2733
2022-09-29 18:00 | 0.0052408 | 0.090388 | 0.63 | 173.6325
2022-09-29 19:00 | 0 | 0.11569 | 0.63 | 227.4417
2022-09-29 20:00 | 0 | 0.41968 | 0.64 | 181.0758
2022-09-29 21:00 | 0 | 0.59713 | 0.66 | 180.9367
2022-09-29 22:00 | 0 | 0.71894 | 0.7 | 158.52
2022-09-29 23:00 | 0 | 0.61626 | 0.68 | 165.6533
2022-09-30 | 0 | 0.49841 | 0.68 | 153.9908
2022-09-30 01:00 | 0 | 0.47893 | 0.71 | 154.29
2022-09-30 02:00 | 0 | 0.40632 | 0.72 | 155.665
2022-09-30 03:00 | 0 | 0.39594 | 0.71 | 150.1742
2022-09-30 04:00 | 0 | 0.33175 | 0.69 | 129.0792
2022-09-30 05:00 | 0 | 0.36761 | 0.67 | 132.7217
2022-09-30 06:00 | 0.002766 | 0.34563 | 0.62 | 151.86
2022-09-30 07:00 | 0.43735 | 0.33892 | 0.53 | 121.9067
2022-09-30 08:00 | 0.95828 | 0.17547 | 0.53 | 16.6558
2022-09-30 09:00 | 0.99758 | 0.2482 | 0.51 | -34.4642
2022-09-30 10:00 | 0.99158 | 0.20662 | 0.54 | -52.4233
2022-09-30 11:00 | 0.98182 | 0.11319 | 0.52 | -56.3342
2022-09-30 12:00 | 0.97014 | 0.070958 | 0.51 | -47.6633
2022-09-30 13:00 | 0.97924 | 0.037989 | 0.51 | -20.0967
2022-09-30 14:00 | 0.98414 | 0.030909 | 0.52 | 53.585
2022-09-30 15:00 | 0.96033 | 0.036127 | 0.52 | 83.0183
2022-09-30 16:00 | 0.92364 | 0.031262 | 0.55 | 65.55
2022-09-30 17:00 | 0.43296 | 0.00772 | 0.6 | 100.7367
2022-09-30 18:00 | 0.0052365 | 0.010953 | 0.7 | 214.1917
2022-09-30 19:00 | 0 | 0.036894 | 0.65 | 228.9183
2022-09-30 20:00 | 0 | 0.090706 | 0.66 | 151.5875
2022-09-30 21:00 | 0 | 0.19149 | 0.68 | 140.8233
2022-09-30 22:00 | 0 | 0.1991 | 0.67 | 132.9642
2022-09-30 23:00 | 0 | 0.13878 | 0.65 | 135.8108
2022-10-01 | 0 | 0.10404 | 0.66 | 124.1367
2022-10-01 01:00 | 0 | 0.074599 | 0.7 | 96.25
2022-10-01 02:00 | 0 | 0.054627 | 0.66 | 150.5983
2022-10-01 03:00 | 0 | 0.041605 | 0.67 | 143.9983
2022-10-01 04:00 | 0 | 0.031778 | 0.68 | 148.5208
2022-10-01 05:00 | 0 | 0.023639 | 0.67 | 146.2192
2022-10-01 06:00 | 0.0022815 | 0.016738 | 0.63 | 146.1558
2022-10-01 07:00 | 0.37683 | 0.006918 | 0.51 | 107.185
2022-10-01 08:00 | 0.89003 | 0.000204 | 0.42 | 28.2142
2022-10-01 09:00 | 0.91336 | 0.001881 | 0.39 | 14.5817
2022-10-01 10:00 | 0.93257 | 0.001088 | 0.4 | 64.3967
2022-10-01 11:00 | 0.93054 | 0.000846 | 0.4 | 54.7708
2022-10-01 12:00 | 0.94007 | 0.000805 | 0.39 | 54.0517
2022-10-01 13:00 | 0.86424 | 0.001964 | 0.4 | 43.62
2022-10-01 14:00 | 0.83897 | 0.00717 | 0.45 | 68.8017
2022-10-01 15:00 | 0.70453 | 0.017202 | 0.48 | 95.2475
2022-10-01 16:00 | 0.45119 | 0.051514 | 0.52 | 92.415
2022-10-01 17:00 | 0.25506 | 0.18085 | 0.61 | 104.97
2022-10-01 18:00 | 0.0046148 | 0.44443 | 0.64 | 163.4917
2022-10-01 19:00 | 0 | 0.4149 | 0.63 | 197.2667
2022-10-01 20:00 | 0 | 0.33263 | 0.62 | 154.235
2022-10-01 21:00 | 0 | 0.3432 | 0.62 | 138.1225
2022-10-01 22:00 | 0 | 0.27094 | 0.64 | 128.3308
2022-10-01 23:00 | 0 | 0.21236 | 0.66 | 160.3158
2022-10-02 | 0 | 0.19131 | 0.7 | 181.0542
2022-10-02 01:00 | 0 | 0.22113 | 0.69 | 158.465
2022-10-02 02:00 | 0 | 0.21081 | 0.69 | 181.2292
2022-10-02 03:00 | 0 | 0.14228 | 0.7 | 162.6592
2022-10-02 04:00 | 0 | 0.13368 | 0.69 | 150.8983
2022-10-02 05:00 | 0 | 0.15172 | 0.7 | 150.7075
2022-10-02 06:00 | 0.0021604 | 0.16293 | 0.65 | 102.3708
2022-10-02 07:00 | 0.24735 | 0.10534 | 0.56 | 40.82
2022-10-02 08:00 | 0.75448 | 0.076012 | 0.51 | 29.4458
2022-10-02 09:00 | 0.74882 | 0.070811 | 0.45 | 82.1842
2022-10-02 10:00 | 0.68141 | 0.06901 | 0.48 | 106.1367
2022-10-02 11:00 | 0.73875 | 0.061716 | 0.47 | 101.2267
2022-10-02 12:00 | 0.69324 | 0.052645 | 0.46 | -7.5417
2022-10-02 13:00 | 0.55494 | 0.059757 | 0.42 | -21.3592
2022-10-02 14:00 | 0.52312 | 0.0484 | 0.42 | 43.5675
2022-10-02 15:00 | 0.43253 | 0.025429 | 0.47 | 94.6975
2022-10-02 16:00 | 0.30089 | 0.037143 | 0.53 | 126.75
2022-10-02 17:00 | 0.084066 | 0.064398 | 0.61 | 226.3825
2022-10-02 18:00 | 0.0021565 | 0.10002 | 0.64 | 243.2742
2022-10-02 19:00 | 0 | 0.24254 | 0.64 | 192.9308
2022-10-02 20:00 | 0 | 0.40072 | 0.65 | 172.4083
2022-10-02 21:00 | 0 | 0.49074 | 0.66 | 162.8092
2022-10-02 22:00 | 0 | 0.42367 | 0.69 | 197.6458
2022-10-02 23:00 | 0 | 0.35077 | 0.69 | 173.6617
2022-10-03 | 0 | 0.29302 | 0.7 | 190.4075
2022-10-03 01:00 | 0 | 0.16051 | 0.7 | 166.6392
2022-10-03 02:00 | 0 | 0.12312 | 0.72 | 180.1517
2022-10-03 03:00 | 0 | 0.21176 | 0.71 | 162.9317
2022-10-03 04:00 | 0 | 0.33294 | 0.71 | 185.8858
2022-10-03 05:00 | 0 | 0.38063 | 0.7 | 209.6692
2022-10-03 06:00 | 0.0024844 | 0.44073 | 0.63 | 87.0133
2022-10-03 07:00 | 0.27258 | 0.41884 | 0.48 | 27.7625
2022-10-03 08:00 | 0.63316 | 0.3082 | 0.4 | 24.5208
2022-10-03 09:00 | 0.62817 | 0.16822 | 0.37 | 15.3075
2022-10-03 10:00 | 0.74166 | 0.10333 | 0.3 | 7.6292
2022-10-03 11:00 | 0.7049 | 0.091106 | 0.33 | -12.5725
2022-10-03 12:00 | 0.74971 | 0.10396 | 0.34 | -17.4133
2022-10-03 13:00 | 0.6414 | 0.11407 | 0.34 | -20.84
2022-10-03 14:00 | 0.65048 | 0.20098 | 0.35 | 43.76
2022-10-03 15:00 | 0.52582 | 0.4526 | 0.4 | 48.7567
2022-10-03 16:00 | 0.54297 | 0.5779 | 0.48 | 124.6417
2022-10-03 17:00 | 0.31428 | 0.6549 | 0.59 | 221.2258
2022-10-03 18:00 | 0.0048689 | 0.75573 | 0.63 | 236.4117
2022-10-03 19:00 | 0 | 0.80395 | 0.63 | 161.1358
2022-10-03 20:00 | 0 | 0.83949 | 0.62 | 149.495
2022-10-03 21:00 | 0 | 0.77662 | 0.61 | 136.8525
2022-10-03 22:00 | 0 | 0.7534 | 0.62 | 145.3767
2022-10-03 23:00 | 0 | 0.79077 | 0.64 | 166.1033
2022-10-04 | 0 | 0.80061 | 0.65 | 192.3358
2022-10-04 01:00 | 0 | 0.76294 | 0.65 | 148.8983
2022-10-04 02:00 | 0 | 0.67141 | 0.65 | 147.1892
2022-10-04 03:00 | 0 | 0.61379 | 0.65 | 147.1575
2022-10-04 04:00 | 0 | 0.63023 | 0.7 | 152.6608
2022-10-04 05:00 | 0 | 0.66107 | 0.65 | 221.97
2022-10-04 06:00 | 0.0045865 | 0.71433 | 0.61 | 176.015
2022-10-04 07:00 | 0.44224 | 0.55541 | 0.5 | 109.1042
2022-10-04 08:00 | 0.94374 | 0.44443 | 0.44 | 47.2275
2022-10-04 09:00 | 0.99101 | 0.41169 | 0.37 | 39.7742
2022-10-04 10:00 | 0.9942 | 0.26788 | 0.37 | 45.7958
2022-10-04 11:00 | 0.93 | 0.20905 | 0.37 | 37.1517
2022-10-04 12:00 | 0.88991 | 0.14008 | 0.36 | 49.4192
2022-10-04 13:00 | 0.85481 | 0.12045 | 0.36 | 25.7617
2022-10-04 14:00 | 0.81526 | 0.14613 | 0.41 | 105.3358
2022-10-04 15:00 | 0.81654 | 0.1992 | 0.44 | 104.365
2022-10-04 16:00 | 0.61957 | 0.37902 | 0.51 | 151.3067
2022-10-04 17:00 | 0.35143 | 0.67139 | 0.6 | 178.2475
2022-10-04 18:00 | 0.01137 | 0.86952 | 0.66 | 170.8683
2022-10-04 19:00 | 0 | 0.87768 | 0.65 | 194.73
2022-10-04 20:00 | 0 | 0.85106 | 0.66 | 159.6558
2022-10-04 21:00 | 0 | 0.78408 | 0.65 | 145.6883
2022-10-04 22:00 | 0 | 0.69478 | 0.65 | 159.4483
2022-10-04 23:00 | 0 | 0.68247 | 0.67 | 140.8892
2022-10-05 | 0 | 0.52992 | 0.67 | 134.0533
2022-10-05 01:00 | 0 | 0.39113 | 0.68 | 144.16
2022-10-05 02:00 | 0 | 0.41691 | 0.69 | 123.7808
2022-10-05 03:00 | 0 | 0.42519 | 0.69 | 124.3242
2022-10-05 04:00 | 0 | 0.40641 | 0.69 | 134.7542
2022-10-05 05:00 | 0 | 0.46614 | 0.7 | 162.7283
2022-10-05 06:00 | 0.0043918 | 0.59382 | 0.62 | 181.5475
2022-10-05 07:00 | 0.23249 | 0.46433 | 0.55 | 177.0258
2022-10-05 08:00 | 0.63165 | 0.35158 | 0.5 | 154.9583
2022-10-05 09:00 | 0.79675 | 0.60423 | 0.44 | 112.3217
2022-10-05 10:00 | 0.52493 | 0.63816 | 0.42 | 135.2417
2022-10-05 11:00 | 0.47625 | 0.43869 | 0.42 | 190.1708
2022-10-05 12:00 | 0.64181 | 0.35094 | 0.42 | 145.5867
2022-10-05 13:00 | 0.64686 | 0.30608 | 0.4 | 163.2858
2022-10-05 14:00 | 0.50752 | 0.20344 | 0.46 | 157.1967
2022-10-05 15:00 | 0.53217 | 0.24596 | 0.53 | 157.3833
2022-10-05 16:00 | 0.36845 | 0.4085 | 0.59 | 152.2533
2022-10-05 17:00 | 0.079959 | 0.73235 | 0.61 | 254.4392
2022-10-05 18:00 | 0.00052416 | 0.85803 | 0.62 | 291.2042
2022-10-05 19:00 | 0 | 0.89163 | 0.61 | 156.7767
2022-10-05 20:00 | 0 | 0.76704 | 0.61 | 192.19
2022-10-05 21:00 | 0 | 0.80689 | 0.64 | 152.48
2022-10-05 22:00 | 0 | 0.7541 | 0.65 | 190.9267
2022-10-05 23:00 | 0 | 0.70752 | 0.7 | 125.9417
2022-10-06 | 0 | 0.56782 | 0.68 | 174.59
2022-10-06 01:00 | 0 | 0.44276 | 0.67 | 141.5992
2022-10-06 02:00 | 0 | 0.33562 | 0.67 | 147.0942
2022-10-06 03:00 | 0 | 0.32286 | 0.67 | 150.7292
2022-10-06 04:00 | 0 | 0.30772 | 0.67 | 157.1892
2022-10-06 05:00 | 0 | 0.3662 | 0.7 | 222.88
2022-10-06 06:00 | 0.0070222 | 0.37494 | 0.64 | 255.5267
2022-10-06 07:00 | 0.37047 | 0.2744 | 0.54 | 183.0175
2022-10-06 08:00 | 0.85707 | 0.19521 | 0.47 | 78.9258
2022-10-06 09:00 | 0.9013 | 0.22517 | 0.44 | 152.0983
2022-10-06 10:00 | 0.82877 | 0.12042 | 0.44 | 142.3033
2022-10-06 11:00 | 0.65119 | 0.092478 | 0.5 | 136.3817
2022-10-06 12:00 | 0.67472 | 0.071503 | 0.46 | 137.6858
2022-10-06 13:00 | 0.50521 | 0.066806 | 0.5 | 159.5692
2022-10-06 14:00 | 0.3897 | 0.088343 | 0.5 | 176.4983
2022-10-06 15:00 | 0.27406 | 0.17176 | 0.51 | 142.2758
2022-10-06 16:00 | 0.54287 | 0.33303 | 0.55 | 177.4992
2022-10-06 17:00 | 0.17881 | 0.56266 | 0.59 | 266.6075
2022-10-06 18:00 | 0.0085583 | 0.73291 | 0.62 | 283.6367
2022-10-06 19:00 | 0 | 0.75183 | 0.62 | 227.0058
2022-10-06 20:00 | 0 | 0.61444 | 0.6 | 231.6517
2022-10-06 21:00 | 0 | 0.72058 | 0.64 | 205.9592
2022-10-06 22:00 | 0 | 0.73808 | 0.64 | 193.8733
2022-10-06 23:00 | 0 | 0.66868 | 0.65 | 208.2658
2022-10-07 | 0 | 0.59131 | 0.66 | 209.1967
2022-10-07 01:00 | 0 | 0.50173 | 0.66 | 163.1017
2022-10-07 02:00 | 0 | 0.50176 | 0.66 | 149.575
2022-10-07 03:00 | 0 | 0.48454 | 0.66 | 141.7733
2022-10-07 04:00 | 0 | 0.56485 | 0.66 | 193.1733
2022-10-07 05:00 | 0 | 0.5834 | 0.66 | 167.8542
2022-10-07 06:00 | 0.011518 | 0.59473 | 0.6 | 135.42
2022-10-07 07:00 | 0.42476 | 0.46763 | 0.51 | 75.9042
2022-10-07 08:00 | 0.88517 | 0.71625 | 0.43 | 20.3
2022-10-07 09:00 | 0.85334 | 0.5524 | 0.4 | 68.7775
2022-10-07 10:00 | 0.81472 | 0.55002 | 0.37 | 37.69
2022-10-07 11:00 | 0.89393 | 0.54463 | 0.36 | 51.8258
2022-10-07 12:00 | 0.92363 | 0.44621 | 0.37 | 87.9392
2022-10-07 13:00 | 0.85938 | 0.35255 | 0.39 | 88.2625
2022-10-07 14:00 | 0.81531 | 0.34272 | 0.4 | 95.3908
2022-10-07 15:00 | 0.81677 | 0.38176 | 0.4 | 97.6125
2022-10-07 16:00 | 0.87863 | 0.35235 | 0.51 | 151.2633
2022-10-07 17:00 | 0.40372 | 0.46234 | 0.6 | 215.555
2022-10-07 18:00 | 0.022773 | 0.66749 | 0.64 | 280.95
2022-10-07 19:00 | 0 | 0.78682 | 0.64 | 200.6842
2022-10-07 20:00 | 0 | 0.66084 | 0.64 | 200.5883
2022-10-07 21:00 | 0 | 0.68162 | 0.6 | 196.6733
2022-10-07 22:00 | 0 | 0.51899 | 0.66 | 163.4242
2022-10-07 23:00 | 0 | 0.40782 | 0.67 | 149.3425
2022-10-08 | 0 | 0.41625 | 0.68 | 157.9275
2022-10-08 01:00 | 0 | 0.2904 | 0.69 | 153.4025
2022-10-08 02:00 | 0 | 0.21807 | 0.7 | 139.1033
2022-10-08 03:00 | 0 | 0.18264 | 0.7 | 139.3617
2022-10-08 04:00 | 0 | 0.22984 | 0.69 | 146.6725
2022-10-08 05:00 | 0 | 0.24197 | 0.67 | 174.3108
2022-10-08 06:00 | 0.01801 | 0.21529 | 0.63 | 132.3633
2022-10-08 07:00 | 0.4361 | 0.11204 | 0.55 | 123.2225
2022-10-08 08:00 | 0.91524 | 0.15794 | 0.47 | 52.4525
2022-10-08 09:00 | 0.96503 | 0.26804 | 0.4 | 136.6258
2022-10-08 10:00 | 0.96802 | 0.26845 | 0.39 | 110.8775
2022-10-08 11:00 | 0.92504 | 0.24364 | 0.37 | 82.8817
2022-10-08 12:00 | 0.90664 | 0.28185 | 0.38 | 102.5608
2022-10-08 13:00 | 0.90333 | 0.39938 | 0.4 | 143.6533
2022-10-08 14:00 | 0.95285 | 0.48417 | 0.41 | 157.6683
2022-10-08 15:00 | 0.94886 | 0.48752 | 0.45 | 203.0908
2022-10-08 16:00 | 0.88641 | 0.62141 | 0.5 | 204.9017
2022-10-08 17:00 | 0.40495 | 0.79786 | 0.59 | 287.4675
2022-10-08 18:00 | 0.028643 | 0.88831 | 0.63 | 296.5383
2022-10-08 19:00 | 0 | 0.84393 | 0.64 | 288.355
2022-10-08 20:00 | 0 | 0.69676 | 0.65 | 257.1392
2022-10-08 21:00 | 0 | 0.73399 | 0.65 | 234.8958
2022-10-08 22:00 | 0 | 0.71271 | 0.66 | 273.2642
2022-10-08 23:00 | 0 | 0.67836 | 0.67 | 219.2083
2022-10-09 | 0 | 0.55684 | 0.69 | 254.885
2022-10-09 01:00 | 0 | 0.3412 | 0.7 | 243.0483
2022-10-09 02:00 | 0 | 0.13461 | 0.71 | 197.7675
2022-10-09 03:00 | 0 | 0.030271 | 0.72 | 193.5342
2022-10-09 04:00 | 0 | 0.020999 | 0.7 | 211.3283
2022-10-09 05:00 | 0 | 0.023705 | 0.69 | 191.2017
2022-10-09 06:00 | 0.013073 | 0.015122 | 0.67 | 164.7933
2022-10-09 07:00 | 0.18121 | 0.009653 | 0.6 | 118.5058
2022-10-09 08:00 | 0.28082 | 0.034989 | 0.55 | 140.0875
2022-10-09 09:00 | 0.23087 | 0.044274 | 0.49 | 119.6658
2022-10-09 10:00 | 0.25585 | 0.006542 | 0.45 | 108.4567
2022-10-09 11:00 | 0.41065 | 0.00546 | 0.44 | 112.2258
2022-10-09 12:00 | 0.24729 | 0.007699 | 0.42 | 94.22
2022-10-09 13:00 | 0.25581 | 0.016909 | 0.42 | 116.4817
2022-10-09 14:00 | 0.10214 | 0.018872 | 0.44 | 142.8433
2022-10-09 15:00 | 0.080848 | 0.043929 | 0.46 | 139.9542
2022-10-09 16:00 | 0.074421 | 0.075202 | 0.5 | 185.3417
2022-10-09 17:00 | 0.033426 | 0.16216 | 0.59 | 320.0317
2022-10-09 18:00 | 0.00020925 | 0.27616 | 0.61 | 433.2292
2022-10-09 19:00 | 0 | 0.28226 | 0.6 | 326.9742
2022-10-09 20:00 | 0 | 0.29582 | 0.65 | 331.3417
2022-10-09 21:00 | 0 | 0.33494 | 0.66 | 314.3025
2022-10-09 22:00 | 0 | 0.39538 | 0.66 | 312.75
2022-10-09 23:00 | 0 | 0.4126 | 0.66 | 289.31
2022-10-10 | 0 | 0.40942 | 0.68 | 292.4725
2022-10-10 01:00 | 0 | 0.47864 | 0.7 | 290.0892
2022-10-10 02:00 | 0 | 0.49906 | 0.7 | 260.6367
2022-10-10 03:00 | 0 | 0.52836 | 0.69 | 256.07
2022-10-10 04:00 | 0 | 0.47084 | 0.68 | 281.9192
2022-10-10 05:00 | 0 | 0.41399 | 0.67 | 299.31
2022-10-10 06:00 | 0.015806 | 0.52247 | 0.61 | 263.8433
2022-10-10 07:00 | 0.15929 | 0.49545 | 0.54 | 154.8167
2022-10-10 08:00 | 0.38679 | 0.32264 | 0.51 | 123.1042
2022-10-10 09:00 | 0.39966 | 0.41748 | 0.48 | 103.8158
2022-10-10 10:00 | 0.50066 | 0.37216 | 0.47 | 169.0125
2022-10-10 11:00 | 0.4571 | 0.28424 | 0.46 | 144.7325
2022-10-10 12:00 | 0.67393 | 0.25998 | 0.45 | 139.1858
2022-10-10 13:00 | 0.56174 | 0.24824 | 0.47 | 142.1292
2022-10-10 14:00 | 0.36395 | 0.21821 | 0.48 | 128.465
2022-10-10 15:00 | 0.56696 | 0.17214 | 0.53 | 194.2583
2022-10-10 16:00 | 0.43214 | 0.42913 | 0.55 | 195.9192
2022-10-10 17:00 | 0.13482 | 0.52809 | 0.59 | 294.0508
2022-10-10 18:00 | 0.002809 | 0.5739 | 0.6 | 298.4875
2022-10-10 19:00 | 0 | 0.7 | 0.61 | 273.9958
2022-10-10 20:00 | 0 | 0.71 | 0.63 | 264.615
2022-10-10 21:00 | 0 | 0.71725 | 0.65 | 219.2325
2022-10-10 22:00 | 0 | 0.8075 | 0.67 | 209.3367
2022-10-10 23:00 | 0 | 0.80232 | 0.71 | 185.2783
2022-10-11 | 0 | 0.76746 | 0.71 | 206.5408
2022-10-11 01:00 | 0 | 0.69634 | 0.71 | 168.8225
2022-10-11 02:00 | 0 | 0.7132 | 0.71 | 163.5308
2022-10-11 03:00 | 0 | 0.72015 | 0.71 | 160.7158
2022-10-11 04:00 | 0 | 0.71322 | 0.71 | 210.8575
2022-10-11 05:00 | 0 | 0.70869 | 0.71 | 238.3558
2022-10-11 06:00 | 0.031959 | 0.68204 | 0.64 | 202.0967
2022-10-11 07:00 | 0.35454 | 0.64643 | 0.53 | 89.7442
2022-10-11 08:00 | 0.7633 | 0.91992 | 0.43 | 22.9625
2022-10-11 09:00 | 0.91243 | 0.91695 | 0.39 | 58.0167
2022-10-11 10:00 | 0.69276 | 0.84079 | 0.38 | 72.8967
2022-10-11 11:00 | 0.53128 | 0.55154 | 0.38 | 83.2108
2022-10-11 12:00 | 0.42364 | 0.37353 | 0.38 | 89.2592
2022-10-11 13:00 | 0.34858 | 0.25089 | 0.4 | 111.9233
2022-10-11 14:00 | 0.37879 | 0.19646 | 0.44 | 110.1817
2022-10-11 15:00 | 0.29224 | 0.18808 | 0.47 | 98.1683
2022-10-11 16:00 | 0.3258 | 0.25545 | 0.52 | 154.08
2022-10-11 17:00 | 0.12994 | 0.35649 | 0.59 | 266.7783
2022-10-11 18:00 | 0.0024542 | 0.44002 | 0.61 | 269.9242
2022-10-11 19:00 | 0 | 0.5067 | 0.6 | 207.3633
2022-10-11 20:00 | 0 | 0.35419 | 0.64 | 193.1258
2022-10-11 21:00 | 0 | 0.43765 | 0.65 | 194.0142
2022-10-11 22:00 | 0 | 0.52146 | 0.7 | 202.1908
2022-10-11 23:00 | 0 | 0.59973 | 0.68 | 148.31
2022-10-12 | 0 | 0.6682 | 0.67 | 134.3483
2022-10-12 01:00 | 0 | 0.71637 | 0.67 | 121.7717
2022-10-12 02:00 | 0 | 0.66456 | 0.66 | 92.2408
2022-10-12 03:00 | 0 | 0.68776 | 0.7 | 97.06
2022-10-12 04:00 | 0 | 0.6727 | 0.67 | 153.85
2022-10-12 05:00 | 0 | 0.71122 | 0.67 | 182.5958
2022-10-12 06:00 | 0.044311 | 0.70091 | 0.6 | 124.8592
2022-10-12 07:00 | 0.4673 | 0.47874 | 0.49 | 54.8558
2022-10-12 08:00 | 0.97167 | 0.40396 | 0.4 | 54.4058
2022-10-12 09:00 | 0.99991 | 0.34814 | 0.4 | 120.365
2022-10-12 10:00 | 1 | 0.17183 | 0.41 | 58.4983
2022-10-12 11:00 | 0.96939 | 0.14608 | 0.42 | 108.515
2022-10-12 12:00 | 0.96987 | 0.15016 | 0.41 | 46.295
2022-10-12 13:00 | 0.87724 | 0.13262 | 0.42 | 131.8083
2022-10-12 14:00 | 0.88923 | 0.15599 | 0.43 | 56.5408
2022-10-12 15:00 | 0.67725 | 0.30192 | 0.46 | 197.0125
2022-10-12 16:00 | 0.64142 | 0.42316 | 0.51 | 161.7225
2022-10-12 17:00 | 0.32556 | 0.59494 | 0.59 | 264.4967
2022-10-12 18:00 | 0.023922 | 0.71194 | 0.65 | 320.7258
2022-10-12 19:00 | 0 | 0.72702 | 0.65 | 249.6892
2022-10-12 20:00 | 0 | 0.62693 | 0.64 | 238.7317
2022-10-12 21:00 | 0 | 0.63823 | 0.66 | 170.2258
2022-10-12 22:00 | 0 | 0.59447 | 0.68 | 167.2383
2022-10-12 23:00 | 0 | 0.67367 | 0.69 | 178.7417
2022-10-13 | 0 | 0.69365 | 0.7 | 174.6367
2022-10-13 01:00 | 0 | 0.69931 | 0.71 | 157.2158
2022-10-13 02:00 | 0 | 0.71891 | 0.7 | 112.8575
2022-10-13 03:00 | 0 | 0.72872 | 0.68 | 137.4383
2022-10-13 04:00 | 0 | 0.74508 | 0.67 | 147.3267
2022-10-13 05:00 | 0 | 0.66056 | 0.66 | 154.1708
2022-10-13 06:00 | 0.044882 | 0.60631 | 0.59 | 107.4433
2022-10-13 07:00 | 0.45913 | 0.38079 | 0.48 | 22.6333
2022-10-13 08:00 | 0.96657 | 0.63405 | 0.41 | 30.1242
2022-10-13 09:00 | 1 | 0.73465 | 0.4 | 111.2425
2022-10-13 10:00 | 0.92409 | 0.56804 | 0.38 | 104.61
2022-10-13 11:00 | 0.8445 | 0.55188 | 0.4 | 85.6858
2022-10-13 12:00 | 0.93335 | 0.5319 | 0.39 | 39.6525
2022-10-13 13:00 | 0.97066 | 0.49513 | 0.37 | -8.7667
2022-10-13 14:00 | 0.89347 | 0.43862 | 0.38 | 36.0167
2022-10-13 15:00 | 0.80517 | 0.44677 | 0.41 | 100.9433
2022-10-13 16:00 | 0.94726 | 0.52587 | 0.48 | 166.5533
2022-10-13 17:00 | 0.44824 | 0.65106 | 0.58 | 258.0925
2022-10-13 18:00 | 0.038496 | 0.71386 | 0.6 | 300.2725
2022-10-13 19:00 | 0 | 0.63076 | 0.63 | 243.0658
2022-10-13 20:00 | 0 | 0.29771 | 0.64 | 272.2558
2022-10-13 21:00 | 0 | 0.24444 | 0.7 | 172.4642
2022-10-13 22:00 | 0 | 0.20526 | 0.66 | 171.5467
2022-10-13 23:00 | 0 | 0.20923 | 0.7 | 142.19
2022-10-14 | 0 | 0.2249 | 0.65 | 153.6283
2022-10-14 01:00 | 0 | 0.22887 | 0.66 | 138.5275
2022-10-14 02:00 | 0 | 0.21726 | 0.68 | 138.1758
2022-10-14 03:00 | 0 | 0.25308 | 0.7 | 145.9167
2022-10-14 04:00 | 0 | 0.33765 | 0.68 | 138.5525
2022-10-14 05:00 | 0 | 0.24901 | 0.66 | 155.9583
2022-10-14 06:00 | 0.043532 | 0.13401 | 0.61 | 135.3642
2022-10-14 07:00 | 0.31008 | 0.037978 | 0.5 | 61.85
2022-10-14 08:00 | 0.80883 | 0.084704 | 0.45 | 49.8733
2022-10-14 09:00 | 0.85755 | 0.071882 | 0.42 | 46.2292
2022-10-14 10:00 | 0.8587 | 0.044604 | 0.39 | 25.3175
2022-10-14 11:00 | 0.86033 | 0.052087 | 0.37 | 19.5867
2022-10-14 12:00 | 0.88859 | 0.047862 | 0.39 | 20.7833
2022-10-14 13:00 | 0.79474 | 0.043117 | 0.4 | 21.5175
2022-10-14 14:00 | 0.90411 | 0.022061 | 0.42 | 83.4683
2022-10-14 15:00 | 0.74105 | 0.019411 | 0.48 | 100.5617
2022-10-14 16:00 | 0.67043 | 0.015209 | 0.54 | 107.1642
2022-10-14 17:00 | 0.3709 | 0.015033 | 0.62 | 174.2367
2022-10-14 18:00 | 0.018049 | 0.037774 | 0.66 | 276.8633
2022-10-14 19:00 | 0 | 0.08278 | 0.66 | 283.4567
2022-10-14 20:00 | 0 | 0.04479 | 0.66 | 256.7675
2022-10-14 21:00 | 0 | 0.078194 | 0.66 | 208.2042
2022-10-14 22:00 | 0 | 0.16402 | 0.66 | 173.1517
2022-10-14 23:00 | 0 | 0.13243 | 0.67 | 179.4208
2022-10-15 | 0 | 0.079989 | 0.67 | 177.9192
2022-10-15 01:00 | 0 | 0.031322 | 0.66 | 163.7883
2022-10-15 02:00 | 0 | 0.002845 | 0.66 | 162.0775
2022-10-15 03:00 | 0 | 0.006999 | 0.66 | 164.0042
2022-10-15 04:00 | 0 | 0.018965 | 0.66 | 173.6442
2022-10-15 05:00 | 0 | 0.038493 | 0.67 | 171.4608
2022-10-15 06:00 | 0.033009 | 0.075431 | 0.6 | 73.6058
2022-10-15 07:00 | 0.37535 | 0.062313 | 0.5 | 20.8367
2022-10-15 08:00 | 0.848 | 0.097222 | 0.38 | 4.3708
2022-10-15 09:00 | 0.77082 | 0.070867 | 0.34 | -16.2508
2022-10-15 10:00 | 0.87885 | 0.025381 | 0.32 | -15.445
2022-10-15 11:00 | 0.8817 | 0.006228 | 0.33 | -37.6708
2022-10-15 12:00 | 0.79051 | 0.041002 | 0.33 | -45.6533
2022-10-15 13:00 | 0.76668 | 0.073562 | 0.34 | -25.7467
2022-10-15 14:00 | 0.75977 | 0.08537 | 0.35 | 25.1658
2022-10-15 15:00 | 0.76395 | 0.099126 | 0.41 | 88.2375
2022-10-15 16:00 | 0.6149 | 0.079772 | 0.49 | 85.7592
2022-10-15 17:00 | 0.31431 | 0.030955 | 0.6 | 208.7183
2022-10-15 18:00 | 0.021349 | 0.009429 | 0.68 | 279.4092
2022-10-15 19:00 | 0 | 0.12549 | 0.68 | 257.6408
2022-10-15 20:00 | 0 | 0.36637 | 0.67 | 221.2217
2022-10-15 21:00 | 0 | 0.52724 | 0.66 | 172.555
2022-10-15 22:00 | 0 | 0.50543 | 0.66 | 185.9967
2022-10-15 23:00 | 0 | 0.48177 | 0.67 | 167.5667
2022-10-16 | 0 | 0.46078 | 0.69 | 181.3633
2022-10-16 01:00 | 0 | 0.41953 | 0.7 | 183.7983
2022-10-16 02:00 | 0 | 0.34587 | 0.7 | 180.2458
2022-10-16 03:00 | 0 | 0.29519 | 0.7 | 170.4542
2022-10-16 04:00 | 0 | 0.24424 | 0.68 | 173.2267
2022-10-16 05:00 | 0 | 0.14552 | 0.67 | 153.5458
2022-10-16 06:00 | 0.020999 | 0.12076 | 0.61 | 68.0417
2022-10-16 07:00 | 0.24417 | 0.10322 | 0.5 | 15.535
2022-10-16 08:00 | 0.45228 | 0.099475 | 0.41 | 2.985
2022-10-16 09:00 | 0.4703 | 0.12746 | 0.37 | 11.885
2022-10-16 10:00 | 0.40052 | 0.12308 | 0.38 | 33.5533
2022-10-16 11:00 | 0.49263 | 0.12155 | 0.38 | 47.7417
2022-10-16 12:00 | 0.24394 | 0.15623 | 0.38 | 27.6292
2022-10-16 13:00 | 0.24665 | 0.15893 | 0.41 | 68.9025
2022-10-16 14:00 | 0.18365 | 0.15851 | 0.46 | 87.1742
2022-10-16 15:00 | 0.16792 | 0.24368 | 0.5 | 106.1133
2022-10-16 16:00 | 0.3577 | 0.44474 | 0.56 | 132.0467
2022-10-16 17:00 | 0.19529 | 0.56059 | 0.62 | 208.8425
2022-10-16 18:00 | 0.0042878 | 0.56376 | 0.65 | 279.1392
2022-10-16 19:00 | 0 | 0.62171 | 0.65 | 252.5942
2022-10-16 20:00 | 0 | 0.59675 | 0.65 | 207.5933
2022-10-16 21:00 | 0 | 0.65527 | 0.66 | 161.2217
2022-10-16 22:00 | 0 | 0.62779 | 0.67 | 147.6892
2022-10-16 23:00 | 0 | 0.60532 | 0.7 | 155.0108
2022-10-17 | 0 | 0.58818 | 0.7 | 147.5783
2022-10-17 01:00 | 0 | 0.43772 | 0.7 | 144.9967
2022-10-17 02:00 | 0 | 0.39906 | 0.71 | 145.5733
2022-10-17 03:00 | 0 | 0.34903 | 0.7 | 146.0583
2022-10-17 04:00 | 0 | 0.3024 | 0.71 | 162.8058
2022-10-17 05:00 | 0 | 0.31297 | 0.71 | 201.3808
2022-10-17 06:00 | 0.015694 | 0.32346 | 0.68 | 206.1333
2022-10-17 07:00 | 0.15154 | 0.25991 | 0.6 | 116.5667
2022-10-17 08:00 | 0.46275 | 0.112 | 0.53 | 95.6958
2022-10-17 09:00 | 0.45955 | 0.11871 | 0.49 | 146.02
2022-10-17 10:00 | 0.65148 | 0.093622 | 0.47 | 138.7392
2022-10-17 11:00 | 0.77809 | 0.054924 | 0.46 | 113.2875
2022-10-17 12:00 | 0.7806 | 0.033822 | 0.46 | 137.2208
2022-10-17 13:00 | 0.82137 | 0.038232 | 0.46 | 124.7333
2022-10-17 14:00 | 0.806 | 0.0502 | 0.46 | 94.2325
2022-10-17 15:00 | 0.53345 | 0.096949 | 0.46 | 93.5667
2022-10-17 16:00 | 0.41912 | 0.19548 | 0.54 | 152.7283
2022-10-17 17:00 | 0.14518 | 0.27973 | 0.61 | 278.3167
2022-10-17 18:00 | 0.0060075 | 0.32466 | 0.65 | 312.42
2022-10-17 19:00 | 0 | 0.3034 | 0.65 | 239.7383
2022-10-17 20:00 | 0 | 0.28642 | 0.66 | 195.5517
2022-10-17 21:00 | 0 | 0.3644 | 0.67 | 165.4342
2022-10-17 22:00 | 0 | 0.43073 | 0.68 | 156.4017
2022-10-17 23:00 | 0 | 0.48067 | 0.7 | 154.1492
2022-10-18 | 0 | 0.48675 | 0.7 | 151.5158
2022-10-18 01:00 | 0 | 0.48135 | 0.69 | 145.2983
2022-10-18 02:00 | 0 | 0.49554 | 0.7 | 147.62
2022-10-18 03:00 | 0 | 0.51918 | 0.7 | 147.39
2022-10-18 04:00 | 0 | 0.4863 | 0.69 | 170.5975
2022-10-18 05:00 | 0 | 0.50243 | 0.68 | 209.8417
2022-10-18 06:00 | 0.042258 | 0.59458 | 0.63 | 196.1967
2022-10-18 07:00 | 0.30679 | 0.70961 | 0.56 | 110.0125
2022-10-18 08:00 | 0.6082 | 0.45699 | 0.5 | 122.7075
2022-10-18 09:00 | 0.61236 | 0.531 | 0.47 | 132.8433
2022-10-18 10:00 | 0.45797 | 0.68802 | 0.42 | 77.1092
2022-10-18 11:00 | 0.42787 | 0.61146 | 0.39 | 77.1508
2022-10-18 12:00 | 0.56606 | 0.65939 | 0.4 | 131.8933
2022-10-18 13:00 | 0.66502 | 0.64635 | 0.41 | 122.6467
2022-10-18 14:00 | 0.64546 | 0.66299 | 0.44 | 127.1767
2022-10-18 15:00 | 0.57207 | 0.81401 | 0.47 | 145.0417
2022-10-18 16:00 | 0.51603 | 0.9008 | 0.54 | 172.1325
2022-10-18 17:00 | 0.26609 | 0.91099 | 0.6 | 225.8908
2022-10-18 18:00 | 0.0034926 | 0.89595 | 0.62 | 277.9675
2022-10-18 19:00 | 0 | 0.89255 | 0.63 | 236.4542
2022-10-18 20:00 | 0 | 0.82098 | 0.63 | 195.3442
2022-10-18 21:00 | 0 | 0.83968 | 0.65 | 182.0092
2022-10-18 22:00 | 0 | 0.85203 | 0.66 | 157.5108
2022-10-18 23:00 | 0 | 0.74288 | 0.66 | 151.7767
2022-10-19 | 0 | 0.60166 | 0.66 | 147.2492
2022-10-19 01:00 | 0 | 0.57534 | 0.66 | 127.4242
2022-10-19 02:00 | 0 | 0.53556 | 0.66 | 130.81
2022-10-19 03:00 | 0 | 0.49798 | 0.66 | 141.6867
2022-10-19 04:00 | 0 | 0.5332 | 0.66 | 149.0808
2022-10-19 05:00 | 0 | 0.49315 | 0.66 | 178.4442
2022-10-19 06:00 | 0.0099778 | 0.407 | 0.64 | 184.2425
2022-10-19 07:00 | 0.064234 | 0.39133 | 0.6 | 149.8092
2022-10-19 08:00 | 0.12486 | 0.38573 | 0.6 | 130.5292
2022-10-19 09:00 | 0.10507 | 0.47059 | 0.53 | 140.2825
2022-10-19 10:00 | 0.20003 | 0.57552 | 0.51 | 133.4317
2022-10-19 11:00 | 0.24015 | 0.51629 | 0.49 | 131.2758
2022-10-19 12:00 | 0.32103 | 0.488 | 0.48 | 234.9608
2022-10-19 13:00 | 0.19237 | 0.51696 | 0.5 | 176.0142
2022-10-19 14:00 | 0.13769 | 0.47367 | 0.51 | 226.105
2022-10-19 15:00 | 0.17135 | 0.46976 | 0.53 | 223.1083
2022-10-19 16:00 | 0.090554 | 0.50001 | 0.55 | 179.6567
2022-10-19 17:00 | 0.048254 | 0.43413 | 0.59 | 220.3367
2022-10-19 18:00 | 0.0013178 | 0.56439 | 0.61 | 270.105
2022-10-19 19:00 | 0 | 0.63042 | 0.63 | 215.3883
2022-10-19 20:00 | 0 | 0.43062 | 0.64 | 245.6242
2022-10-19 21:00 | 0 | 0.52899 | 0.64 | 196.8608
2022-10-19 22:00 | 0 | 0.66335 | 0.65 | 207.8058
2022-10-19 23:00 | 0 | 0.64213 | 0.66 | 204.9975
2022-10-20 | 0 | 0.60568 | 0.66 | 200.4992
2022-10-20 01:00 | 0 | 0.47724 | 0.67 | 172.8817
2022-10-20 02:00 | 0 | 0.49723 | 0.67 | 151.5975
2022-10-20 03:00 | 0 | 0.55298 | 0.7 | 149.96
2022-10-20 04:00 | 0 | 0.44287 | 0.67 | 165.035
2022-10-20 05:00 | 0 | 0.31905 | 0.66 | 175.4575
2022-10-20 06:00 | 0.011633 | 0.36951 | 0.65 | 187.1833
2022-10-20 07:00 | 0.079868 | 0.57183 | 0.59 | 207.7317
2022-10-20 08:00 | 0.11149 | 0.051118 | 0.54 | 140.1233
2022-10-20 09:00 | 0.15523 | 0.015822 | 0.5 | 139.3658
2022-10-20 10:00 | 0.19108 | 0.025122 | 0.47 | 136.6792
2022-10-20 11:00 | 0.19509 | 0.075058 | 0.48 | 150.0308
2022-10-20 12:00 | 0.13959 | 0.14536 | 0.49 | 155.9933
2022-10-20 13:00 | 0.23658 | 0.2951 | 0.49 | 151.1325
2022-10-20 14:00 | 0.23034 | 0.44929 | 0.51 | 158.6558
2022-10-20 15:00 | 0.2311 | 0.42861 | 0.5 | 147.4658
2022-10-20 16:00 | 0.16169 | 0.40538 | 0.56 | 165.165
2022-10-20 17:00 | 0.06318 | 0.29845 | 0.6 | 200.0208
2022-10-20 18:00 | 0.004242 | 0.35796 | 0.62 | 236.8292
2022-10-20 19:00 | 0 | 0.5217 | 0.63 | 211.3308
2022-10-20 20:00 | 0 | 0.12562 | 0.65 | 190.8917
2022-10-20 21:00 | 0 | 0.28538 | 0.7 | 167.4325
2022-10-20 22:00 | 0 | 0.449 | 0.67 | 161.2567
2022-10-20 23:00 | 0 | 0.50794 | 0.7 | 166.2317
2022-10-21 | 0 | 0.43509 | 0.67 | 157.6992
2022-10-21 01:00 | 0 | 0.38982 | 0.67 | 154.5708
2022-10-21 02:00 | 0 | 0.32965 | 0.68 | 151.0658
2022-10-21 03:00 | 0 | 0.24564 | 0.7 | 153.01
2022-10-21 04:00 | 0 | 0.16971 | 0.68 | 173.4717
2022-10-21 05:00 | 0 | 0.13883 | 0.68 | 197.8025
2022-10-21 06:00 | 0.070773 | 0.10442 | 0.64 | 233.5217
2022-10-21 07:00 | 0.36626 | 0.090701 | 0.57 | 217.495
2022-10-21 08:00 | 0.63258 | 0.12506 | 0.5 | 183.9758
2022-10-21 09:00 | 0.70298 | 0.1484 | 0.5 | 187.1917
2022-10-21 10:00 | 0.68445 | 0.15837 | 0.52 | 244.9092
2022-10-21 11:00 | 0.76659 | 0.17102 | 0.52 | 230.1433
2022-10-21 12:00 | 0.66198 | 0.23302 | 0.5 | 201.3592
2022-10-21 13:00 | 0.614 | 0.32196 | 0.5 | 164.03
2022-10-21 14:00 | 0.50124 | 0.24247 | 0.5 | 125.5333
2022-10-21 15:00 | 0.46747 | 0.29892 | 0.51 | 147.4817
2022-10-21 16:00 | 0.25537 | 0.37855 | 0.56 | 149.8175
2022-10-21 17:00 | 0.066822 | 0.35743 | 0.61 | 167.315
2022-10-21 18:00 | 0.00060019 | 0.31821 | 0.6 | 202.9125
2022-10-21 19:00 | 0 | 0.43164 | 0.64 | 177.98
2022-10-21 20:00 | 0 | 0.33047 | 0.65 | 150.5875
2022-10-21 21:00 | 0 | 0.28661 | 0.66 | 144.0575
2022-10-21 22:00 | 0 | 0.25635 | 0.66 | 161.3367
2022-10-21 23:00 | 0 | 0.2517 | 0.66 | 150.8092
2022-10-22 | 0 | 0.2955 | 0.66 | 150.9792
2022-10-22 01:00 | 0 | 0.30391 | 0.67 | 143.9625
2022-10-22 02:00 | 0 | 0.32739 | 0.68 | 138.4958
2022-10-22 03:00 | 0 | 0.25887 | 0.7 | 139.1167
2022-10-22 04:00 | 0 | 0.25861 | 0.71 | 140.3892
2022-10-22 05:00 | 0 | 0.34433 | 0.72 | 156.5558
2022-10-22 06:00 | 0.030358 | 0.28974 | 0.68 | 144.9208
2022-10-22 07:00 | 0.23458 | 0.22963 | 0.61 | 131.7267
2022-10-22 08:00 | 0.40781 | 0.066574 | 0.55 | 106.4258
2022-10-22 09:00 | 0.28024 | 0.069447 | 0.5 | 46.2142
2022-10-22 10:00 | 0.33521 | 0.063749 | 0.48 | 97.4283
2022-10-22 11:00 | 0.57648 | 0.095121 | 0.46 | 109.4733
2022-10-22 12:00 | 0.67558 | 0.17493 | 0.45 | 128.8525
2022-10-22 13:00 | 0.86853 | 0.23405 | 0.46 | 94.3308
2022-10-22 14:00 | 0.94673 | 0.2093 | 0.49 | 113.9017
2022-10-22 15:00 | 0.82182 | 0.22632 | 0.5 | 116.0375
2022-10-22 16:00 | 0.77806 | 0.30522 | 0.53 | 120.8742
2022-10-22 17:00 | 0.35807 | 0.38736 | 0.58 | 140.565
2022-10-22 18:00 | 0.040085 | 0.36918 | 0.65 | 210.3158
2022-10-22 19:00 | 0 | 0.30798 | 0.66 | 163.6817
2022-10-22 20:00 | 0 | 0.35928 | 0.67 | 153.9383
2022-10-22 21:00 | 0 | 0.29876 | 0.68 | 162.51
2022-10-22 22:00 | 0 | 0.2145 | 0.68 | 174.41
2022-10-22 23:00 | 0 | 0.19579 | 0.7 | 164.5442
2022-10-23 | 0 | 0.24279 | 0.71 | 156.7333
2022-10-23 01:00 | 0 | 0.29671 | 0.7 | 146.2825
2022-10-23 02:00 | 0 | 0.27723 | 0.74 | 154.9492
2022-10-23 03:00 | 0 | 0.206 | 0.72 | 139.1325
2022-10-23 04:00 | 0 | 0.16331 | 0.73 | 137.3258
2022-10-23 05:00 | 0 | 0.12705 | 0.72 | 132.4175
2022-10-23 06:00 | 0.086111 | 0.10342 | 0.66 | 100.455
2022-10-23 07:00 | 0.46336 | 0.023393 | 0.56 | 120.2425
2022-10-23 08:00 | 0.95246 | 0.004722 | 0.52 | 93.2283
2022-10-23 09:00 | 0.99889 | 0.017384 | 0.46 | 95.8025
2022-10-23 10:00 | 0.99906 | 0.10347 | 0.42 | 89.0783
2022-10-23 11:00 | 0.99866 | 0.28221 | 0.4 | 51.0117
2022-10-23 12:00 | 0.99545 | 0.38336 | 0.36 | 21.3533
2022-10-23 13:00 | 0.97296 | 0.42148 | 0.38 | 28.0525
2022-10-23 14:00 | 0.97956 | 0.38718 | 0.43 | 123.7783
2022-10-23 15:00 | 0.96476 | 0.29712 | 0.46 | 119.1333
2022-10-23 16:00 | 0.87682 | 0.22328 | 0.51 | 97.4617
2022-10-23 17:00 | 0.39108 | 0.1603 | 0.58 | 162.7725
2022-10-23 18:00 | 0.046104 | 0.1092 | 0.64 | 248.4917
2022-10-23 19:00 | 0 | 0.088541 | 0.65 | 191.0108
2022-10-23 20:00 | 0 | 0.14239 | 0.67 | 277.0533
2022-10-23 21:00 | 0 | 0.060858 | 0.69 | 169.7567
2022-10-23 22:00 | 0 | 0.015481 | 0.7 | 153.4242
2022-10-23 23:00 | 0 | 0.007224 | 0.72 | 142.7283
2022-10-24 | 0 | 0.015715 | 0.73 | 146.9375
2022-10-24 01:00 | 0 | 0.071402 | 0.72 | 136.95
2022-10-24 02:00 | 0 | 0.12371 | 0.73 | 128.5975
2022-10-24 03:00 | 0 | 0.10792 | 0.7 | 135.1433
2022-10-24 04:00 | 0 | 0.087339 | 0.73 | 150.5942
2022-10-24 05:00 | 0 | 0.091972 | 0.73 | 206.3492
2022-10-24 06:00 | 0.072134 | 0.12086 | 0.62 | 162.7992
2022-10-24 07:00 | 0.32545 | 0.14067 | 0.5 | 137.3792
2022-10-24 08:00 | 0.63452 | 0.25554 | 0.42 | 100.3775
2022-10-24 09:00 | 0.79786 | 0.28534 | 0.37 | 45.41
2022-10-24 10:00 | 0.96855 | 0.24659 | 0.36 | 52.24
2022-10-24 11:00 | 0.9683 | 0.24147 | 0.34 | 57.6642
2022-10-24 12:00 | 0.96071 | 0.18625 | 0.34 | 83.4425
2022-10-24 13:00 | 0.90416 | 0.16649 | 0.37 | 140.5642
2022-10-24 14:00 | 0.73932 | 0.13968 | 0.39 | 134.765
2022-10-24 15:00 | 0.31477 | 0.19542 | 0.43 | 188.2008
2022-10-24 16:00 | 0.36324 | 0.1078 | 0.5 | 270.7083
2022-10-24 17:00 | 0.16648 | 0.043475 | 0.58 | 363.7842
2022-10-24 18:00 | 0.00081712 | 0.15643 | 0.63 | 518.9458
2022-10-24 19:00 | 0 | 0.19781 | 0.7 | 315.6617
2022-10-24 20:00 | 0 | 0.16092 | 0.67 | 272.4833
2022-10-24 21:00 | 0 | 0.075925 | 0.67 | 250.1825
2022-10-24 22:00 | 0 | 0.26325 | 0.67 | 199.0475
2022-10-24 23:00 | 0 | 0.66334 | 0.7 | 205.1758
2022-10-25 | 0 | 0.77977 | 0.67 | 192.9058
2022-10-25 01:00 | 0 | 0.70759 | 0.68 | 176.3783
2022-10-25 02:00 | 0 | 0.65796 | 0.69 | 178.9575
2022-10-25 03:00 | 0 | 0.58339 | 0.69 | 176.4192
2022-10-25 04:00 | 0 | 0.59465 | 0.69 | 190.8733
2022-10-25 05:00 | 0 | 0.57719 | 0.7 | 272.3508
2022-10-25 06:00 | 0.0512 | 0.6261 | 0.6 | 234.2467
2022-10-25 07:00 | 0.33121 | 0.76515 | 0.6 | 195.2483
2022-10-25 08:00 | 0.4948 | 0.69282 | 0.51 | 169.7575
2022-10-25 09:00 | 0.75737 | 0.86613 | 0.42 | 120.9025
2022-10-25 10:00 | 0.69906 | 0.83728 | 0.39 | 125.6408
2022-10-25 11:00 | 0.80887 | 0.71977 | 0.37 | 69.2842
2022-10-25 12:00 | 0.66081 | 0.75078 | 0.36 | 116.7833
2022-10-25 13:00 | 0.80827 | 0.77606 | 0.39 | 129.775
2022-10-25 14:00 | 0.90015 | 0.80085 | 0.4 | 162.2475
2022-10-25 15:00 | 0.80709 | 0.82093 | 0.43 | 169.1017
2022-10-25 16:00 | 0.79489 | 0.69819 | 0.49 | 209.9308
2022-10-25 17:00 | 0.35591 | 0.34989 | 0.58 | 316.055
2022-10-25 18:00 | 0.057607 | 0.15326 | 0.65 | 371.345
2022-10-25 19:00 | 0 | 0.13037 | 0.66 | 304.555
2022-10-25 20:00 | 0 | 0.083465 | 0.66 | 270.12
2022-10-25 21:00 | 0 | 0.094764 | 0.67 | 236.2175
2022-10-25 22:00 | 0 | 0.11728 | 0.7 | 273.4408
2022-10-25 23:00 | 0 | 0.12451 | 0.71 | 254.395
2022-10-26 | 0 | 0.14871 | 0.7 | 201.9208
2022-10-26 01:00 | 0 | 0.28495 | 0.7 | 187.43
2022-10-26 02:00 | 0 | 0.44758 | 0.7 | 150.2933
2022-10-26 03:00 | 0 | 0.57424 | 0.68 | 145.7417
2022-10-26 04:00 | 0 | 0.57092 | 0.68 | 165.7133
2022-10-26 05:00 | 0 | 0.60088 | 0.68 | 219.7783
2022-10-26 06:00 | 0.090583 | 0.55261 | 0.58 | 156.0308
2022-10-26 07:00 | 0.44928 | 0.19528 | 0.48 | 164.0933
2022-10-26 08:00 | 0.9498 | 0.065253 | 0.44 | 126.2167
2022-10-26 09:00 | 0.9672 | 0.013602 | 0.39 | 103.425
2022-10-26 10:00 | 0.93529 | 0.047243 | 0.4 | 43.3492
2022-10-26 11:00 | 0.96533 | 0.080507 | 0.4 | 113.1908
2022-10-26 12:00 | 0.98048 | 0.1094 | 0.34 | 111.1508
2022-10-26 13:00 | 0.97526 | 0.12346 | 0.36 | 116.5867
2022-10-26 14:00 | 0.94838 | 0.12608 | 0.4 | 143.2958
2022-10-26 15:00 | 0.89384 | 0.13043 | 0.45 | 181.7925
2022-10-26 16:00 | 0.77821 | 0.10136 | 0.5 | 200.165
2022-10-26 17:00 | 0.3091 | 0.11939 | 0.58 | 271.5967
2022-10-26 18:00 | 0.041685 | 0.11886 | 0.64 | 343.6283
2022-10-26 19:00 | 0 | 0.063436 | 0.65 | 273.1592
2022-10-26 20:00 | 0 | 0.006352 | 0.66 | 272.4775
2022-10-26 21:00 | 0 | 0.02532 | 0.7 | 209.4817
2022-10-26 22:00 | 0 | 0.11896 | 0.69 | 229.21
2022-10-26 23:00 | 0 | 0.15343 | 0.71 | 215.03
2022-10-27 | 0 | 0.16741 | 0.71 | 173.0175
2022-10-27 01:00 | 0 | 0.16847 | 0.72 | 166.2333
2022-10-27 02:00 | 0 | 0.16314 | 0.71 | 155.7508
2022-10-27 03:00 | 0 | 0.13139 | 0.71 | 161.135
2022-10-27 04:00 | 0 | 0.088371 | 0.71 | 199.39
2022-10-27 05:00 | 0 | 0.045775 | 0.7 | 203.2908
2022-10-27 06:00 | 0.068678 | 0.040535 | 0.6 | 131.2967
2022-10-27 07:00 | 0.31311 | 0.054311 | 0.53 | 132.1308
2022-10-27 08:00 | 0.78761 | 0.062514 | 0.5 | 121.4025
2022-10-27 09:00 | 0.93519 | 0.12682 | 0.39 | 62.3358
2022-10-27 10:00 | 0.92711 | 0.18798 | 0.34 | 62.1175
2022-10-27 11:00 | 0.83388 | 0.27228 | 0.36 | 154.7775
2022-10-27 12:00 | 0.96856 | 0.31733 | 0.37 | 73.6208
2022-10-27 13:00 | 0.96355 | 0.45161 | 0.38 | 121.3117
2022-10-27 14:00 | 0.96078 | 0.46254 | 0.4 | 116.3925
2022-10-27 15:00 | 0.9402 | 0.28109 | 0.44 | 91.2108
2022-10-27 16:00 | 0.86816 | 0.16449 | 0.51 | 162.6433
2022-10-27 17:00 | 0.34642 | 0.050072 | 0.58 | 262.5225
2022-10-27 18:00 | 0.028107 | 0.17928 | 0.63 | 329.6158
2022-10-27 19:00 | 0 | 0.35779 | 0.63 | 250.3608
2022-10-27 20:00 | 0 | 0.26128 | 0.63 | 241.1842
2022-10-27 21:00 | 0 | 0.16694 | 0.7 | 207.2167
2022-10-27 22:00 | 0 | 0.17908 | 0.66 | 211.815
2022-10-27 23:00 | 0 | 0.086376 | 0.67 | 156.6642
2022-10-28 | 0 | 0.20053 | 0.68 | 177.2433
2022-10-28 01:00 | 0 | 0.23944 | 0.68 | 147.9817
2022-10-28 02:00 | 0 | 0.40238 | 0.7 | 140.2125
2022-10-28 03:00 | 0 | 0.1721 | 0.7 | 138.7142
2022-10-28 04:00 | 0 | 0.013115 | 0.71 | 141.1375
2022-10-28 05:00 | 0 | 0.000241 | 0.7 | 162.6525
2022-10-28 06:00 | 0.099135 | 0.006841 | 0.58 | 74.7358
2022-10-28 07:00 | 0.52323 | 0.031132 | 0.46 | 42.1733
2022-10-28 08:00 | 0.90619 | 0.00059 | 0.38 | 18.9467
2022-10-28 09:00 | 0.95524 | 0.002084 | 0.33 | -19.52
2022-10-28 10:00 | 0.94665 | 0.010551 | 0.31 | -25.0025
2022-10-28 11:00 | 0.89594 | 0.05545 | 0.3 | -20.7433
2022-10-28 12:00 | 0.93363 | 0.089243 | 0.29 | 19.5567
2022-10-28 13:00 | 0.83652 | 0.17461 | 0.31 | 63.6725
2022-10-28 14:00 | 0.79031 | 0.30545 | 0.35 | 101.7675
2022-10-28 15:00 | 0.87037 | 0.32873 | 0.4 | 144.9225
2022-10-28 16:00 | 0.88583 | 0.33206 | 0.47 | 153.7908
2022-10-28 17:00 | 0.36822 | 0.14793 | 0.56 | 1489.2375
2022-10-28 18:00 | 0.048541 | 0.052482 | 0.63 | 177.6775
2022-10-28 19:00 | 0 | 0.026528 | 0.64 | 155.575
2022-10-28 20:00 | 0 | 0.057247 | 0.65 | 137.8325
2022-10-28 21:00 | 0 | 0.057709 | 0.66 | 136.0608
2022-10-28 22:00 | 0 | 0.072226 | 0.67 | 131.1208
2022-10-28 23:00 | 0 | 0.10344 | 0.68 | 127.5383
2022-10-29 | 0 | 0.046005 | 0.7 | 129.275
2022-10-29 01:00 | 0 | 0.15693 | 0.7 | 126.0775
2022-10-29 02:00 | 0 | 0.28574 | 0.7 | 102.0858
2022-10-29 03:00 | 0 | 0.43813 | 0.7 | 108.5125
2022-10-29 04:00 | 0 | 0.48772 | 0.7 | 124.0725
2022-10-29 05:00 | 0 | 0.48576 | 0.69 | 117.0908
2022-10-29 06:00 | 0.093557 | 0.41783 | 0.57 | 35.9942
2022-10-29 07:00 | 0.40003 | 0.29685 | 0.45 | -37.0383
2022-10-29 08:00 | 0.91428 | 0.12932 | 0.38 | -48.7275
2022-10-29 09:00 | 0.99929 | 0.096432 | 0.34 | -54.5992
2022-10-29 10:00 | 0.9981 | 0.021176 | 0.32 | -57.2933
2022-10-29 11:00 | 1 | 0.004476 | 0.31 | -59.6192
2022-10-29 12:00 | 0.99585 | 0.018754 | 0.31 | -60.07
2022-10-29 13:00 | 0.98812 | 0.047192 | 0.31 | -61.0608
2022-10-29 14:00 | 0.98096 | 0.083576 | 0.33 | -50.3192
2022-10-29 15:00 | 0.99738 | 0.14199 | 0.36 | 54.0917
2022-10-29 16:00 | 0.95884 | 0.16161 | 0.46 | 121.9492
2022-10-29 17:00 | 0.46275 | 0.13385 | 0.6 | 234.0967
2022-10-29 18:00 | 0.077797 | 0.075219 | 0.66 | 282.7425
2022-10-29 19:00 | 0 | 0.035151 | 0.67 | 300.7783
2022-10-29 20:00 | 0 | 0.032613 | 0.69 | 270.4025
2022-10-29 21:00 | 0 | 0.0452 | 0.69 | 151.5767
2022-10-29 22:00 | 0 | 0.033053 | 0.7 | 132.8867
2022-10-29 23:00 | 0 | 0.017727 | 0.71 | 144.2733
2022-10-30 | 0 | 0.007459 | 0.7 | 146.7575
2022-10-30 01:00 | 0 | 0.009712 | 0.71 | 144.9808
2022-10-30 02:00 | 0 | 0.000985 | 0.72 | 165.6392
2022-10-30 03:00 | 0 | 0.001691 | 0.71 | 171.2075
2022-10-30 04:00 | 0 | 0.001181 | 0.71 | 174.4542
2022-10-30 05:00 | 0 | 0.002463 | 0.69 | 132.1608
2022-10-30 06:00 | 0.10274 | 0.002972 | 0.56 | 45.24
2022-10-30 07:00 | 0.55456 | 0.011171 | 0.43 | -1.075
2022-10-30 08:00 | 0.96179 | 0.016471 | 0.38 | -45.58
2022-10-30 09:00 | 0.96258 | 0.049536 | 0.34 | -53.8383
2022-10-30 10:00 | 0.98277 | 0.043729 | 0.32 | -59.3025
2022-10-30 11:00 | 0.98751 | 0.008305 | 0.32 | -61.1267
2022-10-30 12:00 | 0.99967 | 0.001578 | 0.31 | -61.9783
2022-10-30 13:00 | 0.99267 | 0.0017 | 0.31 | -30.0558
2022-10-30 14:00 | 0.97924 | 0.001907 | 0.32 | 22.0692
2022-10-30 15:00 | 0.99132 | 0.002189 | 0.39 | 119.2067
2022-10-30 16:00 | 0.94278 | 0.022376 | 0.5 | 114.7892
2022-10-30 17:00 | 0.45839 | 0.07239 | 0.57 | 249.4108
2022-10-30 18:00 | 0.081205 | 0.25526 | 0.66 | 277.8217
2022-10-30 19:00 | 0 | 0.43028 | 0.7 | 247.9817
2022-10-30 20:00 | 0 | 0.454 | 0.7 | 209.185
2022-10-30 21:00 | 0 | 0.36069 | 0.7 | 263.3933
2022-10-30 22:00 | 0 | 0.33441 | 0.7 | 238.7458
2022-10-30 23:00 | 0 | 0.31418 | 0.71 | 205.1067
2022-10-31 | 0 | 0.3379 | 0.7 | 174.3033
2022-10-31 01:00 | 0 | 0.29342 | 0.7 | 144.4358
2022-10-31 02:00 | 0 | 0.24936 | 0.69 | 123.0425
2022-10-31 03:00 | 0 | 0.29668 | 0.7 | 119.3867
2022-10-31 04:00 | 0 | 0.33143 | 0.7 | 140.6517
2022-10-31 05:00 | 0 | 0.29224 | 0.7 | 158.1725
2022-10-31 06:00 | 0.085955 | 0.34186 | 0.58 | 77.7925
2022-10-31 07:00 | 0.54726 | 0.48501 | 0.46 | 73.745
2022-10-31 08:00 | 0.88972 | 0.36374 | 0.44 | 23.7425
2022-10-31 09:00 | 0.97638 | 0.41813 | 0.4 | 17.7475
2022-10-31 10:00 | 0.98756 | 0.43774 | 0.34 | 75.7992
2022-10-31 11:00 | 0.98956 | 0.47339 | 0.35 | 172.9192
2022-10-31 12:00 | 0.98612 | 0.64234 | 0.39 | 658.185
2022-10-31 13:00 | 0.98738 | 0.78023 | 0.41 | 125.7883
2022-10-31 14:00 | 0.98766 | 0.81166 | 0.43 | 181.6483
2022-10-31 15:00 | 0.96073 | 0.84131 | 0.45 | 139.6767
2022-10-31 16:00 | 0.90084 | 0.85058 | 0.5 | 179.275
2022-10-31 17:00 | 0.44485 | 0.86836 | 0.57 | 1355.49
2022-10-31 18:00 | 0.080746 | 0.88473 | 0.61 | 233.7658
2022-10-31 19:00 | 0 | 0.86117 | 0.61 | 192.67
2022-10-31 20:00 | 0 | 0.79711 | 0.62 | 176.4133
2022-10-31 21:00 | 0 | 0.83924 | 0.64 | 146.5467
2022-10-31 22:00 | 0 | 0.79514 | 0.65 | 163.19
2022-10-31 23:00 | 0 | 0.83573 | 0.65 | 148.0142
2022-11-01 | 0 | 0.85149 | 0.65 | 120.53
2022-11-01 01:00 | 0 | 0.73502 | 0.7 | 170.5108
2022-11-01 02:00 | 0 | 0.62337 | 0.66 | 124.9675
2022-11-01 03:00 | 0 | 0.72253 | 0.65 | 122.335
2022-11-01 04:00 | 0 | 0.73027 | 0.66 | 124.9283
2022-11-01 05:00 | 0 | 0.64488 | 0.65 | 128.1375
2022-11-01 06:00 | 0.010131 | 0.59548 | 0.64 | 140.98
2022-11-01 07:00 | 0.036121 | 0.79931 | 0.6 | 148.98
2022-11-01 08:00 | 0.019312 | 0.30281 | 0.6 | 210.8842
2022-11-01 09:00 | 0.030235 | 0.81523 | 0.54 | 151.5325
2022-11-01 10:00 | 0.11073 | 0.74759 | 0.5 | 1173.015
2022-11-01 11:00 | 0.16689 | 0.69091 | 0.48 | 96.7233
2022-11-01 12:00 | 0.2046 | 0.42956 | 0.4 | 90.775
2022-11-01 13:00 | 0.28169 | 0.088621 | 0.39 | 45.6783
2022-11-01 14:00 | 0.38043 | 0.042736 | 0.39 | 15.2533
2022-11-01 15:00 | 0.69474 | 0.082919 | 0.45 | 70.4642
2022-11-01 16:00 | 0.49945 | 0.22183 | 0.51 | 98.1092
2022-11-01 17:00 | 0.22843 | 0.5001 | 0.59 | 121.155
2022-11-01 18:00 | 0.048966 | 0.638 | 0.6 | 158.2117
2022-11-01 19:00 | 0 | 0.77649 | 0.65 | 250.635
2022-11-01 20:00 | 0 | 0.77176 | 0.64 | 180.9433
2022-11-01 21:00 | 0 | 0.82646 | 0.65 | 136.8192
2022-11-01 22:00 | 0 | 0.90685 | 0.7 | 135.0533
2022-11-01 23:00 | 0 | 0.92918 | 0.67 | 146.9075
2022-11-02 | 0 | 0.92485 | 0.67 | 153.7892
2022-11-02 01:00 | 0 | 0.92473 | 0.66 | 142.1583
2022-11-02 02:00 | 0 | 0.89381 | 0.67 | 133.1717
2022-11-02 03:00 | 0 | 0.85243 | 0.67 | 112.7725
2022-11-02 04:00 | 0 | 0.82923 | 0.66 | 117.2083
2022-11-02 05:00 | 0 | 0.85799 | 0.65 | 134.9183
2022-11-02 06:00 | 0.11368 | 0.87722 | 0.52 | 129.4608
2022-11-02 07:00 | 0.74996 | 0.84348 | 0.4 | 66.7342
2022-11-02 08:00 | 0.995 | 0.9071 | 0.4 | 4.2475
2022-11-02 09:00 | 1 | 0.86807 | 0.35 | -60.1858
2022-11-02 10:00 | 1 | 0.85651 | 0.31 | -75.075
2022-11-02 11:00 | 1 | 0.78017 | 0.3 | -61.365
2022-11-02 12:00 | 1 | 0.67287 | 0.3 | -61.79
2022-11-02 13:00 | 1 | 0.66155 | 0.3 | -60.9758
2022-11-02 14:00 | 1 | 0.59978 | 0.31 | -54.9825
2022-11-02 15:00 | 1 | 0.52735 | 0.32 | -31.3867
2022-11-02 16:00 | 0.99383 | 0.40592 | 0.4 | 27.8583
2022-11-02 17:00 | 0.4881 | 0.34823 | 0.52 | 80.1325
2022-11-02 18:00 | 0.09007 | 0.29555 | 0.63 | 1393.32
2022-11-02 19:00 | 0 | 0.40293 | 0.64 | 195.47
2022-11-02 20:00 | 0 | 0.45123 | 0.64 | 184.5608
2022-11-02 21:00 | 0 | 0.54348 | 0.65 | 139.1192
2022-11-02 22:00 | 0 | 0.68486 | 0.66 | 136.1825
2022-11-02 23:00 | 0 | 0.68771 | 0.67 | 143.495
2022-11-03 | 0 | 0.70189 | 0.68 | 152.1758
2022-11-03 01:00 | 0 | 0.6916 | 0.7 | 145.2342
2022-11-03 02:00 | 0 | 0.68504 | 0.67 | 125.2633
2022-11-03 03:00 | 0 | 0.65055 | 0.67 | 111.2608
2022-11-03 04:00 | 0 | 0.61298 | 0.66 | 104.8742
2022-11-03 05:00 | 0 | 0.54656 | 0.65 | 125.285
2022-11-03 06:00 | 0.10799 | 0.42226 | 0.54 | 122.3217
2022-11-03 07:00 | 0.8631 | 0.20312 | 0.42 | 66.2083
2022-11-03 08:00 | 1 | 0.28806 | 0.37 | 1.5383
2022-11-03 09:00 | 1 | 0.16909 | 0.32 | -43.315
2022-11-03 10:00 | 1 | 0.070914 | 0.29 | -45.075
2022-11-03 11:00 | 1 | 0.06504 | 0.28 | -36.6983
2022-11-03 12:00 | 1 | 0.068588 | 0.28 | -18.2017
2022-11-03 13:00 | 1 | 0.099629 | 0.29 | -5.8542
2022-11-03 14:00 | 1 | 0.14966 | 0.3 | -14.6383
2022-11-03 15:00 | 1 | 0.22309 | 0.33 | 37.1608
2022-11-03 16:00 | 0.98127 | 0.30877 | 0.4 | 40.3383
2022-11-03 17:00 | 0.48313 | 0.42762 | 0.55 | 64.7592
2022-11-03 18:00 | 0.091921 | 0.54395 | 0.63 | 101.0675
2022-11-03 19:00 | 0 | 0.59656 | 0.6 | 299.465
2022-11-03 20:00 | 0 | 0.50829 | 0.64 | 281.4983
2022-11-03 21:00 | 0 | 0.38883 | 0.66 | 157.8183
2022-11-03 22:00 | 0 | 0.34512 | 0.65 | 144.125
2022-11-03 23:00 | 0 | 0.40773 | 0.66 | 153.8425
2022-11-04 | 0 | 0.51057 | 0.67 | 150.4175
2022-11-04 01:00 | 0 | 0.62786 | 0.68 | 166.6717
2022-11-04 02:00 | 0 | 0.71181 | 0.69 | 153.5592
2022-11-04 03:00 | 0 | 0.73187 | 0.69 | 147.0325
2022-11-04 04:00 | 0 | 0.72698 | 0.67 | 157.5333
2022-11-04 05:00 | 0 | 0.67295 | 0.66 | 198.28
2022-11-04 06:00 | 0.098256 | 0.56422 | 0.54 | 204.715
2022-11-04 07:00 | 0.89184 | 0.22402 | 0.41 | 78.12
2022-11-04 08:00 | 1 | 0.16555 | 0.32 | 68.3558
2022-11-04 09:00 | 1 | 0.28222 | 0.3 | 17
2022-11-04 10:00 | 1 | 0.18987 | 0.3 | 93.0642
2022-11-04 11:00 | 1 | 0.14701 | 0.31 | 107.2608
2022-11-04 12:00 | 0.97264 | 0.12221 | 0.32 | 93.3883
2022-11-04 13:00 | 0.97785 | 0.1265 | 0.32 | 95.645
2022-11-04 14:00 | 0.88279 | 0.18691 | 0.35 | 92.1125
2022-11-04 15:00 | 0.84577 | 0.34809 | 0.39 | 102.6617
2022-11-04 16:00 | 0.69871 | 0.55959 | 0.46 | 116.9433
2022-11-04 17:00 | 0.35483 | 0.76171 | 0.56 | 57.8858
2022-11-04 18:00 | 0.08011 | 0.88706 | 0.62 | 107.8683
2022-11-04 19:00 | 0 | 0.87924 | 0.62 | 179.5242
2022-11-04 20:00 | 0 | 0.86177 | 0.62 | 147.3525
2022-11-04 21:00 | 0 | 0.84585 | 0.61 | 139.6967
2022-11-04 22:00 | 0 | 0.83202 | 0.62 | 126.5925
2022-11-04 23:00 | 0 | 0.81695 | 0.62 | 122.3083
2022-11-05 | 0 | 0.79695 | 0.63 | 113.8192
2022-11-05 01:00 | 0 | 0.77338 | 0.64 | 122.985
2022-11-05 02:00 | 0 | 0.75675 | 0.64 | 123.1825
2022-11-05 03:00 | 0 | 0.74949 | 0.64 | 113.9383
2022-11-05 04:00 | 0 | 0.71852 | 0.64 | 108.9575
2022-11-05 05:00 | 0 | 0.72167 | 0.63 | 112.0858
2022-11-05 06:00 | 0.10411 | 0.69814 | 0.5 | 105.7933
2022-11-05 07:00 | 0.71881 | 0.75317 | 0.42 | 20.1475
2022-11-05 08:00 | 0.96527 | 0.7781 | 0.37 | -55.6467
2022-11-05 09:00 | 1 | 0.86681 | 0.33 | -41.4308
2022-11-05 10:00 | 0.96791 | 0.8235 | 0.31 | -16.2183
2022-11-05 11:00 | 0.84429 | 0.73149 | 0.31 | -8.215
2022-11-05 12:00 | 0.79131 | 0.55201 | 0.32 | -11.2783
2022-11-05 13:00 | 0.73973 | 0.52508 | 0.33 | -34.9508
2022-11-05 14:00 | 0.65494 | 0.5742 | 0.34 | -19.9308
2022-11-05 15:00 | 0.66482 | 0.55959 | 0.37 | 6.7658
2022-11-05 16:00 | 0.77079 | 0.57753 | 0.47 | 38.8733
2022-11-05 17:00 | 0.34424 | 0.59891 | 0.57 | 77.8992
2022-11-05 18:00 | 0.06418 | 0.61252 | 0.64 | 96.3008
2022-11-05 19:00 | 0 | 0.68862 | 0.63 | 171.4333
2022-11-05 20:00 | 0 | 0.62203 | 0.64 | 145.5458
2022-11-05 21:00 | 0 | 0.6957 | 0.64 | 137.8617
2022-11-05 22:00 | 0 | 0.77762 | 0.6 | 124.9242
2022-11-05 23:00 | 0 | 0.83342 | 0.63 | 111.1242
2022-11-06 | 0 | 0.82117 | 0.63 | 118.6075
2022-11-06 01:00 | 0 | 0.77937 | 0.63 | 123.6975
2022-11-06 02:00 | 0 | 0.77013 | 0.63 | 107.0492
2022-11-06 03:00 | 0 | 0.78405 | 0.63 | 110.2833
2022-11-06 04:00 | 0 | 0.67498 | 0.63 | 101.675
2022-11-06 05:00 | 0 | 0.6748 | 0.61 | 102.06
2022-11-06 06:00 | 0.098864 | 0.66807 | 0.49 | 91.7867
2022-11-06 07:00 | 0.8854 | 0.50074 | 0.4 | 11.2342
2022-11-06 08:00 | 1 | 0.7532 | 0.36 | -36.4892
2022-11-06 09:00 | 1 | 0.81502 | 0.33 | -48.7258
2022-11-06 10:00 | 0.98485 | 0.8217 | 0.3 | -45.6533
2022-11-06 11:00 | 0.88823 | 0.73199 | 0.31 | -50.775
2022-11-06 12:00 | 0.69748 | 0.57407 | 0.3 | -25.3983
2022-11-06 13:00 | 0.83859 | 0.41436 | 0.31 | -0.07
2022-11-06 14:00 | 0.84583 | 0.39149 | 0.35 | -8.2333
2022-11-06 15:00 | 0.72634 | 0.40761 | 0.4 | 44.3033
2022-11-06 16:00 | 0.71611 | 0.37902 | 0.49 | 78.8092
2022-11-06 17:00 | 0.33399 | 0.38074 | 0.58 | 140.54
2022-11-06 18:00 | 0.067054 | 0.39978 | 0.63 | 144.0967
2022-11-06 19:00 | 0 | 0.52272 | 0.64 | 178.3125
2022-11-06 20:00 | 0 | 0.50296 | 0.64 | 125.9142
2022-11-06 21:00 | 0 | 0.5936 | 0.64 | 123.4508
2022-11-06 22:00 | 0 | 0.59152 | 0.63 | 134.0392
2022-11-06 23:00 | 0 | 0.56981 | 0.65 | 134.485
2022-11-07 | 0 | 0.48133 | 0.64 | 140.2758
2022-11-07 01:00 | 0 | 0.41945 | 0.66 | 139.3025
2022-11-07 02:00 | 0 | 0.4879 | 0.66 | 135.6517
2022-11-07 03:00 | 0 | 0.52739 | 0.66 | 135.8108
2022-11-07 04:00 | 0 | 0.57205 | 0.66 | 139.1058
2022-11-07 05:00 | 0 | 0.60286 | 0.6 | 141.8625
2022-11-07 06:00 | 0.098829 | 0.51604 | 0.52 | 140.0342
2022-11-07 07:00 | 0.85241 | 0.33239 | 0.42 | 72.5633
2022-11-07 08:00 | 0.98718 | 0.57094 | 0.36 | 29.9892
2022-11-07 09:00 | 0.98982 | 0.42577 | 0.33 | 32.8642
2022-11-07 10:00 | 0.97471 | 0.25357 | 0.32 | 53.1433
2022-11-07 11:00 | 0.90028 | 0.18784 | 0.31 | 34.5558
2022-11-07 12:00 | 0.6054 | 0.12263 | 0.32 | 31.2783
2022-11-07 13:00 | 0.68356 | 0.081198 | 0.33 | 74.3008
2022-11-07 14:00 | 0.53309 | 0.083453 | 0.35 | 51.5858
2022-11-07 15:00 | 0.51855 | 0.1656 | 0.39 | 84.4442
2022-11-07 16:00 | 0.56797 | 0.35509 | 0.47 | 117.8383
2022-11-07 17:00 | 0.31657 | 0.4466 | 0.57 | 112.9008
2022-11-07 18:00 | 0.054852 | 0.4463 | 0.62 | 151.8958
2022-11-07 19:00 | 0 | 0.44832 | 0.62 | 187.4792
2022-11-07 20:00 | 0 | 0.37067 | 0.62 | 159.4783
2022-11-07 21:00 | 0 | 0.38949 | 0.63 | 137.2817
2022-11-07 22:00 | 0 | 0.49289 | 0.64 | 132.7933
2022-11-07 23:00 | 0 | 0.54689 | 0.65 | 147.6483
2022-11-08 | 0 | 0.52687 | 0.64 | 145.92
2022-11-08 01:00 | 0 | 0.55039 | 0.63 | 139.1283
2022-11-08 02:00 | 0 | 0.52112 | 0.64 | 125.7292
2022-11-08 03:00 | 0 | 0.53116 | 0.64 | 119.2383
2022-11-08 04:00 | 0 | 0.46772 | 0.65 | 116.6483
2022-11-08 05:00 | 0 | 0.47441 | 0.64 | 116.775
2022-11-08 06:00 | 0.10709 | 0.45856 | 0.52 | 117.1392
2022-11-08 07:00 | 0.85041 | 0.29298 | 0.42 | 54.4158
2022-11-08 08:00 | 0.97983 | 0.31493 | 0.36 | 53.1025
2022-11-08 09:00 | 1 | 0.2158 | 0.34 | 36.5167
2022-11-08 10:00 | 0.99679 | 0.13784 | 0.32 | 43.8842
2022-11-08 11:00 | 0.98935 | 0.077428 | 0.32 | -3.1508
2022-11-08 12:00 | 0.8653 | 0.058449 | 0.32 | -6.6908
2022-11-08 13:00 | 0.90419 | 0.047706 | 0.36 | 42.025
2022-11-08 14:00 | 0.93098 | 0.046091 | 0.39 | 89.9808
2022-11-08 15:00 | 0.72783 | 0.048871 | 0.42 | 83.5592
2022-11-08 16:00 | 0.7013 | 0.059356 | 0.48 | 101.6158
2022-11-08 17:00 | 0.37657 | 0.14751 | 0.58 | 111.0092
2022-11-08 18:00 | 0.067705 | 0.48022 | 0.6 | 148.2467
2022-11-08 19:00 | 0 | 0.69144 | 0.6 | 170.0825
2022-11-08 20:00 | 0 | 0.70203 | 0.61 | 146.785
2022-11-08 21:00 | 0 | 0.67526 | 0.6 | 132.3692
2022-11-08 22:00 | 0 | 0.67818 | 0.6 | 126.6508
2022-11-08 23:00 | 0 | 0.64076 | 0.63 | 122.7558
2022-11-09 | 0 | 0.5804 | 0.63 | 117.1108
2022-11-09 01:00 | 0 | 0.61174 | 0.63 | 116.8558
2022-11-09 02:00 | 0 | 0.57205 | 0.63 | 110.1175
2022-11-09 03:00 | 0 | 0.53916 | 0.63 | 110.1017
2022-11-09 04:00 | 0 | 0.50598 | 0.6 | 114.9383
2022-11-09 05:00 | 0 | 0.53265 | 0.63 | 123.2858
2022-11-09 06:00 | 0.10873 | 0.54983 | 0.52 | 125.605
2022-11-09 07:00 | 0.85957 | 0.39808 | 0.41 | 74.27
2022-11-09 08:00 | 0.99261 | 0.45632 | 0.35 | 45.5167
2022-11-09 09:00 | 1 | 0.31946 | 0.35 | 57.5217
2022-11-09 10:00 | 1 | 0.17146 | 0.33 | 86.4408
2022-11-09 11:00 | 1 | 0.16887 | 0.32 | 24.8083
2022-11-09 12:00 | 1 | 0.18522 | 0.34 | 45.4142
2022-11-09 13:00 | 0.96126 | 0.19798 | 0.35 | 55.135
2022-11-09 14:00 | 0.95368 | 0.25496 | 0.35 | 57.165
2022-11-09 15:00 | 0.94113 | 0.32178 | 0.4 | 61.205
2022-11-09 16:00 | 0.87214 | 0.38547 | 0.48 | 96.1017
2022-11-09 17:00 | 0.41486 | 0.54148 | 0.58 | 107.2983
2022-11-09 18:00 | 0.083907 | 0.53272 | 0.65 | 135.4075
2022-11-09 19:00 | 0 | 0.54191 | 0.65 | 147.9992
2022-11-09 20:00 | 0 | 0.49849 | 0.65 | 136.6342
2022-11-09 21:00 | 0 | 0.58285 | 0.7 | 102.805
2022-11-09 22:00 | 0 | 0.65062 | 0.64 | 107.1017
2022-11-09 23:00 | 0 | 0.71276 | 0.64 | 102.4308
2022-11-10 | 0 | 0.70029 | 0.64 | 99.5767
2022-11-10 01:00 | 0 | 0.68626 | 0.64 | 104.0942
2022-11-10 02:00 | 0 | 0.68856 | 0.64 | 93.0567
2022-11-10 03:00 | 0 | 0.53908 | 0.64 | 89.8433
2022-11-10 04:00 | 0 | 0.40359 | 0.65 | 100.9008
2022-11-10 05:00 | 0 | 0.36022 | 0.64 | 102.5292
2022-11-10 06:00 | 0.11217 | 0.39449 | 0.56 | 129.4567
2022-11-10 07:00 | 0.81483 | 0.31134 | 0.4 | 49.4175
2022-11-10 08:00 | 0.99547 | 0.30777 | 0.37 | 30.0858
2022-11-10 09:00 | 1 | 0.34919 | 0.34 | 33.03
2022-11-10 10:00 | 0.9961 | 0.27326 | 0.32 | -7.5733
2022-11-10 11:00 | 0.92969 | 0.13068 | 0.31 | -32.1842
2022-11-10 12:00 | 0.75759 | 0.10484 | 0.3 | 11.88
2022-11-10 13:00 | 0.76139 | 0.10294 | 0.32 | 48.235
2022-11-10 14:00 | 0.87994 | 0.10904 | 0.36 | 43.3717
2022-11-10 15:00 | 0.82234 | 0.11759 | 0.4 | 103.8717
2022-11-10 16:00 | 0.55442 | 0.17488 | 0.48 | 96.6833
2022-11-10 17:00 | 0.41494 | 0.41536 | 0.56 | 101.995
2022-11-10 18:00 | 0.099533 | 0.70559 | 0.62 | 131.3108
2022-11-10 19:00 | 0 | 0.76208 | 0.62 | 149.7233
2022-11-10 20:00 | 0 | 0.69502 | 0.6 | 146.4833
2022-11-10 21:00 | 0 | 0.60879 | 0.64 | 126.1758
2022-11-10 22:00 | 0 | 0.55605 | 0.64 | 126.3933
2022-11-10 23:00 | 0 | 0.49634 | 0.64 | 132.4958
2022-11-11 | 0 | 0.42699 | 0.63 | 131.0858
2022-11-11 01:00 | 0 | 0.34386 | 0.64 | 128.2983
2022-11-11 02:00 | 0 | 0.3293 | 0.6 | 122.4683
2022-11-11 03:00 | 0 | 0.3374 | 0.64 | 127.04
2022-11-11 04:00 | 0 | 0.26412 | 0.65 | 128.9425
2022-11-11 05:00 | 0 | 0.23676 | 0.64 | 139.5633
2022-11-11 06:00 | 0.10747 | 0.23584 | 0.55 | 133.0317
2022-11-11 07:00 | 0.86264 | 0.16897 | 0.43 | 106.3375
2022-11-11 08:00 | 0.98964 | 0.22086 | 0.36 | 84.4192
2022-11-11 09:00 | 1 | 0.10091 | 0.33 | 55.2325
2022-11-11 10:00 | 1 | 0.048221 | 0.31 | 56.3983
2022-11-11 11:00 | 1 | 0.031327 | 0.31 | 43.595
2022-11-11 12:00 | 0.96445 | 0.014058 | 0.3 | 64.6558
2022-11-11 13:00 | 0.95426 | 0.008257 | 0.32 | 84.3275
2022-11-11 14:00 | 0.86664 | 0.003875 | 0.34 | 83.7025
2022-11-11 15:00 | 0.86141 | 0.002023 | 0.39 | 91.2225
2022-11-11 16:00 | 0.87885 | 0.019722 | 0.47 | 131.65
2022-11-11 17:00 | 0.39756 | 0.16441 | 0.57 | 99.99
2022-11-11 18:00 | 0.091379 | 0.57075 | 0.62 | 130.0442
2022-11-11 19:00 | 0 | 0.7273 | 0.63 | 236.5917
2022-11-11 20:00 | 0 | 0.48017 | 0.64 | 168.1733
2022-11-11 21:00 | 0 | 0.42306 | 0.65 | 144.2467
2022-11-11 22:00 | 0 | 0.3724 | 0.7 | 139.7592
2022-11-11 23:00 | 0 | 0.34905 | 0.67 | 153.8692
2022-11-12 | 0 | 0.4191 | 0.68 | 137.6692
2022-11-12 01:00 | 0 | 0.25248 | 0.69 | 139.0333
2022-11-12 02:00 | 0 | 0.18016 | 0.68 | 148.9683
2022-11-12 03:00 | 0 | 0.20706 | 0.69 | 141.78
2022-11-12 04:00 | 0 | 0.16465 | 0.69 | 142.8908
2022-11-12 05:00 | 0 | 0.17692 | 0.67 | 146.5192
2022-11-12 06:00 | 0.11656 | 0.15132 | 0.54 | 131.9983
2022-11-12 07:00 | 0.81577 | 0.076261 | 0.4 | 66.7725
2022-11-12 08:00 | 0.9484 | 0.10892 | 0.34 | 8.4192
2022-11-12 09:00 | 0.98741 | 0.11661 | 0.32 | -3.9358
2022-11-12 10:00 | 0.99421 | 0.072169 | 0.3 | -24.8592
2022-11-12 11:00 | 1 | 0.05553 | 0.29 | -29.0517
2022-11-12 12:00 | 0.99156 | 0.034433 | 0.28 | -22.4083
2022-11-12 13:00 | 1 | 0.020033 | 0.31 | 4.925
2022-11-12 14:00 | 1 | 0.0371 | 0.36 | 61.1325
2022-11-12 15:00 | 0.99843 | 0.081271 | 0.4 | 100.9592
2022-11-12 16:00 | 0.94856 | 0.30945 | 0.48 | 106.905
2022-11-12 17:00 | 0.54538 | 0.74352 | 0.56 | 98.8542
2022-11-12 18:00 | 0.09977 | 0.84921 | 0.63 | 145.1983
2022-11-12 19:00 | 0 | 0.81266 | 0.63 | 278.7417
2022-11-12 20:00 | 0 | 0.63238 | 0.6 | 247.165
2022-11-12 21:00 | 0 | 0.66351 | 0.65 | 153.2
2022-11-12 22:00 | 0 | 0.63677 | 0.67 | 184.785
2022-11-12 23:00 | 0 | 0.64079 | 0.7 | 241.0783
2022-11-13 | 0 | 0.59729 | 0.68 | 208.9225
2022-11-13 01:00 | 0 | 0.42761 | 0.68 | 205.3725
2022-11-13 02:00 | 0 | 0.31813 | 0.68 | 139.3375
2022-11-13 03:00 | 0 | 0.26144 | 0.68 | 139.2442
2022-11-13 04:00 | 0 | 0.24879 | 0.68 | 138.8892
2022-11-13 05:00 | 0 | 0.21019 | 0.66 | 125.6525
2022-11-13 06:00 | 0.10816 | 0.19579 | 0.52 | 98.4717
2022-11-13 07:00 | 0.82653 | 0.14472 | 0.38 | 52.2467
2022-11-13 08:00 | 0.92031 | 0.18364 | 0.34 | 19.3217
2022-11-13 09:00 | 0.99246 | 0.30138 | 0.32 | 14.6325
2022-11-13 10:00 | 0.99604 | 0.25428 | 0.3 | 35.6242
2022-11-13 11:00 | 0.99296 | 0.27806 | 0.29 | 20.9158
2022-11-13 12:00 | 1 | 0.34782 | 0.29 | -1.0108
2022-11-13 13:00 | 1 | 0.43858 | 0.32 | 35.2308
2022-11-13 14:00 | 1 | 0.45315 | 0.33 | 54.275
2022-11-13 15:00 | 0.99787 | 0.51507 | 0.36 | 77.7017
2022-11-13 16:00 | 0.95125 | 0.61923 | 0.44 | 95.6158
2022-11-13 17:00 | 0.70013 | 0.78337 | 0.53 | 155.9942
2022-11-13 18:00 | 0.10296 | 0.84835 | 0.62 | 205.2367
2022-11-13 19:00 | 0 | 0.89811 | 0.62 | 336.8475
2022-11-13 20:00 | 0 | 0.6682 | 0.62 | 210.0917
2022-11-13 21:00 | 0 | 0.77226 | 0.64 | 135.7217
2022-11-13 22:00 | 0 | 0.68271 | 0.66 | 133.7308
2022-11-13 23:00 | 0 | 0.49428 | 0.68 | 135.4842
2022-11-14 | 0 | 0.58691 | 0.68 | 139.2058
2022-11-14 01:00 | 0 | 0.55901 | 0.67 | 136.6458
2022-11-14 02:00 | 0 | 0.52342 | 0.68 | 129.7883
2022-11-14 03:00 | 0 | 0.54572 | 0.68 | 109.1025
2022-11-14 04:00 | 0 | 0.45173 | 0.68 | 128.5825
2022-11-14 05:00 | 0 | 0.25283 | 0.67 | 136.1583
2022-11-14 06:00 | 0.060513 | 0.15728 | 0.6 | 125.4567
2022-11-14 07:00 | 0.25478 | 0.16683 | 0.51 | 93.0908
2022-11-14 08:00 | 0.58461 | 0.39978 | 0.47 | 72.7167
2022-11-14 09:00 | 0.8865 | 0.38274 | 0.4 | 23.8042
2022-11-14 10:00 | 0.88178 | 0.27794 | 0.36 | -21.6425
2022-11-14 11:00 | 0.84081 | 0.22459 | 0.35 | -40.6808
2022-11-14 12:00 | 0.73281 | 0.22378 | 0.35 | 15.8808
2022-11-14 13:00 | 0.72901 | 0.17632 | 0.33 | -27.8275
2022-11-14 14:00 | 0.73592 | 0.11926 | 0.4 | -12.0317
2022-11-14 15:00 | 0.29764 | 0.07852 | 0.4 | 74.2842
2022-11-14 16:00 | 0.31588 | 0.055993 | 0.46 | 105.7125
2022-11-14 17:00 | 0.55354 | 0.049657 | 0.55 | 84.475
2022-11-14 18:00 | 0.083826 | 0.14948 | 0.61 | 213.5308
2022-11-14 19:00 | 0 | 0.39065 | 0.61 | 300.5367
2022-11-14 20:00 | 0 | 0.34528 | 0.62 | 235.6592
2022-11-14 21:00 | 0 | 0.33851 | 0.64 | 191.3183
2022-11-14 22:00 | 0 | 0.36098 | 0.66 | 142.8258
2022-11-14 23:00 | 0 | 0.34552 | 0.68 | 165.5917
2022-11-15 | 0 | 0.25465 | 0.68 | 172.6292
2022-11-15 01:00 | 0 | 0.15274 | 0.68 | 158.24
2022-11-15 02:00 | 0 | 0.093106 | 0.68 | 145.625
2022-11-15 03:00 | 0 | 0.081449 | 0.67 | 141.5225
2022-11-15 04:00 | 0 | 0.086104 | 0.67 | 137.2617
2022-11-15 05:00 | 0 | 0.088679 | 0.65 | 156.3717
2022-11-15 06:00 | 0.081578 | 0.067096 | 0.56 | 176.925
2022-11-15 07:00 | 0.51337 | 0.047478 | 0.43 | 100.6392
2022-11-15 08:00 | 0.8206 | 0.047759 | 0.37 | 42.2433
2022-11-15 09:00 | 0.83717 | 0.057517 | 0.35 | 57.355
2022-11-15 10:00 | 0.77611 | 0.074798 | 0.3 | 82.3617
2022-11-15 11:00 | 0.71779 | 0.091912 | 0.33 | 82.4875
2022-11-15 12:00 | 0.85213 | 0.091118 | 0.32 | 41.4242
2022-11-15 13:00 | 0.77911 | 0.099108 | 0.32 | 37.325
2022-11-15 14:00 | 0.74577 | 0.091392 | 0.3 | 102.5008
2022-11-15 15:00 | 0.82752 | 0.064364 | 0.4 | 69.3025
2022-11-15 16:00 | 0.8748 | 0.065204 | 0.45 | 104.8792
2022-11-15 17:00 | 0.57564 | 0.053324 | 0.54 | 162.5342
2022-11-15 18:00 | 0.060472 | 0.032929 | 0.6 | 261.035
2022-11-15 19:00 | 0 | 0.049925 | 0.61 | 459.1392
2022-11-15 20:00 | 0 | 0.068212 | 0.62 | 375.7633
2022-11-15 21:00 | 0 | 0.15862 | 0.65 | 307.2925
2022-11-15 22:00 | 0 | 0.19715 | 0.66 | 236.9425
2022-11-15 23:00 | 0 | 0.20157 | 0.67 | 206.1217
2022-11-16 | 0 | 0.16221 | 0.67 | 209.7908
2022-11-16 01:00 | 0 | 0.034567 | 0.68 | 182.6717
2022-11-16 02:00 | 0 | 6.4e-05 | 0.69 | 168.9375
2022-11-16 03:00 | 0 | 0.001397 | 0.68 | 152.6183
2022-11-16 04:00 | 0 | 0.001139 | 0.69 | 151.5808
2022-11-16 05:00 | 0 | 0.001566 | 0.66 | 185.1783
2022-11-16 06:00 | 0.050094 | 0.003237 | 0.57 | 230.1325
2022-11-16 07:00 | 0.30528 | 0.017701 | 0.46 | 57.4733
2022-11-16 08:00 | 0.55099 | 0.043385 | 0.39 | 35.4125
2022-11-16 09:00 | 0.66968 | 0.03992 | 0.34 | 36.1258
2022-11-16 10:00 | 0.86975 | 0.096146 | 0.33 | 40.3542
2022-11-16 11:00 | 0.86164 | 0.16748 | 0.32 | 60.2575
2022-11-16 12:00 | 0.8305 | 0.18851 | 0.31 | 35.5983
2022-11-16 13:00 | 0.88657 | 0.28134 | 0.32 | 54.5792
2022-11-16 14:00 | 0.91249 | 0.31899 | 0.34 | 53.7142
2022-11-16 15:00 | 0.93373 | 0.43955 | 0.37 | 60.105
2022-11-16 16:00 | 0.85569 | 0.58549 | 0.44 | 74.885
2022-11-16 17:00 | 0.45568 | 0.67772 | 0.53 | 89.8042
2022-11-16 18:00 | 0.057674 | 0.78521 | 0.59 | 158.6067
2022-11-16 19:00 | 0 | 0.8647 | 0.59 | 280.5558
2022-11-16 20:00 | 0 | 0.88324 | 0.59 | 305.795
2022-11-16 21:00 | 0 | 0.81928 | 0.6 | 270.3692
2022-11-16 22:00 | 0 | 0.78164 | 0.63 | 209.0767
2022-11-16 23:00 | 0 | 0.73266 | 0.65 | 252.7692
2022-11-17 | 0 | 0.75392 | 0.66 | 246.1133
2022-11-17 01:00 | 0 | 0.84443 | 0.65 | 193.2558
2022-11-17 02:00 | 0 | 0.87801 | 0.66 | 181.5808
2022-11-17 03:00 | 0 | 0.85542 | 0.66 | 175.6017
2022-11-17 04:00 | 0 | 0.83494 | 0.66 | 168.5083
2022-11-17 05:00 | 0 | 0.81642 | 0.65 | 191.0525
2022-11-17 06:00 | 0.087303 | 0.7053 | 0.57 | 217.3583
2022-11-17 07:00 | 0.67386 | 0.67698 | 0.48 | 117.5425
2022-11-17 08:00 | 0.95529 | 0.48617 | 0.4 | 89.8742
2022-11-17 09:00 | 1 | 0.43133 | 0.37 | 58.6508
2022-11-17 10:00 | 1 | 0.46426 | 0.35 | 87.2158
2022-11-17 11:00 | 1 | 0.37785 | 0.34 | 88.215
2022-11-17 12:00 | 0.994 | 0.29338 | 0.36 | 83.28
2022-11-17 13:00 | 0.97297 | 0.28856 | 0.34 | 84.5475
2022-11-17 14:00 | 0.98164 | 0.27142 | 0.34 | 31.08
2022-11-17 15:00 | 0.94879 | 0.2572 | 0.38 | 28.5758
2022-11-17 16:00 | 0.70761 | 0.28508 | 0.47 | 74.7575
2022-11-17 17:00 | 0.24661 | 0.26698 | 0.6 | 109.5508
2022-11-17 18:00 | 0.024562 | 0.23424 | 0.6 | 184.9233
2022-11-17 19:00 | 0 | 0.20516 | 0.63 | 318.7167
2022-11-17 20:00 | 0 | 0.063046 | 0.64 | 317.0333
2022-11-17 21:00 | 0 | 0.044543 | 0.66 | 285.2275
2022-11-17 22:00 | 0 | 0.063669 | 0.68 | 181.1317
2022-11-17 23:00 | 0 | 0.068106 | 0.71 | 185.2917
2022-11-18 | 0 | 0.07178 | 0.71 | 168.5917
2022-11-18 01:00 | 0 | 0.06356 | 0.71 | 174.2025
2022-11-18 02:00 | 0 | 0.071296 | 0.72 | 148.0725
2022-11-18 03:00 | 0 | 0.091313 | 0.71 | 145.2725
2022-11-18 04:00 | 0 | 0.077255 | 0.7 | 162.2275
2022-11-18 05:00 | 0 | 0.080663 | 0.68 | 172.4642
2022-11-18 06:00 | 0.11216 | 0.12903 | 0.54 | 175.5967
2022-11-18 07:00 | 0.82901 | 0.089941 | 0.41 | 55.0033
2022-11-18 08:00 | 0.97384 | 0.24606 | 0.36 | 19.2492
2022-11-18 09:00 | 0.9998 | 0.11885 | 0.33 | 26.7392
2022-11-18 10:00 | 0.96589 | 0.045366 | 0.33 | 33.085
2022-11-18 11:00 | 0.94504 | 0.024624 | 0.32 | 51.8258
2022-11-18 12:00 | 0.88803 | 0.021421 | 0.32 | 18.2667
2022-11-18 13:00 | 0.92088 | 0.050427 | 0.33 | 23.26
2022-11-18 14:00 | 0.75822 | 0.097719 | 0.36 | 46.4958
2022-11-18 15:00 | 0.89273 | 0.16315 | 0.39 | 82.8233
2022-11-18 16:00 | 0.81471 | 0.3846 | 0.45 | 93.8392
2022-11-18 17:00 | 0.48655 | 0.63027 | 0.56 | 80.4783
2022-11-18 18:00 | 0.072058 | 0.76057 | 0.63 | 204.9383
2022-11-18 19:00 | 0 | 0.75796 | 0.64 | 196.7575
2022-11-18 20:00 | 0 | 0.62936 | 0.66 | 266.4475
2022-11-18 21:00 | 0 | 0.5417 | 0.66 | 231.8742
2022-11-18 22:00 | 0 | 0.51475 | 0.7 | 202.49
2022-11-18 23:00 | 0 | 0.48752 | 0.68 | 257.4617
2022-11-19 | 0 | 0.40539 | 0.68 | 257.1617
2022-11-19 01:00 | 0 | 0.39853 | 0.67 | 236.3292
2022-11-19 02:00 | 0 | 0.41737 | 0.69 | 188.5167
2022-11-19 03:00 | 0 | 0.44775 | 0.69 | 180.91
2022-11-19 04:00 | 0 | 0.50795 | 0.7 | 187.0217
2022-11-19 05:00 | 0 | 0.49067 | 0.69 | 231.9192
2022-11-19 06:00 | 0.10059 | 0.43185 | 0.58 | 160.8383
2022-11-19 07:00 | 0.59244 | 0.28742 | 0.43 | 56.4633
2022-11-19 08:00 | 0.80713 | 0.67356 | 0.37 | 8.1192
2022-11-19 09:00 | 0.80074 | 0.45634 | 0.35 | 25.2533
2022-11-19 10:00 | 0.74525 | 0.31465 | 0.34 | 19.8008
2022-11-19 11:00 | 0.69799 | 0.29318 | 0.33 | 3.1608
2022-11-19 12:00 | 0.69605 | 0.35718 | 0.33 | 23.6792
2022-11-19 13:00 | 0.76686 | 0.3277 | 0.3 | 26.7317
2022-11-19 14:00 | 0.66006 | 0.37813 | 0.35 | 48.845
2022-11-19 15:00 | 0.54462 | 0.46769 | 0.4 | 41.4658
2022-11-19 16:00 | 0.58798 | 0.55565 | 0.44 | 57.435
2022-11-19 17:00 | 0.44258 | 0.71936 | 0.55 | 97.6792
2022-11-19 18:00 | 0.064312 | 0.78251 | 0.62 | 179.7217
2022-11-19 19:00 | 0 | 0.80883 | 0.63 | 273.845
2022-11-19 20:00 | 0 | 0.75825 | 0.65 | 298.7392
2022-11-19 21:00 | 0 | 0.64664 | 0.66 | 208.8742
2022-11-19 22:00 | 0 | 0.72064 | 0.67 | 203.9975
2022-11-19 23:00 | 0 | 0.74677 | 0.68 | 166.1892
2022-11-20 | 0 | 0.79167 | 0.7 | 133.02
2022-11-20 01:00 | 0 | 0.76449 | 0.7 | 139.3383
2022-11-20 02:00 | 0 | 0.80823 | 0.69 | 134.3408
2022-11-20 03:00 | 0 | 0.81381 | 0.69 | 133.6267
2022-11-20 04:00 | 0 | 0.8268 | 0.7 | 126.8042
2022-11-20 05:00 | 0 | 0.79494 | 0.69 | 123.355
2022-11-20 06:00 | 0.034721 | 0.81203 | 0.62 | 88.1392
2022-11-20 07:00 | 0.14418 | 0.8471 | 0.55 | 49.7275
2022-11-20 08:00 | 0.15557 | 0.79403 | 0.47 | 62.2942
2022-11-20 09:00 | 0.1858 | 0.64873 | 0.43 | 31.1292
2022-11-20 10:00 | 0.43321 | 0.72043 | 0.4 | 63.3383
2022-11-20 11:00 | 0.30439 | 0.4755 | 0.37 | 19.75
2022-11-20 12:00 | 0.8367 | 0.41259 | 0.35 | -50.3325
2022-11-20 13:00 | 0.62106 | 0.42634 | 0.35 | 10.4342
2022-11-20 14:00 | 0.80287 | 0.41507 | 0.35 | -26.4758
2022-11-20 15:00 | 0.58766 | 0.40885 | 0.41 | 21.31
2022-11-20 16:00 | 0.75539 | 0.40303 | 0.51 | 91.5092
2022-11-20 17:00 | 0.32086 | 0.46088 | 0.55 | 1470.4917
2022-11-20 18:00 | 0.014428 | 0.43141 | 0.6 | 299.7875
2022-11-20 19:00 | 0 | 0.46117 | 0.62 | 316.6567
2022-11-20 20:00 | 0 | 0.073014 | 0.64 | 220.33
2022-11-20 21:00 | 0 | 0.075401 | 0.66 | 157.2175
2022-11-20 22:00 | 0 | 0.11182 | 0.67 | 157.3592
2022-11-20 23:00 | 0 | 0.11559 | 0.69 | 194.87
2022-11-21 | 0 | 0.13829 | 0.69 | 153.3925
2022-11-21 01:00 | 0 | 0.15609 | 0.7 | 133.4367
2022-11-21 02:00 | 0 | 0.11866 | 0.72 | 127.2975
2022-11-21 03:00 | 0 | 0.079969 | 0.71 | 121.2983
2022-11-21 04:00 | 0 | 0.06023 | 0.71 | 115.3008
2022-11-21 05:00 | 0 | 0.063465 | 0.7 | 126.3425
2022-11-21 06:00 | 0.071654 | 0.062605 | 0.6 | 148.75
2022-11-21 07:00 | 0.4249 | 0.083481 | 0.48 | 82.86
2022-11-21 08:00 | 0.71496 | 0.10205 | 0.42 | 62.1375
2022-11-21 09:00 | 0.84709 | 0.14521 | 0.35 | 47.0233
2022-11-21 10:00 | 0.8604 | 0.1443 | 0.32 | 52.2417
2022-11-21 11:00 | 0.67576 | 0.1477 | 0.32 | 8.9625
2022-11-21 12:00 | 0.64295 | 0.15281 | 0.31 | 12.8575
2022-11-21 13:00 | 0.65563 | 0.18843 | 0.33 | -9.34
2022-11-21 14:00 | 0.70971 | 0.28842 | 0.34 | 9.5458
2022-11-21 15:00 | 0.81873 | 0.3555 | 0.4 | 35.9142
2022-11-21 16:00 | 0.79041 | 0.19088 | 0.45 | 96.39
2022-11-21 17:00 | 0.63225 | 0.075321 | 0.52 | 120.61
2022-11-21 18:00 | 0.082546 | 0.006004 | 0.58 | 310.2575
2022-11-21 19:00 | 0 | 0.009841 | 0.59 | 309.2125
2022-11-21 20:00 | 0 | 0.001369 | 0.61 | 276.0942
2022-11-21 21:00 | 0 | 0.061508 | 0.63 | 173.9083
2022-11-21 22:00 | 0 | 0.068735 | 0.63 | 155.3008
2022-11-21 23:00 | 0 | 0.059871 | 0.6 | 219.8317
2022-11-22 | 0 | 0.074004 | 0.66 | 148.5758
2022-11-22 01:00 | 0 | 0.23326 | 0.7 | 143.2433
2022-11-22 02:00 | 0 | 0.7533 | 0.68 | 120.5533
2022-11-22 03:00 | 0 | 0.90279 | 0.68 | 100.1292
2022-11-22 04:00 | 0 | 0.89641 | 0.67 | 105.3967
2022-11-22 05:00 | 0 | 0.88458 | 0.66 | 111.1825
2022-11-22 06:00 | 0.070385 | 0.88822 | 0.58 | 120.6642
2022-11-22 07:00 | 0.4753 | 0.8702 | 0.47 | 77.9058
2022-11-22 08:00 | 0.73971 | 0.86499 | 0.39 | 17.93
2022-11-22 09:00 | 0.65901 | 0.80655 | 0.34 | -19.0242
2022-11-22 10:00 | 0.62226 | 0.61445 | 0.32 | -47.3258
2022-11-22 11:00 | 0.68707 | 0.46065 | 0.29 | -54.6125
2022-11-22 12:00 | 0.57408 | 0.36924 | 0.29 | -39.4883
2022-11-22 13:00 | 0.63027 | 0.35009 | 0.29 | -20.5175
2022-11-22 14:00 | 0.8221 | 0.22358 | 0.32 | -20.1883
2022-11-22 15:00 | 0.95304 | 0.19207 | 0.38 | 22.5542
2022-11-22 16:00 | 0.89845 | 0.2172 | 0.46 | 95.2467
2022-11-22 17:00 | 0.60733 | 0.28055 | 0.56 | 161.7825
2022-11-22 18:00 | 0.10847 | 0.40627 | 0.61 | 222.2358
2022-11-22 19:00 | 0 | 0.47016 | 0.62 | 496.7717
2022-11-22 20:00 | 0 | 0.48031 | 0.63 | 346.7267
2022-11-22 21:00 | 0 | 0.37372 | 0.65 | 227.2975
2022-11-22 22:00 | 0 | 0.30323 | 0.66 | 148.7558
2022-11-22 23:00 | 0 | 0.24877 | 0.66 | 186.86
2022-11-23 | 0 | 0.19656 | 0.67 | 148.1517
2022-11-23 01:00 | 0 | 0.19567 | 0.67 | 143.5475
2022-11-23 02:00 | 0 | 0.14103 | 0.69 | 116.0033
2022-11-23 03:00 | 0 | 0.10755 | 0.69 | 108.44
2022-11-23 04:00 | 0 | 0.094422 | 0.69 | 115.6883
2022-11-23 05:00 | 0 | 0.09171 | 0.71 | 112.46
2022-11-23 06:00 | 0.06755 | 0.13199 | 0.62 | 138.1033
2022-11-23 07:00 | 0.38575 | 0.062636 | 0.51 | 93.9433
2022-11-23 08:00 | 0.64232 | 0.023449 | 0.46 | 69.6742
2022-11-23 09:00 | 0.90406 | 0.01592 | 0.4 | 78.8675
2022-11-23 10:00 | 0.88436 | 0.001092 | 0.35 | 68.5692
2022-11-23 11:00 | 0.92246 | 0.001392 | 0.34 | 18.1558
2022-11-23 12:00 | 0.66523 | 0.002223 | 0.36 | 29.7375
2022-11-23 13:00 | 0.50521 | 0.022731 | 0.41 | 61.7942
2022-11-23 14:00 | 0.56727 | 0.086517 | 0.44 | 98.6683
2022-11-23 15:00 | 0.30174 | 0.18668 | 0.46 | 100.065
2022-11-23 16:00 | 0.56131 | 0.28706 | 0.51 | 108.3442
2022-11-23 17:00 | 0.47076 | 0.38045 | 0.58 | 118.3058
2022-11-23 18:00 | 0.068897 | 0.24487 | 0.63 | 175.4542
2022-11-23 19:00 | 0 | 0.15459 | 0.63 | 289.7525
2022-11-23 20:00 | 0 | 0.18992 | 0.64 | 313.4108
2022-11-23 21:00 | 0 | 0.1897 | 0.68 | 216.0867
2022-11-23 22:00 | 0 | 0.16556 | 0.69 | 214.8442
2022-11-23 23:00 | 0 | 0.11752 | 0.71 | 189.22
2022-11-24 | 0 | 0.076756 | 0.7 | 171.0167
2022-11-24 01:00 | 0 | 0.05993 | 0.7 | 164.5233
2022-11-24 02:00 | 0 | 0.031404 | 0.7 | 147.0375
2022-11-24 03:00 | 0 | 0.019716 | 0.7 | 144.5225
2022-11-24 04:00 | 0 | 0.022809 | 0.7 | 143.4375
2022-11-24 05:00 | 0 | 0.018938 | 0.7 | 152.7942
2022-11-24 06:00 | 0.11011 | 0.006333 | 0.63 | 141.875
2022-11-24 07:00 | 0.5384 | 0.002235 | 0.54 | 110.8775
2022-11-24 08:00 | 0.29137 | 0.006387 | 0.47 | 107.4208
2022-11-24 09:00 | 0.38875 | 0.005279 | 0.42 | 107.1783
2022-11-24 10:00 | 0.68727 | 0.003395 | 0.39 | 104.9633
2022-11-24 11:00 | 0.44064 | 0.019523 | 0.39 | 99.4642
2022-11-24 12:00 | 0.29895 | 0.13798 | 0.39 | 97.3833
2022-11-24 13:00 | 0.21888 | 0.27764 | 0.4 | 90.2733
2022-11-24 14:00 | 0.11899 | 0.31755 | 0.4 | 96.9625
2022-11-24 15:00 | 0.034515 | 0.26043 | 0.5 | 146.035
2022-11-24 16:00 | 0.07645 | 0.21797 | 0.56 | 158.75
2022-11-24 17:00 | 0.075547 | 0.20188 | 0.61 | 171.785
2022-11-24 18:00 | 0.019396 | 0.22933 | 0.65 | 239.5133
2022-11-24 19:00 | 0 | 0.069746 | 0.65 | 345.7533
2022-11-24 20:00 | 0 | 0.000411 | 0.65 | 409.1683
2022-11-24 21:00 | 0 | 0.003812 | 0.68 | 248.1208
2022-11-24 22:00 | 0 | 0.068142 | 0.69 | 228.4342
2022-11-24 23:00 | 0 | 0.042784 | 0.7 | 238.4233
2022-11-25 | 0 | 0.060866 | 0.7 | 227.4125
2022-11-25 01:00 | 0 | 0.055868 | 0.71 | 207.32
2022-11-25 02:00 | 0 | 0.001019 | 0.7 | 174.3258
2022-11-25 03:00 | 0 | 0.003569 | 0.7 | 157.1092
2022-11-25 04:00 | 0 | 0.029779 | 0.7 | 160.6533
2022-11-25 05:00 | 0 | 0.011979 | 0.68 | 146.7458
2022-11-25 06:00 | 0.081711 | 0.029542 | 0.57 | 151.4417
2022-11-25 07:00 | 0.69102 | 0.018531 | 0.45 | 92.3175
2022-11-25 08:00 | 0.96414 | 0.027086 | 0.38 | 82.0125
2022-11-25 09:00 | 0.9935 | 0.006784 | 0.33 | 62.375
2022-11-25 10:00 | 0.99999 | 0.00462 | 0.32 | 53.1283
2022-11-25 11:00 | 1 | 0.004034 | 0.32 | 60.5067
2022-11-25 12:00 | 1 | 0.002317 | 0.32 | 83.8975
2022-11-25 13:00 | 1 | 0.001506 | 0.34 | 72.0942
2022-11-25 14:00 | 1 | 0.001641 | 0.36 | 91.48
2022-11-25 15:00 | 0.98153 | 0.001821 | 0.39 | 92.9958
2022-11-25 16:00 | 0.97834 | 0.003407 | 0.47 | 97.3258
2022-11-25 17:00 | 0.82639 | 0.015206 | 0.57 | 123.9625
2022-11-25 18:00 | 0.11173 | 0.11457 | 0.64 | 164.3767
2022-11-25 19:00 | 0 | 0.26286 | 0.65 | 334.6242
2022-11-25 20:00 | 0 | 0.53401 | 0.67 | 280.6108
2022-11-25 21:00 | 0 | 0.48114 | 0.68 | 203.2875
2022-11-25 22:00 | 0 | 0.39717 | 0.67 | 185.8233
2022-11-25 23:00 | 0 | 0.33437 | 0.69 | 180.5625
2022-11-26 | 0 | 0.32743 | 0.7 | 184.925
2022-11-26 01:00 | 0 | 0.24988 | 0.7 | 140.4042
2022-11-26 02:00 | 0 | 0.16925 | 0.7 | 139.7067
2022-11-26 03:00 | 0 | 0.10184 | 0.7 | 146.345
2022-11-26 04:00 | 0 | 0.081897 | 0.71 | 141.7108
2022-11-26 05:00 | 0 | 0.055594 | 0.7 | 140.0858
2022-11-26 06:00 | 0.14858 | 0.028786 | 0.55 | 98.4517
2022-11-26 07:00 | 0.83397 | 0.023572 | 0.4 | 28.7733
2022-11-26 08:00 | 0.96042 | 0.029106 | 0.34 | 18.6225
2022-11-26 09:00 | 0.99843 | 0.034498 | 0.32 | -5.5958
2022-11-26 10:00 | 1 | 0.042104 | 0.3 | -27.3133
2022-11-26 11:00 | 0.99689 | 0.010343 | 0.3 | -44.1483
2022-11-26 12:00 | 1 | 0.001384 | 0.31 | -61.2742
2022-11-26 13:00 | 0.99117 | 0.002427 | 0.3 | -28.98
2022-11-26 14:00 | 0.9382 | 0.005473 | 0.34 | 5.3308
2022-11-26 15:00 | 0.85929 | 0.011464 | 0.39 | 51.06
2022-11-26 16:00 | 0.88761 | 0.020107 | 0.47 | 78.955
2022-11-26 17:00 | 0.64697 | 0.085269 | 0.56 | 123.2742
2022-11-26 18:00 | 0.1173 | 0.29515 | 0.65 | 190.4367
2022-11-26 19:00 | 0 | 0.49663 | 0.66 | 217.8133
2022-11-26 20:00 | 0 | 0.63926 | 0.68 | 242.6608
2022-11-26 21:00 | 0 | 0.64468 | 0.66 | 173.8925
2022-11-26 22:00 | 0 | 0.62062 | 0.66 | 128.0208
2022-11-26 23:00 | 0 | 0.54898 | 0.66 | 124.4292
2022-11-27 | 0 | 0.46668 | 0.7 | 123.3342
2022-11-27 01:00 | 0 | 0.41454 | 0.67 | 121.1783
2022-11-27 02:00 | 0 | 0.31815 | 0.67 | 119.8733
2022-11-27 03:00 | 0 | 0.29611 | 0.67 | 111.3558
2022-11-27 04:00 | 0 | 0.27857 | 0.69 | 95.5642
2022-11-27 05:00 | 0 | 0.26101 | 0.69 | 116.225
2022-11-27 06:00 | 0.097374 | 0.20015 | 0.59 | 86.54
2022-11-27 07:00 | 0.58695 | 0.33074 | 0.49 | 61.5267
2022-11-27 08:00 | 0.70841 | 0.45792 | 0.43 | 60.2008
2022-11-27 09:00 | 0.83215 | 0.35335 | 0.4 | 48.3567
2022-11-27 10:00 | 0.86805 | 0.33941 | 0.38 | 40.4917
2022-11-27 11:00 | 0.70627 | 0.38626 | 0.37 | 65.78
2022-11-27 12:00 | 0.73623 | 0.39681 | 0.39 | 29.7683
2022-11-27 13:00 | 0.70549 | 0.3674 | 0.43 | 78.8658
2022-11-27 14:00 | 0.37708 | 0.39101 | 0.49 | 111.045
2022-11-27 15:00 | 0.14508 | 0.38207 | 0.55 | 146.3633
2022-11-27 16:00 | 0.21557 | 0.39799 | 0.6 | 170.8967
2022-11-27 17:00 | 0.081464 | 0.58681 | 0.62 | 116.1633
2022-11-27 18:00 | 0.0090168 | 0.78757 | 0.7 | 145.9367
2022-11-27 19:00 | 0 | 0.69835 | 0.68 | 198.0108
2022-11-27 20:00 | 0 | 0.67308 | 0.69 | 178.2633
2022-11-27 21:00 | 0 | 0.63027 | 0.69 | 156.6592
2022-11-27 22:00 | 0 | 0.56536 | 0.68 | 131.2992
2022-11-27 23:00 | 0 | 0.42442 | 0.68 | 138.1525
2022-11-28 | 0 | 0.37402 | 0.68 | 137.5175
2022-11-28 01:00 | 0 | 0.40052 | 0.69 | 133.0992
2022-11-28 02:00 | 0 | 0.30711 | 0.71 | 129.3417
2022-11-28 03:00 | 0 | 0.18019 | 0.72 | 127.1275
2022-11-28 04:00 | 0 | 0.1223 | 0.72 | 128.5567
2022-11-28 05:00 | 0 | 0.089681 | 0.69 | 143.7525
2022-11-28 06:00 | 0.034599 | 0.059813 | 0.64 | 157.6092
2022-11-28 07:00 | 0.37461 | 0.046308 | 0.55 | 118.8083
2022-11-28 08:00 | 0.58119 | 0.071192 | 0.5 | 90.415
2022-11-28 09:00 | 0.58377 | 0.16103 | 0.42 | 110.6767
2022-11-28 10:00 | 0.70555 | 0.19555 | 0.37 | 70.5442
2022-11-28 11:00 | 0.56255 | 0.12666 | 0.38 | 69.5425
2022-11-28 12:00 | 0.60558 | 0.14552 | 0.38 | 82.695
2022-11-28 13:00 | 0.75963 | 0.12599 | 0.38 | 86.415
2022-11-28 14:00 | 0.70564 | 0.095678 | 0.39 | 71.36
2022-11-28 15:00 | 0.63116 | 0.087147 | 0.44 | 102.3667
2022-11-28 16:00 | 0.43753 | 0.18375 | 0.51 | 123.005
2022-11-28 17:00 | 0.21973 | 0.39979 | 0.59 | 167.4817
2022-11-28 18:00 | 0.051838 | 0.4345 | 0.63 | 190.42
2022-11-28 19:00 | 0 | 0.27712 | 0.64 | 197.71
2022-11-28 20:00 | 0 | 0.11479 | 0.66 | 199.6808
2022-11-28 21:00 | 0 | 0.10714 | 0.69 | 169.0742
2022-11-28 22:00 | 0 | 0.10538 | 0.7 | 189.29
2022-11-28 23:00 | 0 | 0.12638 | 0.71 | 207.7025
2022-11-29 | 0 | 0.13571 | 0.7 | 204.7308
2022-11-29 01:00 | 0 | 0.12438 | 0.73 | 202.6033
2022-11-29 02:00 | 0 | 0.10931 | 0.73 | 166.2683
2022-11-29 03:00 | 0 | 0.059468 | 0.73 | 135.2825
2022-11-29 04:00 | 0 | 0.032215 | 0.73 | 136.01
2022-11-29 05:00 | 0 | 0.060429 | 0.71 | 156.6108
2022-11-29 06:00 | 0.018136 | 0.03167 | 0.65 | 204.865
2022-11-29 07:00 | 0.061497 | 0.004404 | 0.58 | 128.5067
2022-11-29 08:00 | 0.050863 | 0.15864 | 0.53 | 116.7025
2022-11-29 09:00 | 0.055923 | 0.1477 | 0.49 | 100.1442
2022-11-29 10:00 | 0.05574 | 0.17839 | 0.44 | 114.5467
2022-11-29 11:00 | 0.042219 | 0.12318 | 0.42 | 77.6492
2022-11-29 12:00 | 0.07988 | 0.11488 | 0.39 | 82.7533
2022-11-29 13:00 | 0.14484 | 0.086583 | 0.39 | 29.8142
2022-11-29 14:00 | 0.18371 | 0.13735 | 0.44 | 76.3233
2022-11-29 15:00 | 0.11431 | 0.22067 | 0.48 | 120.9358
2022-11-29 16:00 | 0.052161 | 0.201 | 0.55 | 155.6067
2022-11-29 17:00 | 0.04313 | 0.19199 | 0.6 | 218.4008
2022-11-29 18:00 | 0.0091298 | 0.23253 | 0.62 | 225.19
2022-11-29 19:00 | 0 | 0.2798 | 0.63 | 269.5192
2022-11-29 20:00 | 0 | 0.22518 | 0.65 | 240.9167
2022-11-29 21:00 | 0 | 0.2512 | 0.66 | 204.0183
2022-11-29 22:00 | 0 | 0.34404 | 0.68 | 165.745
2022-11-29 23:00 | 0 | 0.3743 | 0.68 | 151.4675
2022-11-30 | 0 | 0.32351 | 0.68 | 156.345
2022-11-30 01:00 | 0 | 0.26922 | 0.7 | 144.2242
2022-11-30 02:00 | 0 | 0.36441 | 0.68 | 144.7692
2022-11-30 03:00 | 0 | 0.52386 | 0.67 | 133.8208
2022-11-30 04:00 | 0 | 0.63677 | 0.68 | 129.4142
2022-11-30 05:00 | 0 | 0.78 | 0.67 | 145.9817
2022-11-30 06:00 | 0.020447 | 0.78995 | 0.65 | 162.7783
2022-11-30 07:00 | 0.053293 | 0.82297 | 0.6 | 139.5233
2022-11-30 08:00 | 0.051125 | 0.62242 | 0.56 | 157.8558
2022-11-30 09:00 | 0.057967 | 0.721 | 0.5 | 140.5083
2022-11-30 10:00 | 0.077854 | 0.76536 | 0.48 | 116.4442
2022-11-30 11:00 | 0.11178 | 0.85168 | 0.48 | 110.1217
2022-11-30 12:00 | 0.10246 | 0.87655 | 0.51 | 103.82
2022-11-30 13:00 | 0.084207 | 0.82209 | 0.53 | 156.5725
2022-11-30 14:00 | 0.12572 | 0.85701 | 0.55 | 150.2717
2022-11-30 15:00 | 0.039808 | 0.8994 | 0.6 | 148.435
2022-11-30 16:00 | 0.031071 | 0.89922 | 0.61 | 115.6092
2022-11-30 17:00 | 0.038771 | 0.90728 | 0.63 | 119.9925
2022-11-30 18:00 | 0.0070403 | 0.90148 | 0.63 | 132.8183
2022-11-30 19:00 | 0 | 0.86101 | 0.64 | 139.9808
2022-11-30 20:00 | 0 | 0.77781 | 0.69 | 172.0825
2022-11-30 21:00 | 0 | 0.86371 | 0.7 | 153.05
2022-11-30 22:00 | 0 | 0.86933 | 0.68 | 142.275
2022-11-30 23:00 | 0 | 0.87241 | 0.7 | 133.975
2022-12-01 | 0 | 0.90722 | 0.69 | 127.1617
2022-12-01 01:00 | 0 | 0.91055 | 0.7 | 109
2022-12-01 02:00 | 0 | 0.90292 | 0.69 | 111.8683
2022-12-01 03:00 | 0 | 0.89457 | 0.69 | 92.5325
2022-12-01 04:00 | 0 | 0.89736 | 0.69 | 102.7258
2022-12-01 05:00 | 0 | 0.89299 | 0.7 | 119.9558
2022-12-01 06:00 | 0.02983 | 0.90427 | 0.7 | 141.3483
2022-12-01 07:00 | 0.098163 | 0.84197 | 0.62 | 130.8267
2022-12-01 08:00 | 0.17922 | 0.86242 | 0.56 | 126.705
2022-12-01 09:00 | 0.28854 | 0.8512 | 0.53 | 96.4283
2022-12-01 10:00 | 0.33533 | 0.82896 | 0.49 | 130.34
2022-12-01 11:00 | 0.29926 | 0.85772 | 0.47 | 105.9067
2022-12-01 12:00 | 0.27851 | 0.89705 | 0.47 | 84.1942
2022-12-01 13:00 | 0.39966 | 0.91403 | 0.5 | 101.0908
2022-12-01 14:00 | 0.36952 | 0.91658 | 0.5 | 94.8367
2022-12-01 15:00 | 0.28862 | 0.87804 | 0.53 | 113.4933
2022-12-01 16:00 | 0.26579 | 0.89896 | 0.56 | 111.1075
2022-12-01 17:00 | 0.37564 | 0.90643 | 0.6 | 107.7317
2022-12-01 18:00 | 0.077844 | 0.87586 | 0.66 | 130.8558
2022-12-01 19:00 | 0 | 0.87008 | 0.7 | 186.4642
2022-12-01 20:00 | 0 | 0.79817 | 0.68 | 187.2283
2022-12-01 21:00 | 0 | 0.68913 | 0.69 | 164.8142
2022-12-01 22:00 | 0 | 0.61963 | 0.69 | 143.2458
2022-12-01 23:00 | 0 | 0.60728 | 0.7 | 140.7225
2022-12-02 | 0 | 0.53785 | 0.7 | 130.5092
2022-12-02 01:00 | 0 | 0.6008 | 0.71 | 128.8658
2022-12-02 02:00 | 0 | 0.54441 | 0.7 | 125.98
2022-12-02 03:00 | 0 | 0.42964 | 0.71 | 129.6
2022-12-02 04:00 | 0 | 0.43408 | 0.71 | 126.1492
2022-12-02 05:00 | 0 | 0.50725 | 0.69 | 133.1458
2022-12-02 06:00 | 0.11809 | 0.55103 | 0.55 | 137.5783
2022-12-02 07:00 | 0.88288 | 0.47874 | 0.42 | 79.7233
2022-12-02 08:00 | 0.9997 | 0.3822 | 0.4 | 21.3683
2022-12-02 09:00 | 1 | 0.3366 | 0.36 | 43.6617
2022-12-02 10:00 | 0.95092 | 0.37425 | 0.35 | 61.9675
2022-12-02 11:00 | 0.91705 | 0.36602 | 0.4 | 61.1467
2022-12-02 12:00 | 0.75803 | 0.39766 | 0.49 | 77.7458
2022-12-02 13:00 | 0.74599 | 0.43 | 0.49 | 38.6783
2022-12-02 14:00 | 0.54399 | 0.49869 | 0.49 | 69.4575
2022-12-02 15:00 | 0.4541 | 0.6487 | 0.5 | 67.8142
2022-12-02 16:00 | 0.49853 | 0.70851 | 0.5 | 64.8242
2022-12-02 17:00 | 0.34343 | 0.49984 | 0.57 | 57.635
2022-12-02 18:00 | 0.11799 | 0.33512 | 0.65 | 105.0708
2022-12-02 19:00 | 0 | 0.21935 | 0.7 | 192.3583
2022-12-02 20:00 | 0 | 0.21154 | 0.68 | 244.1467
2022-12-02 21:00 | 0 | 0.27419 | 0.68 | 159.6092
2022-12-02 22:00 | 0 | 0.33892 | 0.68 | 144.77
2022-12-02 23:00 | 0 | 0.32594 | 0.67 | 160.5992
2022-12-03 | 0 | 0.38126 | 0.7 | 156.6233
2022-12-03 01:00 | 0 | 0.45124 | 0.7 | 132.2975
2022-12-03 02:00 | 0 | 0.53828 | 0.65 | 134.0842
2022-12-03 03:00 | 0 | 0.5096 | 0.66 | 126.0317
2022-12-03 04:00 | 0 | 0.5363 | 0.66 | 129.1933
2022-12-03 05:00 | 0 | 0.58199 | 0.66 | 131.7008
2022-12-03 06:00 | 0.13735 | 0.61967 | 0.53 | 93.7108
2022-12-03 07:00 | 0.88683 | 0.41794 | 0.48 | -1.0667
2022-12-03 08:00 | 1 | 0.49474 | 0.46 | -24.45
2022-12-03 09:00 | 1 | 0.53425 | 0.46 | -25.8275
2022-12-03 10:00 | 1 | 0.64765 | 0.47 | -14.5333
2022-12-03 11:00 | 0.98288 | 0.67336 | 0.48 | -38.4925
2022-12-03 12:00 | 0.94153 | 0.49924 | 0.34 | -49.4058
2022-12-03 13:00 | 0.91412 | 0.39569 | 0.35 | -38.485
2022-12-03 14:00 | 0.8886 | 0.33492 | 0.4 | -3.7508
2022-12-03 15:00 | 0.87607 | 0.31369 | 0.38 | 16.4292
2022-12-03 16:00 | 0.90319 | 0.31694 | 0.44 | 44.6533
2022-12-03 17:00 | 0.68928 | 0.27491 | 0.54 | 66.5975
2022-12-03 18:00 | 0.20872 | 0.20797 | 0.64 | 122.7583
2022-12-03 19:00 | 0 | 0.28073 | 0.7 | 250.915
2022-12-03 20:00 | 0 | 0.34537 | 0.67 | 212.0125
2022-12-03 21:00 | 0 | 0.45329 | 0.67 | 156.9083
2022-12-03 22:00 | 0 | 0.44949 | 0.65 | 146.8025
2022-12-03 23:00 | 0 | 0.4625 | 0.66 | 152.2367
2022-12-04 | 0 | 0.49967 | 0.65 | 141.9367
2022-12-04 01:00 | 0 | 0.51949 | 0.65 | 141.0167
2022-12-04 02:00 | 0 | 0.47109 | 0.65 | 136.8592
2022-12-04 03:00 | 0 | 0.47125 | 0.65 | 126.5775
2022-12-04 04:00 | 0 | 0.50123 | 0.6 | 108.2658
2022-12-04 05:00 | 0 | 0.49232 | 0.63 | 98.1392
2022-12-04 06:00 | 0.14382 | 0.47737 | 0.5 | 45.0692
2022-12-04 07:00 | 0.88541 | 0.33718 | 0.41 | -30.3283
2022-12-04 08:00 | 0.99932 | 0.33703 | 0.37 | -53.7017
2022-12-04 09:00 | 1 | 0.23481 | 0.35 | -51.5217
2022-12-04 10:00 | 1 | 0.22989 | 0.34 | -54.8333
2022-12-04 11:00 | 0.9971 | 0.19674 | 0.34 | -55.1492
2022-12-04 12:00 | 0.90072 | 0.17107 | 0.35 | -53.2192
2022-12-04 13:00 | 0.80655 | 0.15075 | 0.3 | -8.1267
2022-12-04 14:00 | 0.84628 | 0.12455 | 0.38 | 0.79583
2022-12-04 15:00 | 0.79896 | 0.10489 | 0.43 | 34.6467
2022-12-04 16:00 | 0.77968 | 0.098478 | 0.47 | 39.8217
2022-12-04 17:00 | 0.6661 | 0.079701 | 0.58 | 69.9342
2022-12-04 18:00 | 0.2081 | 0.066976 | 0.65 | 142.2442
2022-12-04 19:00 | 0 | 0.12461 | 0.65 | 246.9483
2022-12-04 20:00 | 0 | 0.20987 | 0.66 | 223.7667
2022-12-04 21:00 | 0 | 0.22824 | 0.66 | 160.3875
2022-12-04 22:00 | 0 | 0.22942 | 0.67 | 135.4825
2022-12-04 23:00 | 0 | 0.22249 | 0.7 | 135.8308
2022-12-05 | 0 | 0.20778 | 0.67 | 140.7917
2022-12-05 01:00 | 0 | 0.2235 | 0.68 | 138.5217
2022-12-05 02:00 | 0 | 0.17997 | 0.71 | 135.9492
2022-12-05 03:00 | 0 | 0.098429 | 0.71 | 135.9608
2022-12-05 04:00 | 0 | 0.037507 | 0.72 | 128.0467
2022-12-05 05:00 | 0 | 0.045546 | 0.7 | 137.5583
2022-12-05 06:00 | 0.10668 | 0.054705 | 0.5 | 118.2567
2022-12-05 07:00 | 0.8422 | 0.014487 | 0.42 | 6.65
2022-12-05 08:00 | 0.96449 | 0.000404 | 0.36 | -1.9492
2022-12-05 09:00 | 0.98791 | 0.0012 | 0.3 | -24.6717
2022-12-05 10:00 | 0.99879 | 0.023096 | 0.31 | 13.1483
2022-12-05 11:00 | 0.98163 | 0.057064 | 0.31 | -0.32333
2022-12-05 12:00 | 0.92139 | 0.090463 | 0.31 | 6.9983
2022-12-05 13:00 | 0.92186 | 0.10141 | 0.32 | 28.8492
2022-12-05 14:00 | 0.83338 | 0.09631 | 0.36 | 34.8233
2022-12-05 15:00 | 0.94289 | 0.096648 | 0.4 | 91.5825
2022-12-05 16:00 | 0.90682 | 0.1056 | 0.43 | 41.27
2022-12-05 17:00 | 0.79365 | 0.071004 | 0.52 | 108.7325
2022-12-05 18:00 | 0.32558 | 0.009159 | 0.62 | 158.4658
2022-12-05 19:00 | 0 | 0.000515 | 0.64 | 461.5167
2022-12-05 20:00 | 0 | 0.000703 | 0.65 | 425.4467
2022-12-05 21:00 | 0 | 0.015011 | 0.69 | 301.0558
2022-12-05 22:00 | 0 | 0.090792 | 0.71 | 247.08
2022-12-05 23:00 | 0 | 0.23774 | 0.7 | 260.765
2022-12-06 | 0 | 0.27264 | 0.72 | 212.9217
2022-12-06 01:00 | 0 | 0.18894 | 0.72 | 186.5625
2022-12-06 02:00 | 0 | 0.1435 | 0.72 | 145.6692
2022-12-06 03:00 | 0 | 0.12337 | 0.72 | 133.11
2022-12-06 04:00 | 0 | 0.10623 | 0.72 | 135.4217
2022-12-06 05:00 | 0 | 0.087565 | 0.69 | 162.3683
2022-12-06 06:00 | 0.098238 | 0.069963 | 0.5 | 146.4558
2022-12-06 07:00 | 0.84523 | 0.022554 | 0.4 | 53.7533
2022-12-06 08:00 | 0.96904 | 0.057905 | 0.35 | 22.8125
2022-12-06 09:00 | 1 | 0.10149 | 0.32 | 23.0117
2022-12-06 10:00 | 1 | 0.12662 | 0.3 | 48.97
2022-12-06 11:00 | 1 | 0.11334 | 0.29 | 52.795
2022-12-06 12:00 | 1 | 0.092288 | 0.29 | 36.245
2022-12-06 13:00 | 1 | 0.076548 | 0.3 | 32.5033
2022-12-06 14:00 | 0.98735 | 0.064037 | 0.33 | 58.5742
2022-12-06 15:00 | 0.98723 | 0.058615 | 0.36 | 102.9542
2022-12-06 16:00 | 0.95246 | 0.059192 | 0.42 | 128.3175
2022-12-06 17:00 | 0.81667 | 0.06492 | 0.48 | 112.2217
2022-12-06 18:00 | 0.31414 | 0.10108 | 0.57 | 287.5733
2022-12-06 19:00 | 0 | 0.13835 | 0.59 | 658.9708
2022-12-06 20:00 | 0 | 0.18705 | 0.6 | 366.7667
2022-12-06 21:00 | 0 | 0.31003 | 0.62 | 234.9117
2022-12-06 22:00 | 0 | 0.42347 | 0.6 | 177.9833
2022-12-06 23:00 | 0 | 0.40432 | 0.65 | 182.1925
2022-12-07 | 0 | 0.34994 | 0.66 | 171.9742
2022-12-07 01:00 | 0 | 0.30505 | 0.68 | 145.3875
2022-12-07 02:00 | 0 | 0.21449 | 0.69 | 144.9858
2022-12-07 03:00 | 0 | 0.15219 | 0.7 | 151.7158
2022-12-07 04:00 | 0 | 0.11838 | 0.7 | 138.6825
2022-12-07 05:00 | 0 | 0.096443 | 0.68 | 141.9117
2022-12-07 06:00 | 0.10272 | 0.084533 | 0.55 | 132.8333
2022-12-07 07:00 | 0.81314 | 0.027177 | 0.43 | 86.3367
2022-12-07 08:00 | 0.93384 | 0.0202 | 0.4 | 51.2567
2022-12-07 09:00 | 0.97745 | 0.031551 | 0.33 | 16.3358
2022-12-07 10:00 | 0.99982 | 0.047935 | 0.32 | 52.1283
2022-12-07 11:00 | 1 | 0.059211 | 0.3 | 65.235
2022-12-07 12:00 | 1 | 0.091002 | 0.3 | 47.7442
2022-12-07 13:00 | 1 | 0.12604 | 0.32 | 66.6725
2022-12-07 14:00 | 0.99216 | 0.14619 | 0.33 | 90.4125
2022-12-07 15:00 | 0.98777 | 0.15895 | 0.36 | 68.535
2022-12-07 16:00 | 0.9453 | 0.12401 | 0.42 | 69.43
2022-12-07 17:00 | 0.82342 | 0.11383 | 0.51 | 82.4767
2022-12-07 18:00 | 0.31257 | 0.19966 | 0.6 | 217.7817
2022-12-07 19:00 | 0 | 0.35618 | 0.62 | 382.3258
2022-12-07 20:00 | 0 | 0.47698 | 0.62 | 225.8008
2022-12-07 21:00 | 0 | 0.63767 | 0.65 | 155.3642
2022-12-07 22:00 | 0 | 0.6425 | 0.68 | 145.8842
2022-12-07 23:00 | 0 | 0.62873 | 0.7 | 158.0208
2022-12-08 | 0 | 0.66034 | 0.7 | 155.4642
2022-12-08 01:00 | 0 | 0.7247 | 0.69 | 152.835
2022-12-08 02:00 | 0 | 0.76467 | 0.69 | 115.8133
2022-12-08 03:00 | 0 | 0.77079 | 0.69 | 93.605
2022-12-08 04:00 | 0 | 0.79327 | 0.69 | 94.23
2022-12-08 05:00 | 0 | 0.78375 | 0.67 | 120.68
2022-12-08 06:00 | 0.078583 | 0.67806 | 0.6 | 115.4775
2022-12-08 07:00 | 0.43861 | 0.3353 | 0.44 | 26.0367
2022-12-08 08:00 | 0.41262 | 0.16084 | 0.37 | 2.5817
2022-12-08 09:00 | 0.74953 | 0.20583 | 0.35 | -10.9917
2022-12-08 10:00 | 0.75847 | 0.2512 | 0.33 | -24.8367
2022-12-08 11:00 | 0.83015 | 0.4457 | 0.32 | -48.5117
2022-12-08 12:00 | 0.97574 | 0.58054 | 0.31 | -54.5358
2022-12-08 13:00 | 1 | 0.67752 | 0.31 | -41.2075
2022-12-08 14:00 | 0.99963 | 0.64217 | 0.33 | -23.17
2022-12-08 15:00 | 0.95885 | 0.58631 | 0.36 | 4.8375
2022-12-08 16:00 | 0.71416 | 0.36231 | 0.4 | 39.0717
2022-12-08 17:00 | 0.36657 | 0.15107 | 0.5 | 74.1808
2022-12-08 18:00 | 0.05874 | 0.18512 | 0.58 | 168.6983
2022-12-08 19:00 | 0 | 0.067838 | 0.6 | 274.2583
2022-12-08 20:00 | 0 | 0.26556 | 0.62 | 223.2617
2022-12-08 21:00 | 0 | 0.19208 | 0.63 | 157.3133
2022-12-08 22:00 | 0 | 0.20436 | 0.65 | 123.565
2022-12-08 23:00 | 0 | 0.17206 | 0.65 | 121.6958
2022-12-09 | 0 | 0.23167 | 0.66 | 132.8058
2022-12-09 01:00 | 0 | 0.19839 | 0.67 | 119.2625
2022-12-09 02:00 | 0 | 0.058243 | 0.68 | 120.6667
2022-12-09 03:00 | 0 | 0.009971 | 0.68 | 110.2783
2022-12-09 04:00 | 0 | 0.011493 | 0.7 | 108.46
2022-12-09 05:00 | 0 | 0.025003 | 0.69 | 123.7017
2022-12-09 06:00 | 0.10604 | 0.032939 | 0.56 | 134.775
2022-12-09 07:00 | 0.70324 | 0.012714 | 0.46 | 74.35
2022-12-09 08:00 | 0.89435 | 0.008169 | 0.41 | 71.9517
2022-12-09 09:00 | 0.96683 | 0.001303 | 0.36 | 51.9217
2022-12-09 10:00 | 0.96769 | 0.001392 | 0.33 | 35.8267
2022-12-09 11:00 | 0.99994 | 0.001955 | 0.32 | 16.7025
2022-12-09 12:00 | 0.98523 | 0.005339 | 0.33 | 10.0475
2022-12-09 13:00 | 0.87382 | 0.014278 | 0.34 | 0.88667
2022-12-09 14:00 | 0.57934 | 0.024059 | 0.36 | 30.3233
2022-12-09 15:00 | 0.56707 | 0.022672 | 0.4 | 51.29
2022-12-09 16:00 | 0.77836 | 0.054706 | 0.47 | 111.4425
2022-12-09 17:00 | 0.55162 | 0.21598 | 0.5 | 126.785
2022-12-09 18:00 | 0.099221 | 0.39727 | 0.65 | 140.6575
2022-12-09 19:00 | 0 | 0.53835 | 0.66 | 198.8433
2022-12-09 20:00 | 0 | 0.47901 | 0.66 | 188.9117
2022-12-09 21:00 | 0 | 0.49652 | 0.66 | 145.6608
2022-12-09 22:00 | 0 | 0.54528 | 0.67 | 125.6592
2022-12-09 23:00 | 0 | 0.56548 | 0.68 | 151.9725
2022-12-10 | 0 | 0.53981 | 0.68 | 138.3775
2022-12-10 01:00 | 0 | 0.41112 | 0.67 | 119.405
2022-12-10 02:00 | 0 | 0.35325 | 0.67 | 74.8983
2022-12-10 03:00 | 0 | 0.35564 | 0.68 | 102.2458
2022-12-10 04:00 | 0 | 0.3927 | 0.7 | 112.8717
2022-12-10 05:00 | 0 | 0.40403 | 0.69 | 111.0583
2022-12-10 06:00 | 0.069552 | 0.33421 | 0.61 | 123.6258
2022-12-10 07:00 | 0.3391 | 0.41347 | 0.52 | 43.5083
2022-12-10 08:00 | 0.55108 | 0.24964 | 0.47 | 57.5858
2022-12-10 09:00 | 0.6424 | 0.13054 | 0.41 | 70.7342
2022-12-10 10:00 | 0.61782 | 0.076376 | 0.37 | 53.4433
2022-12-10 11:00 | 0.64667 | 0.055021 | 0.35 | 23.3983
2022-12-10 12:00 | 0.42955 | 0.054639 | 0.36 | 20.3225
2022-12-10 13:00 | 0.57082 | 0.069606 | 0.36 | 32.1225
2022-12-10 14:00 | 0.62445 | 0.15016 | 0.36 | -8.8
2022-12-10 15:00 | 0.30522 | 0.25761 | 0.4 | 19.7
2022-12-10 16:00 | 0.16227 | 0.35265 | 0.45 | 46.4342
2022-12-10 17:00 | 0.17604 | 0.49691 | 0.55 | 31.2867
2022-12-10 18:00 | 0.059547 | 0.6612 | 0.64 | 105.0558
2022-12-10 19:00 | 0 | 0.77641 | 0.65 | 164.35
2022-12-10 20:00 | 0 | 0.64967 | 0.65 | 164.1558
2022-12-10 21:00 | 0 | 0.63092 | 0.65 | 138.7608
2022-12-10 22:00 | 0 | 0.68434 | 0.66 | 131.4
2022-12-10 23:00 | 0 | 0.76169 | 0.67 | 150.13
2022-12-11 | 0 | 0.72116 | 0.66 | 151.2125
2022-12-11 01:00 | 0 | 0.59085 | 0.66 | 149.5358
2022-12-11 02:00 | 0 | 0.53874 | 0.66 | 137.0067
2022-12-11 03:00 | 0 | 0.50015 | 0.66 | 113.845
2022-12-11 04:00 | 0 | 0.43782 | 0.67 | 100.8592
2022-12-11 05:00 | 0 | 0.44073 | 0.65 | 106.285
2022-12-11 06:00 | 0.10008 | 0.38962 | 0.56 | 68.8708
2022-12-11 07:00 | 0.61538 | 0.52817 | 0.46 | 22.865
2022-12-11 08:00 | 0.7063 | 0.35333 | 0.4 | -2.7942
2022-12-11 09:00 | 0.91009 | 0.24643 | 0.4 | -42.0433
2022-12-11 10:00 | 0.86954 | 0.12734 | 0.34 | -52.6583
2022-12-11 11:00 | 0.7739 | 0.085166 | 0.32 | -34.5192
2022-12-11 12:00 | 0.85334 | 0.080907 | 0.32 | -11.3642
2022-12-11 13:00 | 0.95339 | 0.09432 | 0.32 | -16.9783
2022-12-11 14:00 | 0.93675 | 0.14039 | 0.35 | -5.7117
2022-12-11 15:00 | 0.98494 | 0.14485 | 0.38 | 60.1717
2022-12-11 16:00 | 0.91025 | 0.15692 | 0.45 | 96.7958
2022-12-11 17:00 | 0.58102 | 0.28763 | 0.5 | 113.7625
2022-12-11 18:00 | 0.15757 | 0.48518 | 0.62 | 176.2808
2022-12-11 19:00 | 0 | 0.65693 | 0.64 | 366.2917
2022-12-11 20:00 | 0 | 0.41188 | 0.65 | 329.6225
2022-12-11 21:00 | 0 | 0.35307 | 0.68 | 239.7125
2022-12-11 22:00 | 0 | 0.34678 | 0.69 | 218.6017
2022-12-11 23:00 | 0 | 0.34492 | 0.69 | 196.5717
2022-12-12 | 0 | 0.32134 | 0.7 | 132.6633
2022-12-12 01:00 | 0 | 0.28085 | 0.69 | 117.0433
2022-12-12 02:00 | 0 | 0.2512 | 0.68 | 104.0317
2022-12-12 03:00 | 0 | 0.22006 | 0.7 | 104.27
2022-12-12 04:00 | 0 | 0.18328 | 0.68 | 104.2592
2022-12-12 05:00 | 0 | 0.14144 | 0.7 | 111.7008
2022-12-12 06:00 | 0.1001 | 0.12612 | 0.57 | 108.6417
2022-12-12 07:00 | 0.74528 | 0.15883 | 0.46 | 90.8208
2022-12-12 08:00 | 0.87969 | 0.28677 | 0.39 | 83.475
2022-12-12 09:00 | 0.86455 | 0.2753 | 0.36 | 42.045
2022-12-12 10:00 | 0.92772 | 0.21139 | 0.32 | -34.585
2022-12-12 11:00 | 0.93322 | 0.20669 | 0.31 | 3.6992
2022-12-12 12:00 | 0.94258 | 0.24722 | 0.3 | 6.8433
2022-12-12 13:00 | 0.95818 | 0.20888 | 0.36 | 14.8733
2022-12-12 14:00 | 0.9525 | 0.16745 | 0.39 | 78.2367
2022-12-12 15:00 | 0.86564 | 0.13287 | 0.4 | 85.0717
2022-12-12 16:00 | 0.89185 | 0.16639 | 0.48 | 70.8408
2022-12-12 17:00 | 0.62611 | 0.2481 | 0.54 | 89.5167
2022-12-12 18:00 | 0.26344 | 0.51454 | 0.61 | 133.1425
2022-12-12 19:00 | 0 | 0.67407 | 0.62 | 263.6417
2022-12-12 20:00 | 0 | 0.28205 | 0.63 | 203.4842
2022-12-12 21:00 | 0 | 0.38343 | 0.66 | 147.5142
2022-12-12 22:00 | 0 | 0.28187 | 0.68 | 154.5808
2022-12-12 23:00 | 0 | 0.30385 | 0.7 | 161.7942
2022-12-13 | 0 | 0.32141 | 0.69 | 175.6458
2022-12-13 01:00 | 0 | 0.30414 | 0.69 | 154.4875
2022-12-13 02:00 | 0 | 0.27847 | 0.68 | 142.005
2022-12-13 03:00 | 0 | 0.27325 | 0.69 | 128.7367
2022-12-13 04:00 | 0 | 0.19377 | 0.7 | 137.065
2022-12-13 05:00 | 0 | 0.12191 | 0.69 | 135.0825
2022-12-13 06:00 | 0.033162 | 0.082734 | 0.61 | 117.7092
2022-12-13 07:00 | 0.16582 | 0.17786 | 0.5 | 54.2275
2022-12-13 08:00 | 0.26729 | 0.091337 | 0.41 | 61.6408
2022-12-13 09:00 | 0.54336 | 0.056429 | 0.37 | 36.5042
2022-12-13 10:00 | 0.84349 | 0.042347 | 0.37 | 29.61
2022-12-13 11:00 | 0.88173 | 0.096851 | 0.4 | 50.5267
2022-12-13 12:00 | 0.92262 | 0.19747 | 0.38 | 29.5283
2022-12-13 13:00 | 0.90715 | 0.24268 | 0.38 | 42.4225
2022-12-13 14:00 | 0.87446 | 0.16602 | 0.4 | 18.4192
2022-12-13 15:00 | 0.84156 | 0.16039 | 0.42 | 54.6617
2022-12-13 16:00 | 0.65215 | 0.14763 | 0.48 | 54.3842
2022-12-13 17:00 | 0.58548 | 0.22337 | 0.6 | 84.6775
2022-12-13 18:00 | 0.20045 | 0.2163 | 0.63 | 105.43
2022-12-13 19:00 | 0 | 0.1211 | 0.64 | 160.3442
2022-12-13 20:00 | 0 | 0.067249 | 0.65 | 169.6217
2022-12-13 21:00 | 0 | 0.015861 | 0.66 | 167.6725
2022-12-13 22:00 | 0 | 0.030621 | 0.67 | 142.9933
2022-12-13 23:00 | 0 | 0.022057 | 0.68 | 135.35
2022-12-14 | 0 | 0.029738 | 0.68 | 138.045
2022-12-14 01:00 | 0 | 0.02151 | 0.7 | 129.5767
2022-12-14 02:00 | 0 | 0.022972 | 0.7 | 120.5783
2022-12-14 03:00 | 0 | 0.027061 | 0.7 | 123.5558
2022-12-14 04:00 | 0 | 0.043946 | 0.71 | 121.8242
2022-12-14 05:00 | 0 | 0.037572 | 0.7 | 105.98
2022-12-14 06:00 | 0.079399 | 0.00815 | 0.6 | 102.9392
2022-12-14 07:00 | 0.58465 | 0.000576 | 0.49 | 71.8842
2022-12-14 08:00 | 0.51297 | 0.002236 | 0.4 | 43.4933
2022-12-14 09:00 | 0.70766 | 0.000955 | 0.35 | 26.0117
2022-12-14 10:00 | 0.7825 | 0.007383 | 0.32 | 4.2825
2022-12-14 11:00 | 0.86957 | 0.021398 | 0.31 | -16.6108
2022-12-14 12:00 | 0.68117 | 0.090238 | 0.3 | -8.0842
2022-12-14 13:00 | 0.65079 | 0.2657 | 0.3 | -24.8817
2022-12-14 14:00 | 0.55055 | 0.40913 | 0.31 | -14.47
2022-12-14 15:00 | 0.67093 | 0.31046 | 0.33 | 0.75083
2022-12-14 16:00 | 0.64099 | 0.22928 | 0.4 | 56.6875
2022-12-14 17:00 | 0.63229 | 0.20576 | 0.48 | 89.7058
2022-12-14 18:00 | 0.16625 | 0.17143 | 0.57 | 203.4292
2022-12-14 19:00 | 0 | 0.34781 | 0.6 | 439.7117
2022-12-14 20:00 | 0 | 0.48713 | 0.61 | 382.5225
2022-12-14 21:00 | 0 | 0.74153 | 0.63 | 207.29
2022-12-14 22:00 | 0 | 0.79671 | 0.65 | 173.5608
2022-12-14 23:00 | 0 | 0.83004 | 0.66 | 139.0325
2022-12-15 | 0 | 0.81535 | 0.67 | 142.4558
2022-12-15 01:00 | 0 | 0.73184 | 0.69 | 143.38
2022-12-15 02:00 | 0 | 0.61125 | 0.68 | 131.3333
2022-12-15 03:00 | 0 | 0.55949 | 0.69 | 121.1908
2022-12-15 04:00 | 0 | 0.61037 | 0.7 | 126.2617
2022-12-15 05:00 | 0 | 0.6905 | 0.68 | 138.8067
2022-12-15 06:00 | 0.10887 | 0.75169 | 0.59 | 123.3717
2022-12-15 07:00 | 0.72338 | 0.62461 | 0.48 | 72.8917
2022-12-15 08:00 | 0.96264 | 0.53289 | 0.42 | 42.8842
2022-12-15 09:00 | 0.99069 | 0.40634 | 0.36 | 29.08
2022-12-15 10:00 | 1 | 0.27087 | 0.33 | 5.8742
2022-12-15 11:00 | 0.99784 | 0.23475 | 0.32 | -0.26917
2022-12-15 12:00 | 1 | 0.18179 | 0.3 | -17.6442
2022-12-15 13:00 | 0.99861 | 0.163 | 0.31 | -17.1017
2022-12-15 14:00 | 0.99126 | 0.17902 | 0.31 | -1.1617
2022-12-15 15:00 | 0.99516 | 0.18595 | 0.34 | 3.9983
2022-12-15 16:00 | 0.96975 | 0.16063 | 0.42 | 37.3425
2022-12-15 17:00 | 0.85863 | 0.20467 | 0.5 | 81.2058
2022-12-15 18:00 | 0.29453 | 0.23411 | 0.62 | 120.5525
2022-12-15 19:00 | 0 | 0.30023 | 0.65 | 232.7325
2022-12-15 20:00 | 0 | 0.25847 | 0.7 | 256.4483
2022-12-15 21:00 | 0 | 0.22656 | 0.7 | 175.6967
2022-12-15 22:00 | 0 | 0.16352 | 0.68 | 140.5542
2022-12-15 23:00 | 0 | 0.10828 | 0.68 | 135.7942
2022-12-16 | 0 | 0.064939 | 0.68 | 124.5042
2022-12-16 01:00 | 0 | 0.044767 | 0.7 | 120.1625
2022-12-16 02:00 | 0 | 0.071623 | 0.71 | 120.43
2022-12-16 03:00 | 0 | 0.116 | 0.72 | 120.4758
2022-12-16 04:00 | 0 | 0.18368 | 0.7 | 123.11
2022-12-16 05:00 | 0 | 0.21864 | 0.7 | 146.3742
2022-12-16 06:00 | 0.068361 | 0.20604 | 0.57 | 148.5175
2022-12-16 07:00 | 0.36161 | 0.090636 | 0.44 | 83.4267
2022-12-16 08:00 | 0.47478 | 0.060678 | 0.39 | 46.4075
2022-12-16 09:00 | 0.97573 | 0.042071 | 0.34 | 47.8608
2022-12-16 10:00 | 0.93894 | 0.006786 | 0.32 | 30.6658
2022-12-16 11:00 | 0.96306 | 0.000824 | 0.31 | 3.88
2022-12-16 12:00 | 0.94634 | 0.001707 | 0.31 | 2.1883
2022-12-16 13:00 | 0.91762 | 0.002261 | 0.31 | 7.9867
2022-12-16 14:00 | 0.86917 | 0.00469 | 0.33 | 11.955
2022-12-16 15:00 | 0.80395 | 0.006882 | 0.38 | 22.5675
2022-12-16 16:00 | 0.78742 | 0.002051 | 0.45 | 78.1767
2022-12-16 17:00 | 0.59676 | 0.010454 | 0.5 | 104.0833
2022-12-16 18:00 | 0.21872 | 0.097515 | 0.61 | 121.6408
2022-12-16 19:00 | 0 | 0.33575 | 0.64 | 143.8525
2022-12-16 20:00 | 0 | 0.48032 | 0.6 | 155.925
2022-12-16 21:00 | 0 | 0.51082 | 0.66 | 141.8625
2022-12-16 22:00 | 0 | 0.38616 | 0.67 | 129.8258
2022-12-16 23:00 | 0 | 0.36014 | 0.67 | 153.0433
2022-12-17 | 0 | 0.31745 | 0.66 | 136.3125
2022-12-17 01:00 | 0 | 0.28337 | 0.66 | 123.6867
2022-12-17 02:00 | 0 | 0.28587 | 0.66 | 109.735
2022-12-17 03:00 | 0 | 0.33504 | 0.67 | 110.3208
2022-12-17 04:00 | 0 | 0.31452 | 0.67 | 110.3
2022-12-17 05:00 | 0 | 0.34807 | 0.65 | 120.2083
2022-12-17 06:00 | 0.109 | 0.43665 | 0.51 | 82.9108
2022-12-17 07:00 | 0.78654 | 0.31231 | 0.4 | 6.7575
2022-12-17 08:00 | 0.96064 | 0.46145 | 0.35 | -7.5533
2022-12-17 09:00 | 0.99727 | 0.39662 | 0.33 | -4.3642
2022-12-17 10:00 | 0.99084 | 0.28237 | 0.33 | 13.4517
2022-12-17 11:00 | 0.95507 | 0.28835 | 0.32 | -2.125
2022-12-17 12:00 | 0.9427 | 0.26835 | 0.32 | -15.9908
2022-12-17 13:00 | 0.85823 | 0.27385 | 0.34 | -14.7433
2022-12-17 14:00 | 0.64476 | 0.34907 | 0.34 | -57.3458
2022-12-17 15:00 | 0.64333 | 0.5334 | 0.37 | -23.3833
2022-12-17 16:00 | 0.53542 | 0.76799 | 0.45 | -14.81
2022-12-17 17:00 | 0.54831 | 0.85606 | 0.54 | 33.4242
2022-12-17 18:00 | 0.072345 | 0.86201 | 0.63 | 93.6258
2022-12-17 19:00 | 0 | 0.88914 | 0.64 | 136.7658
2022-12-17 20:00 | 0 | 0.88038 | 0.63 | 138.2075
2022-12-17 21:00 | 0 | 0.82309 | 0.63 | 126.0167
2022-12-17 22:00 | 0 | 0.77087 | 0.64 | 118.0858
2022-12-17 23:00 | 0 | 0.72982 | 0.65 | 110.2925
2022-12-18 | 0 | 0.742 | 0.65 | 111.5142
2022-12-18 01:00 | 0 | 0.73766 | 0.65 | 118.0133
2022-12-18 02:00 | 0 | 0.78366 | 0.65 | 104.7967
2022-12-18 03:00 | 0 | 0.75826 | 0.65 | 96.72
2022-12-18 04:00 | 0 | 0.73954 | 0.65 | 99.2633
2022-12-18 05:00 | 0 | 0.68871 | 0.65 | 110.2725
2022-12-18 06:00 | 0.092375 | 0.67255 | 0.5 | 87.2192
2022-12-18 07:00 | 0.66346 | 0.82137 | 0.42 | -4.9942
2022-12-18 08:00 | 0.90618 | 0.84582 | 0.37 | -35.0183
2022-12-18 09:00 | 0.94494 | 0.84538 | 0.35 | -29.5183
2022-12-18 10:00 | 0.70958 | 0.67299 | 0.34 | -52.4417
2022-12-18 11:00 | 0.60088 | 0.51014 | 0.35 | -49.5292
2022-12-18 12:00 | 0.75406 | 0.40435 | 0.35 | -52.6908
2022-12-18 13:00 | 0.82973 | 0.33 | 0.36 | -18.5183
2022-12-18 14:00 | 0.61333 | 0.28322 | 0.37 | -2.925
2022-12-18 15:00 | 0.49772 | 0.32364 | 0.4 | -32.4308
2022-12-18 16:00 | 0.40222 | 0.44646 | 0.44 | -10.7783
2022-12-18 17:00 | 0.23687 | 0.69236 | 0.55 | 29.0358
2022-12-18 18:00 | 0.10031 | 0.79239 | 0.63 | 111.765
2022-12-18 19:00 | 0 | 0.84604 | 0.65 | 132.6708
2022-12-18 20:00 | 0 | 0.85281 | 0.64 | 139.53
2022-12-18 21:00 | 0 | 0.74451 | 0.64 | 114.8558
2022-12-18 22:00 | 0 | 0.66112 | 0.65 | 110.635
2022-12-18 23:00 | 0 | 0.70037 | 0.66 | 107.1533
2022-12-19 | 0 | 0.73734 | 0.65 | 87.3125
2022-12-19 01:00 | 0 | 0.69615 | 0.65 | 104.1092
2022-12-19 02:00 | 0 | 0.64053 | 0.65 | 78.2958
2022-12-19 03:00 | 0 | 0.62957 | 0.65 | 78.2542
2022-12-19 04:00 | 0 | 0.63434 | 0.66 | 91.9067
2022-12-19 05:00 | 0 | 0.66096 | 0.66 | 104.7867
2022-12-19 06:00 | 0.081209 | 0.63297 | 0.56 | 102.385
2022-12-19 07:00 | 0.45077 | 0.73107 | 0.45 | 68.6658
2022-12-19 08:00 | 0.8095 | 0.84486 | 0.39 | 54.6775
2022-12-19 09:00 | 0.96929 | 0.83998 | 0.35 | 26.1608
2022-12-19 10:00 | 0.96872 | 0.73003 | 0.34 | 24.4158
2022-12-19 11:00 | 0.92653 | 0.63229 | 0.34 | 23.9583
2022-12-19 12:00 | 0.88066 | 0.59883 | 0.4 | 5.4683
2022-12-19 13:00 | 0.83334 | 0.53627 | 0.38 | 36.6358
2022-12-19 14:00 | 0.78355 | 0.44302 | 0.39 | 19.3108
2022-12-19 15:00 | 0.57562 | 0.35598 | 0.43 | 37.5475
2022-12-19 16:00 | 0.41922 | 0.42569 | 0.49 | 71.8908
2022-12-19 17:00 | 0.28246 | 0.58679 | 0.55 | 94.4092
2022-12-19 18:00 | 0.1772 | 0.67445 | 0.6 | 115.6025
2022-12-19 19:00 | 0 | 0.80649 | 0.64 | 139.6725
2022-12-19 20:00 | 0 | 0.8016 | 0.64 | 141.54
2022-12-19 21:00 | 0 | 0.7664 | 0.64 | 123.8825
2022-12-19 22:00 | 0 | 0.7799 | 0.65 | 99.96
2022-12-19 23:00 | 0 | 0.72544 | 0.65 | 121.1242
2022-12-20 | 0 | 0.71493 | 0.66 | 101.1358
2022-12-20 01:00 | 0 | 0.67166 | 0.67 | 125.0425
2022-12-20 02:00 | 0 | 0.59122 | 0.67 | 129.4392
2022-12-20 03:00 | 0 | 0.51497 | 0.68 | 113.8842
2022-12-20 04:00 | 0 | 0.51049 | 0.69 | 123.5958
2022-12-20 05:00 | 0 | 0.52276 | 0.66 | 125.6567
2022-12-20 06:00 | 0.10889 | 0.56173 | 0.53 | 107.2183
2022-12-20 07:00 | 0.81688 | 0.48165 | 0.41 | 22.0667
2022-12-20 08:00 | 0.94758 | 0.48846 | 0.37 | -1.73
2022-12-20 09:00 | 1 | 0.45709 | 0.3 | -31.7683
2022-12-20 10:00 | 0.9999 | 0.46714 | 0.32 | -40.5042
2022-12-20 11:00 | 0.95686 | 0.50718 | 0.32 | -37.3108
2022-12-20 12:00 | 0.88925 | 0.36665 | 0.31 | -34.91
2022-12-20 13:00 | 0.90175 | 0.27264 | 0.32 | -30.8567
2022-12-20 14:00 | 0.90544 | 0.22676 | 0.34 | 3.0225
2022-12-20 15:00 | 0.77682 | 0.20471 | 0.4 | 21.7308
2022-12-20 16:00 | 0.8081 | 0.22268 | 0.43 | 40.42
2022-12-20 17:00 | 0.7312 | 0.3593 | 0.53 | 38.5
2022-12-20 18:00 | 0.2255 | 0.65818 | 0.62 | 91.0575
2022-12-20 19:00 | 0 | 0.82945 | 0.64 | 123.9333
2022-12-20 20:00 | 0 | 0.82784 | 0.63 | 109.0633
2022-12-20 21:00 | 0 | 0.77741 | 0.62 | 98.0617
2022-12-20 22:00 | 0 | 0.77596 | 0.6 | 97.4667
2022-12-20 23:00 | 0 | 0.80504 | 0.64 | 97.1425
2022-12-21 | 0 | 0.68409 | 0.65 | 125.6317
2022-12-21 01:00 | 0 | 0.52181 | 0.64 | 113.8367
2022-12-21 02:00 | 0 | 0.47726 | 0.65 | 91.7308
2022-12-21 03:00 | 0 | 0.4544 | 0.66 | 88.0892
2022-12-21 04:00 | 0 | 0.46806 | 0.65 | 87.9258
2022-12-21 05:00 | 0 | 0.51045 | 0.64 | 90.8267
2022-12-21 06:00 | 0.11249 | 0.5295 | 0.53 | 98.92
2022-12-21 07:00 | 0.74941 | 0.47955 | 0.42 | 36.4742
2022-12-21 08:00 | 0.97313 | 0.65088 | 0.37 | -23.2933
2022-12-21 09:00 | 1 | 0.51893 | 0.34 | -39.3167
2022-12-21 10:00 | 0.9873 | 0.30834 | 0.33 | -13.5675
2022-12-21 11:00 | 0.97406 | 0.27491 | 0.34 | -15.9767
2022-12-21 12:00 | 0.91807 | 0.20398 | 0.34 | -31.9433
2022-12-21 13:00 | 0.90201 | 0.16877 | 0.34 | -18.3525
2022-12-21 14:00 | 0.88734 | 0.17273 | 0.37 | -0.40167
2022-12-21 15:00 | 0.90745 | 0.18499 | 0.41 | 53.7733
2022-12-21 16:00 | 0.73693 | 0.25613 | 0.47 | 60.4392
2022-12-21 17:00 | 0.69135 | 0.43345 | 0.54 | 97.1042
2022-12-21 18:00 | 0.22818 | 0.62467 | 0.62 | 121.7725
2022-12-21 19:00 | 0 | 0.77603 | 0.64 | 162.0958
2022-12-21 20:00 | 0 | 0.73665 | 0.65 | 136.8883
2022-12-21 21:00 | 0 | 0.66714 | 0.6 | 117.5617
2022-12-21 22:00 | 0 | 0.63273 | 0.66 | 90.9892
2022-12-21 23:00 | 0 | 0.59288 | 0.67 | 113.6167
2022-12-22 | 0 | 0.49096 | 0.67 | 115.8467
2022-12-22 01:00 | 0 | 0.41431 | 0.67 | 137.9942
2022-12-22 02:00 | 0 | 0.32618 | 0.7 | 126.375
2022-12-22 03:00 | 0 | 0.29948 | 0.67 | 104.3742
2022-12-22 04:00 | 0 | 0.2814 | 0.67 | 91.4633
2022-12-22 05:00 | 0 | 0.24373 | 0.66 | 104.0333
2022-12-22 06:00 | 0.10866 | 0.27216 | 0.55 | 107.4633
2022-12-22 07:00 | 0.80976 | 0.15416 | 0.43 | 48.0717
2022-12-22 08:00 | 0.97111 | 0.65192 | 0.38 | 7.7267
2022-12-22 09:00 | 1 | 0.60279 | 0.36 | 9.4492
2022-12-22 10:00 | 1 | 0.51625 | 0.35 | 8.5775
2022-12-22 11:00 | 1 | 0.4375 | 0.35 | 18.1533
2022-12-22 12:00 | 0.98929 | 0.40235 | 0.36 | 19.3333
2022-12-22 13:00 | 0.97464 | 0.37847 | 0.39 | 28.1033
2022-12-22 14:00 | 0.95301 | 0.43978 | 0.4 | 38.1067
2022-12-22 15:00 | 0.89129 | 0.58587 | 0.41 | 34.725
2022-12-22 16:00 | 0.92517 | 0.70085 | 0.5 | 74.4942
2022-12-22 17:00 | 0.66066 | 0.73402 | 0.54 | 93.1742
2022-12-22 18:00 | 0.26553 | 0.77556 | 0.63 | 106.69
2022-12-22 19:00 | 0 | 0.80501 | 0.65 | 142.3258
2022-12-22 20:00 | 0 | 0.76854 | 0.64 | 137.3075
2022-12-22 21:00 | 0 | 0.62246 | 0.64 | 135.2792
2022-12-22 22:00 | 0 | 0.43686 | 0.64 | 122.8283
2022-12-22 23:00 | 0 | 0.42517 | 0.65 | 122.3125
2022-12-23 | 0 | 0.34122 | 0.7 | 111.9692
2022-12-23 01:00 | 0 | 0.17209 | 0.66 | 110.7433
2022-12-23 02:00 | 0 | 0.11932 | 0.66 | 85.9417
2022-12-23 03:00 | 0 | 0.16332 | 0.67 | 82.5483
2022-12-23 04:00 | 0 | 0.10973 | 0.68 | 79.5858
2022-12-23 05:00 | 0 | 0.056681 | 0.68 | 86.4125
2022-12-23 06:00 | 0.1062 | 0.049753 | 0.59 | 99.7392
2022-12-23 07:00 | 0.58691 | 0.02553 | 0.46 | 64.7125
2022-12-23 08:00 | 0.82583 | 0.12441 | 0.4 | 20.0225
2022-12-23 09:00 | 0.9119 | 0.10629 | 0.4 | 13.1458
2022-12-23 10:00 | 0.94612 | 0.084619 | 0.37 | 1.1767
2022-12-23 11:00 | 0.9754 | 0.075976 | 0.36 | 10.5217
2022-12-23 12:00 | 0.95495 | 0.078507 | 0.35 | -7.2392
2022-12-23 13:00 | 0.86855 | 0.093296 | 0.39 | 35.5567
2022-12-23 14:00 | 0.79253 | 0.12544 | 0.43 | 74.4492
2022-12-23 15:00 | 0.9084 | 0.15937 | 0.47 | 94.935
2022-12-23 16:00 | 0.91992 | 0.20279 | 0.54 | 94.8108
2022-12-23 17:00 | 0.7563 | 0.38994 | 0.6 | 130.0325
2022-12-23 18:00 | 0.27911 | 0.69121 | 0.66 | 124.9667
2022-12-23 19:00 | 0 | 0.82846 | 0.67 | 195.215
2022-12-23 20:00 | 0 | 0.60626 | 0.67 | 159.2683
2022-12-23 21:00 | 0 | 0.38739 | 0.68 | 137.5617
2022-12-23 22:00 | 0 | 0.3358 | 0.68 | 139.3392
2022-12-23 23:00 | 0 | 0.29711 | 0.68 | 130.2892
2022-12-24 | 0 | 0.18444 | 0.7 | 134.4775
2022-12-24 01:00 | 0 | 0.090083 | 0.7 | 142.4725
2022-12-24 02:00 | 0 | 0.048223 | 0.7 | 131.0508
2022-12-24 03:00 | 0 | 0.039087 | 0.71 | 114.3125
2022-12-24 04:00 | 0 | 0.020682 | 0.7 | 106.9733
2022-12-24 05:00 | 0 | 0.005002 | 0.72 | 113.5275
2022-12-24 06:00 | 0.069562 | 0.01246 | 0.7 | 121.3583
2022-12-24 07:00 | 0.37922 | 0.035007 | 0.61 | 77.1742
2022-12-24 08:00 | 0.46496 | 0.009382 | 0.57 | 67.2392
2022-12-24 09:00 | 0.45887 | 0.016686 | 0.52 | 62.9525
2022-12-24 10:00 | 0.32588 | 0.011318 | 0.5 | 62.6975
2022-12-24 11:00 | 0.21209 | 0.000914 | 0.48 | 67.6708
2022-12-24 12:00 | 0.34672 | 0.00117 | 0.51 | 60.84
2022-12-24 13:00 | 0.4107 | 0.006748 | 0.52 | 85.8608
2022-12-24 14:00 | 0.27537 | 0.009681 | 0.54 | 107.1375
2022-12-24 15:00 | 0.2125 | 0.000846 | 0.57 | 115.1408
2022-12-24 16:00 | 0.18365 | 0.000275 | 0.62 | 140.26
2022-12-24 17:00 | 0.061229 | 0.003613 | 0.65 | 126.2308
2022-12-24 18:00 | 0.015399 | 0.014386 | 0.68 | 134.99
2022-12-24 19:00 | 0 | 0.019607 | 0.68 | 188.2725
2022-12-24 20:00 | 0 | 0.074198 | 0.7 | 192.1367
2022-12-24 21:00 | 0 | 0.1085 | 0.7 | 146.6783
2022-12-24 22:00 | 0 | 0.074772 | 0.72 | 135.65
2022-12-24 23:00 | 0 | 0.073228 | 0.73 | 140.8583
2022-12-25 | 0 | 0.045739 | 0.7 | 126.7042
2022-12-25 01:00 | 0 | 0.008503 | 0.73 | 114.2675
2022-12-25 02:00 | 0 | 0.000718 | 0.73 | 110.9408
2022-12-25 03:00 | 0 | 0.007879 | 0.74 | 101.0492
2022-12-25 04:00 | 0 | 0.00568 | 0.74 | 96.1917
2022-12-25 05:00 | 0 | 0.006545 | 0.73 | 100.5258
2022-12-25 06:00 | 0.02079 | 0.008994 | 0.68 | 82.695
2022-12-25 07:00 | 0.082834 | 0.011249 | 0.61 | 24.8425
2022-12-25 08:00 | 0.33018 | 0.040881 | 0.51 | 37.845
2022-12-25 09:00 | 0.41068 | 0.027149 | 0.4 | 15.2892
2022-12-25 10:00 | 0.63678 | 0.025808 | 0.43 | -42.8092
2022-12-25 11:00 | 0.73104 | 0.029882 | 0.43 | -66.09
2022-12-25 12:00 | 0.61875 | 0.034577 | 0.44 | -55.9008
2022-12-25 13:00 | 0.68807 | 0.041453 | 0.46 | -5.4817
2022-12-25 14:00 | 0.65029 | 0.086425 | 0.47 | 11.24
2022-12-25 15:00 | 0.41191 | 0.25191 | 0.51 | 37.5933
2022-12-25 16:00 | 0.2327 | 0.52459 | 0.57 | 55.22
2022-12-25 17:00 | 0.47617 | 0.62141 | 0.59 | 62.6633
2022-12-25 18:00 | 0.094903 | 0.55784 | 0.64 | 88.4267
2022-12-25 19:00 | 0 | 0.38684 | 0.7 | 105.9558
2022-12-25 20:00 | 0 | 0.28684 | 0.67 | 106.9558
2022-12-25 21:00 | 0 | 0.2346 | 0.66 | 107.975
2022-12-25 22:00 | 0 | 0.19095 | 0.66 | 99.795
2022-12-25 23:00 | 0 | 0.17668 | 0.67 | 104.1383
2022-12-26 | 0 | 0.15576 | 0.69 | 96.0958
2022-12-26 01:00 | 0 | 0.14156 | 0.71 | 99.0158
2022-12-26 02:00 | 0 | 0.19542 | 0.71 | 77.0375
2022-12-26 03:00 | 0 | 0.21189 | 0.71 | 64.3167
2022-12-26 04:00 | 0 | 0.19721 | 0.7 | 61.7517
2022-12-26 05:00 | 0 | 0.25351 | 0.69 | 64.7617
2022-12-26 06:00 | 0.10142 | 0.42367 | 0.6 | 56.7383
2022-12-26 07:00 | 0.65993 | 0.46831 | 0.51 | 19.2133
2022-12-26 08:00 | 0.90296 | 0.66704 | 0.45 | 12.7417
2022-12-26 09:00 | 0.98738 | 0.71308 | 0.38 | 1.4417
2022-12-26 10:00 | 0.89408 | 0.55161 | 0.36 | -26.9642
2022-12-26 11:00 | 0.72886 | 0.45803 | 0.35 | -21.75
2022-12-26 12:00 | 0.51351 | 0.36937 | 0.35 | -7.9008
2022-12-26 13:00 | 0.38396 | 0.28192 | 0.37 | 16.0475
2022-12-26 14:00 | 0.36865 | 0.22074 | 0.36 | -36.7533
2022-12-26 15:00 | 0.32765 | 0.5107 | 0.4 | -5.4717
2022-12-26 16:00 | 0.58421 | 0.53403 | 0.46 | 38.1908
2022-12-26 17:00 | 0.39832 | 0.56843 | 0.54 | 66.5317
2022-12-26 18:00 | 0.21199 | 0.6515 | 0.62 | 84.4433
2022-12-26 19:00 | 0 | 0.72183 | 0.64 | 113.9175
2022-12-26 20:00 | 0 | 0.63799 | 0.64 | 104.87
2022-12-26 21:00 | 0 | 0.74237 | 0.64 | 100.9758
2022-12-26 22:00 | 0 | 0.81447 | 0.66 | 95.6275
2022-12-26 23:00 | 0 | 0.82384 | 0.67 | 121.6808
2022-12-27 | 0 | 0.81231 | 0.67 | 99.6325
2022-12-27 01:00 | 0 | 0.79121 | 0.67 | 85.0517
2022-12-27 02:00 | 0 | 0.77073 | 0.67 | 83.245
2022-12-27 03:00 | 0 | 0.78408 | 0.69 | 65.2283
2022-12-27 04:00 | 0 | 0.77091 | 0.69 | 55.0708
2022-12-27 05:00 | 0 | 0.76372 | 0.67 | 36.5842
2022-12-27 06:00 | 0.085373 | 0.78584 | 0.56 | 23.9475
2022-12-27 07:00 | 0.56036 | 0.8002 | 0.47 | -40.8033
2022-12-27 08:00 | 0.79449 | 0.85185 | 0.41 | -37.12
2022-12-27 09:00 | 0.97832 | 0.89187 | 0.39 | -8.8125
2022-12-27 10:00 | 0.8261 | 0.86019 | 0.36 | -21.3017
2022-12-27 11:00 | 0.79637 | 0.87662 | 0.35 | -40.7525
2022-12-27 12:00 | 0.78654 | 0.87355 | 0.3 | -22.32
2022-12-27 13:00 | 0.74186 | 0.86487 | 0.35 | -14.5742
2022-12-27 14:00 | 0.76288 | 0.85818 | 0.4 | -30.2392
2022-12-27 15:00 | 0.65258 | 0.8265 | 0.38 | -52.7083
2022-12-27 16:00 | 0.49821 | 0.82867 | 0.44 | 6.1508
2022-12-27 17:00 | 0.70311 | 0.81904 | 0.52 | 47.3283
2022-12-27 18:00 | 0.26214 | 0.7803 | 0.61 | 85.2717
2022-12-27 19:00 | 0 | 0.769 | 0.65 | 117.65
2022-12-27 20:00 | 0 | 0.84552 | 0.66 | 119.6075
2022-12-27 21:00 | 0 | 0.84818 | 0.66 | 101.3125
2022-12-27 22:00 | 0 | 0.84593 | 0.7 | 92.63
2022-12-27 23:00 | 0 | 0.80954 | 0.68 | 98.7542
2022-12-28 | 0 | 0.71557 | 0.67 | 80.3675
2022-12-28 01:00 | 0 | 0.63926 | 0.68 | 88.4883
2022-12-28 02:00 | 0 | 0.60289 | 0.69 | 80.1633
2022-12-28 03:00 | 0 | 0.50811 | 0.69 | 78.8783
2022-12-28 04:00 | 0 | 0.52664 | 0.69 | 62.5983
2022-12-28 05:00 | 0 | 0.50392 | 0.68 | 41.5533
2022-12-28 06:00 | 0.095985 | 0.5668 | 0.56 | 49.705
2022-12-28 07:00 | 0.70683 | 0.62049 | 0.45 | 13.475
2022-12-28 08:00 | 0.98419 | 0.70524 | 0.41 | -27.225
2022-12-28 09:00 | 1 | 0.63981 | 0.38 | -32.045
2022-12-28 10:00 | 0.99766 | 0.42366 | 0.37 | -33.58
2022-12-28 11:00 | 0.96988 | 0.21594 | 0.35 | -45.2508
2022-12-28 12:00 | 0.87619 | 0.14282 | 0.35 | -48.8175
2022-12-28 13:00 | 0.89251 | 0.11014 | 0.35 | -3.8458
2022-12-28 14:00 | 0.86198 | 0.13372 | 0.36 | 14.5433
2022-12-28 15:00 | 0.97079 | 0.18009 | 0.38 | 18.4683
2022-12-28 16:00 | 0.97693 | 0.28172 | 0.44 | 26.2825
2022-12-28 17:00 | 0.86093 | 0.43552 | 0.5 | 57.7033
2022-12-28 18:00 | 0.3451 | 0.52188 | 0.61 | 88.1083
2022-12-28 19:00 | 0 | 0.62086 | 0.65 | 141.1342
2022-12-28 20:00 | 0 | 0.56969 | 0.65 | 129.8317
2022-12-28 21:00 | 0 | 0.49635 | 0.65 | 119.0842
2022-12-28 22:00 | 0 | 0.39044 | 0.66 | 107.2292
2022-12-28 23:00 | 0 | 0.27701 | 0.7 | 120.9692
2022-12-29 | 0 | 0.19892 | 0.68 | 117.1075
2022-12-29 01:00 | 0 | 0.11407 | 0.69 | 135.8358
2022-12-29 02:00 | 0 | 0.063638 | 0.7 | 111.45
2022-12-29 03:00 | 0 | 0.052436 | 0.73 | 100.9575
2022-12-29 04:00 | 0 | 0.069545 | 0.73 | 97.9092
2022-12-29 05:00 | 0 | 0.11237 | 0.72 | 92.8633
2022-12-29 06:00 | 0.096005 | 0.17864 | 0.58 | 86.2183
2022-12-29 07:00 | 0.55466 | 0.094052 | 0.44 | 28.0983
2022-12-29 08:00 | 0.9834 | 0.14452 | 0.39 | -4.6675
2022-12-29 09:00 | 1 | 0.13841 | 0.38 | 4.315
2022-12-29 10:00 | 1 | 0.13676 | 0.36 | 19.4033
2022-12-29 11:00 | 1 | 0.1939 | 0.35 | -4.2333
2022-12-29 12:00 | 1 | 0.20731 | 0.38 | 14.6417
2022-12-29 13:00 | 1 | 0.17522 | 0.39 | 32.3558
2022-12-29 14:00 | 1 | 0.16564 | 0.4 | 30.9767
2022-12-29 15:00 | 1 | 0.18135 | 0.42 | 19.7675
2022-12-29 16:00 | 0.98431 | 0.18768 | 0.5 | 71.78
2022-12-29 17:00 | 0.89146 | 0.14363 | 0.5 | 86.3117
2022-12-29 18:00 | 0.37479 | 0.11545 | 0.61 | 102.2333
2022-12-29 19:00 | 0 | 0.31047 | 0.6 | 138.7558
2022-12-29 20:00 | 0 | 0.50484 | 0.6 | 136.9067
2022-12-29 21:00 | 0 | 0.46122 | 0.65 | 117.6325
2022-12-29 22:00 | 0 | 0.41217 | 0.65 | 112.0042
2022-12-29 23:00 | 0 | 0.3994 | 0.67 | 117.7458
2022-12-30 | 0 | 0.42867 | 0.7 | 112.4908
2022-12-30 01:00 | 0 | 0.40197 | 0.69 | 113.705
2022-12-30 02:00 | 0 | 0.36885 | 0.7 | 107.7458
2022-12-30 03:00 | 0 | 0.30678 | 0.7 | 109.4833
2022-12-30 04:00 | 0 | 0.27072 | 0.7 | 110.9767
2022-12-30 05:00 | 0 | 0.21098 | 0.69 | 110.1
2022-12-30 06:00 | 0.054035 | 0.15421 | 0.6 | 111.8867
2022-12-30 07:00 | 0.34879 | 0.38097 | 0.5 | 75.1842
2022-12-30 08:00 | 0.59679 | 0.62855 | 0.45 | 38.1525
2022-12-30 09:00 | 0.52592 | 0.67559 | 0.4 | 27.9458
2022-12-30 10:00 | 0.71435 | 0.68654 | 0.36 | 12.8317
2022-12-30 11:00 | 0.72477 | 0.64999 | 0.36 | 4.0333
2022-12-30 12:00 | 0.70641 | 0.62566 | 0.36 | 1.6983
2022-12-30 13:00 | 0.84455 | 0.6112 | 0.35 | -18.1758
2022-12-30 14:00 | 0.8157 | 0.54926 | 0.4 | 15.5708
2022-12-30 15:00 | 0.86969 | 0.5188 | 0.44 | 65.1592
2022-12-30 16:00 | 0.76691 | 0.49056 | 0.5 | 88.3625
2022-12-30 17:00 | 0.50595 | 0.53217 | 0.54 | 86.0933
2022-12-30 18:00 | 0.1008 | 0.60512 | 0.61 | 97.7892
2022-12-30 19:00 | 0 | 0.73785 | 0.63 | 141.9933
2022-12-30 20:00 | 0 | 0.70007 | 0.64 | 128.7158
2022-12-30 21:00 | 0 | 0.72622 | 0.64 | 104.8258
2022-12-30 22:00 | 0 | 0.76812 | 0.65 | 103.5192
2022-12-30 23:00 | 0 | 0.76151 | 0.66 | 113.295
2022-12-31 | 0 | 0.74984 | 0.66 | 94.8
2022-12-31 01:00 | 0 | 0.73942 | 0.66 | 94.5983
2022-12-31 02:00 | 0 | 0.7382 | 0.66 | 89.8517
2022-12-31 03:00 | 0 | 0.72236 | 0.67 | 87.6917
2022-12-31 04:00 | 0 | 0.66746 | 0.7 | 88.55
2022-12-31 05:00 | 0 | 0.66877 | 0.69 | 103.7567
2022-12-31 06:00 | 0.057271 | 0.59603 | 0.62 | 110.8025
2022-12-31 07:00 | 0.40824 | 0.60418 | 0.48 | 48.12
2022-12-31 08:00 | 0.77363 | 0.77803 | 0.43 | 13.5942
2022-12-31 09:00 | 0.84217 | 0.60682 | 0.39 | 29.9458
2022-12-31 10:00 | 0.85073 | 0.39175 | 0.4 | 16.5892
2022-12-31 11:00 | 0.77372 | 0.3192 | 0.36 | 22.7967
2022-12-31 12:00 | 0.64828 | 0.2873 | 0.35 | 25.94
2022-12-31 13:00 | 0.72362 | 0.25459 | 0.36 | 26.3025
2022-12-31 14:00 | 0.78405 | 0.22102 | 0.35 | 32.9583
2022-12-31 15:00 | 0.89985 | 0.21843 | 0.37 | 28.1108
2022-12-31 16:00 | 0.81248 | 0.27174 | 0.43 | 58.7492
2022-12-31 17:00 | 0.61263 | 0.38645 | 0.5 | 70.3292
2022-12-31 18:00 | 0.24301 | 0.55787 | 0.62 | 86.7675
2022-12-31 19:00 | 0 | 0.66156 | 0.65 | 144.7683
2022-12-31 20:00 | 0 | 0.6503 | 0.65 | 137.7958
2022-12-31 21:00 | 0 | 0.68863 | 0.64 | 106.5183
2022-12-31 22:00 | 0 | 0.75185 | 0.65 | 105.8375
2022-12-31 23:00 | 0 | 0.76874 | 0.66 | 114.5133

## glad2021
dateTime | solar | wind | gridElectricityEmissionsFactor | wholesaleElectricityPrice
2021-01-01 | 0 | 0.79001 | 0.68 | 36.53
2021-01-01 01:00 | 0 | 0.78888 | 0.7 | 36.54
2021-01-01 02:00 | 0 | 0.82275 | 0.71 | 31.385
2021-01-01 03:00 | 0 | 0.8036 | 0.73 | 27.175
2021-01-01 04:00 | 0 | 0.77138 | 0.73 | 28.815
2021-01-01 05:00 | 0 | 0.73741 | 0.73 | 30.885
2021-01-01 06:00 | 0.04039 | 0.79421 | 0.68 | 23
2021-01-01 07:00 | 0.28076 | 0.75039 | 0.57 | 14.31
2021-01-01 08:00 | 0.55092 | 0.79075 | 0.53 | 17.1
2021-01-01 09:00 | 0.75996 | 0.7361 | 0.52 | 29.615
2021-01-01 10:00 | 0.71129 | 0.35397 | 0.59 | 28.92
2021-01-01 11:00 | 0.71278 | 0.089292 | 0.6 | 27.135
2021-01-01 12:00 | 0.7117 | 0.098754 | 0.59 | 30.615
2021-01-01 13:00 | 0.78247 | 0.12885 | 0.59 | 30.27
2021-01-01 14:00 | 0.6375 | 0.11273 | 0.58 | 30.98
2021-01-01 15:00 | 0.77834 | 0.10665 | 0.6 | 30.915
2021-01-01 16:00 | 0.63962 | 0.14975 | 0.6 | 33.76
2021-01-01 17:00 | 0.55589 | 0.32947 | 0.62 | 36.205
2021-01-01 18:00 | 0.14016 | 0.50564 | 0.65 | 39.41
2021-01-01 19:00 | 0 | 0.60061 | 0.65 | 41.885
2021-01-01 20:00 | 0 | 0.68692 | 0.65 | 40.875
2021-01-01 21:00 | 0 | 0.71979 | 0.7 | 37.59
2021-01-01 22:00 | 0 | 0.72609 | 0.67 | 36.395
2021-01-01 23:00 | 0 | 0.78716 | 0.69 | 35.735
2021-01-02 | 0 | 0.77154 | 0.69 | 35.01
2021-01-02 01:00 | 0 | 0.74447 | 0.69 | 32.82
2021-01-02 02:00 | 0 | 0.66448 | 0.69 | 26.63
2021-01-02 03:00 | 0 | 0.66356 | 0.7 | 26.385
2021-01-02 04:00 | 0 | 0.59142 | 0.7 | 30.035
2021-01-02 05:00 | 0 | 0.58941 | 0.7 | 32.915
2021-01-02 06:00 | 0.13055 | 0.40786 | 0.68 | 26.57
2021-01-02 07:00 | 0.50177 | 0.3041 | 0.65 | 27.89
2021-01-02 08:00 | 0.51395 | 0.21369 | 0.63 | 31.995
2021-01-02 09:00 | 0.46782 | 0.15517 | 0.61 | 34.43
2021-01-02 10:00 | 0.6829 | 0.12531 | 0.6 | 31.96
2021-01-02 11:00 | 0.79525 | 0.087159 | 0.56 | 24.115
2021-01-02 12:00 | 0.75229 | 0.045768 | 0.56 | 23.35
2021-01-02 13:00 | 0.82872 | 0.044726 | 0.56 | 17.63
2021-01-02 14:00 | 0.85355 | 0.093014 | 0.58 | 27.36
2021-01-02 15:00 | 0.77852 | 0.20318 | 0.61 | 32.685
2021-01-02 16:00 | 0.67002 | 0.34668 | 0.63 | 32.96
2021-01-02 17:00 | 0.43518 | 0.50887 | 0.63 | 38.86
2021-01-02 18:00 | 0.091946 | 0.6021 | 0.65 | 41.86
2021-01-02 19:00 | 0 | 0.71186 | 0.66 | 42.575
2021-01-02 20:00 | 0 | 0.77456 | 0.66 | 63.415
2021-01-02 21:00 | 0 | 0.78468 | 0.66 | 34.85
2021-01-02 22:00 | 0 | 0.72971 | 0.66 | 32.14
2021-01-02 23:00 | 0 | 0.68031 | 0.68 | 36.415
2021-01-03 | 0 | 0.63292 | 0.69 | 37.09
2021-01-03 01:00 | 0 | 0.59316 | 0.7 | 36.245
2021-01-03 02:00 | 0 | 0.47135 | 0.7 | 32.435
2021-01-03 03:00 | 0 | 0.28434 | 0.7 | 28.675
2021-01-03 04:00 | 0 | 0.26811 | 0.7 | 32.755
2021-01-03 05:00 | 0 | 0.24958 | 0.71 | 35.37
2021-01-03 06:00 | 0.20359 | 0.25221 | 0.67 | 29.625
2021-01-03 07:00 | 0.65974 | 0.18598 | 0.63 | 28.27
2021-01-03 08:00 | 0.95197 | 0.13665 | 0.62 | 30.75
2021-01-03 09:00 | 0.99107 | 0.097647 | 0.59 | 32.26
2021-01-03 10:00 | 0.93251 | 0.053898 | 0.56 | 22.9
2021-01-03 11:00 | 0.83424 | 0.043161 | 0.57 | 20.575
2021-01-03 12:00 | 0.73517 | 0.062516 | 0.56 | 23.04
2021-01-03 13:00 | 0.80016 | 0.14619 | 0.55 | 9.695
2021-01-03 14:00 | 0.8732 | 0.23884 | 0.6 | 17.215
2021-01-03 15:00 | 0.66075 | 0.29955 | 0.6 | 27.995
2021-01-03 16:00 | 0.80912 | 0.40679 | 0.61 | 28.91
2021-01-03 17:00 | 0.57104 | 0.51352 | 0.62 | 37.295
2021-01-03 18:00 | 0.2273 | 0.53476 | 0.64 | 42.375
2021-01-03 19:00 | 0 | 0.57475 | 0.6 | 42.555
2021-01-03 20:00 | 0 | 0.53541 | 0.64 | 40.055
2021-01-03 21:00 | 0 | 0.71677 | 0.65 | 37.05
2021-01-03 22:00 | 0 | 0.77319 | 0.7 | 36.615
2021-01-03 23:00 | 0 | 0.75576 | 0.67 | 37.85
2021-01-04 | 0 | 0.64291 | 0.68 | 36.025
2021-01-04 01:00 | 0 | 0.59777 | 0.69 | 35.19
2021-01-04 02:00 | 0 | 0.53425 | 0.69 | 32.29
2021-01-04 03:00 | 0 | 0.42364 | 0.69 | 32.2
2021-01-04 04:00 | 0 | 0.31292 | 0.69 | 33.455
2021-01-04 05:00 | 0 | 0.13813 | 0.69 | 35.755
2021-01-04 06:00 | 0.019997 | 0.14775 | 0.68 | 34.56
2021-01-04 07:00 | 0.08109 | 0.069789 | 0.67 | 37.875
2021-01-04 08:00 | 0.35367 | 0.039724 | 0.65 | 42.095
2021-01-04 09:00 | 0.54037 | 0.031217 | 0.63 | 42.02
2021-01-04 10:00 | 0.52841 | 0.020811 | 0.61 | 38.68
2021-01-04 11:00 | 0.69567 | 0.038726 | 0.62 | 38.725
2021-01-04 12:00 | 0.72567 | 0.056653 | 0.61 | 43.18
2021-01-04 13:00 | 0.57489 | 0.051001 | 0.59 | 39.925
2021-01-04 14:00 | 0.36662 | 0.050403 | 0.61 | 42.93
2021-01-04 15:00 | 0.23782 | 0.17776 | 0.63 | 42.435
2021-01-04 16:00 | 0.17223 | 0.31628 | 0.62 | 44.02
2021-01-04 17:00 | 0.10401 | 0.25397 | 0.63 | 42.46
2021-01-04 18:00 | 0.026419 | 0.24726 | 0.64 | 172.615
2021-01-04 19:00 | 0 | 0.38276 | 0.64 | 49.455
2021-01-04 20:00 | 0 | 0.47686 | 0.64 | 47.28
2021-01-04 21:00 | 0 | 0.51562 | 0.65 | 38.555
2021-01-04 22:00 | 0 | 0.49857 | 0.66 | 40.87
2021-01-04 23:00 | 0 | 0.44093 | 0.68 | 39.59
2021-01-05 | 0 | 0.34158 | 0.69 | 39.195
2021-01-05 01:00 | 0 | 0.28727 | 0.7 | 39.66
2021-01-05 02:00 | 0 | 0.2126 | 0.7 | 39.725
2021-01-05 03:00 | 0 | 0.14777 | 0.7 | 37.29
2021-01-05 04:00 | 0 | 0.12722 | 0.7 | 37.98
2021-01-05 05:00 | 0 | 0.099513 | 0.7 | 38.18
2021-01-05 06:00 | 0.11108 | 0.12224 | 0.67 | 34.295
2021-01-05 07:00 | 0.4243 | 0.092153 | 0.63 | 29.39
2021-01-05 08:00 | 0.56315 | 0.036156 | 0.61 | 30.37
2021-01-05 09:00 | 0.66977 | 0.030025 | 0.59 | 30.685
2021-01-05 10:00 | 0.82608 | 0.020942 | 0.58 | 32.635
2021-01-05 11:00 | 0.75725 | 0.0069545 | 0.59 | 34.96
2021-01-05 12:00 | 0.59945 | 0.033874 | 0.6 | 49.83
2021-01-05 13:00 | 0.66916 | 0.047357 | 0.6 | 55.9
2021-01-05 14:00 | 0.70403 | 0.089388 | 0.6 | 78.87
2021-01-05 15:00 | 0.69675 | 0.12563 | 0.61 | 86.64
2021-01-05 16:00 | 0.57077 | 0.20468 | 0.6 | 53.055
2021-01-05 17:00 | 0.26329 | 0.23147 | 0.61 | 45.775
2021-01-05 18:00 | 0.13272 | 0.29913 | 0.6 | 65.235
2021-01-05 19:00 | 0 | 0.42719 | 0.63 | 63.165
2021-01-05 20:00 | 0 | 0.45642 | 0.63 | 47.475
2021-01-05 21:00 | 0 | 0.40028 | 0.66 | 41.39
2021-01-05 22:00 | 0 | 0.24364 | 0.67 | 37.79
2021-01-05 23:00 | 0 | 0.20311 | 0.68 | 34.205
2021-01-06 | 0 | 0.14385 | 0.7 | 35.75
2021-01-06 01:00 | 0 | 0.10121 | 0.71 | 34.78
2021-01-06 02:00 | 0 | 0.087748 | 0.7 | 32.76
2021-01-06 03:00 | 0 | 0.044768 | 0.71 | 32.33
2021-01-06 04:00 | 0 | 0.010871 | 0.7 | 32.615
2021-01-06 05:00 | 0 | 0.005047 | 0.7 | 32.83
2021-01-06 06:00 | 0.17938 | 0.010947 | 0.7 | 32.94
2021-01-06 07:00 | 0.62563 | 0.0087585 | 0.66 | 31.25
2021-01-06 08:00 | 0.83143 | 0.0057875 | 0.64 | 34.19
2021-01-06 09:00 | 0.86984 | 0.007045 | 0.62 | 36.135
2021-01-06 10:00 | 0.9796 | 0.010417 | 0.61 | 37.895
2021-01-06 11:00 | 0.95226 | 0.0081775 | 0.6 | 37.98
2021-01-06 12:00 | 0.93412 | 0.0054405 | 0.6 | 40.04
2021-01-06 13:00 | 0.9277 | 0.005977 | 0.6 | 42.59
2021-01-06 14:00 | 0.99035 | 0.010065 | 0.6 | 46.185
2021-01-06 15:00 | 0.96826 | 0.0084525 | 0.62 | 47.41
2021-01-06 16:00 | 0.77044 | 0.01466 | 0.62 | 119.21
2021-01-06 17:00 | 0.42429 | 0.017669 | 0.6 | 69.565
2021-01-06 18:00 | 0.09339 | 0.25826 | 0.62 | 42.395
2021-01-06 19:00 | 0 | 0.20814 | 0.64 | 57.565
2021-01-06 20:00 | 0 | 0.097858 | 0.67 | 111.27
2021-01-06 21:00 | 0 | 0.3106 | 0.66 | 39.965
2021-01-06 22:00 | 0 | 0.18021 | 0.65 | 34.47
2021-01-06 23:00 | 0 | 0.054319 | 0.66 | 35.205
2021-01-07 | 0 | 0.0056445 | 0.67 | 36.97
2021-01-07 01:00 | 0 | 0.0070415 | 0.67 | 37.28
2021-01-07 02:00 | 0 | 0.048661 | 0.68 | 35.83
2021-01-07 03:00 | 0 | 0.053156 | 0.68 | 35.375
2021-01-07 04:00 | 0 | 0.013582 | 0.68 | 34.26
2021-01-07 05:00 | 0 | 0.015708 | 0.68 | 33.08
2021-01-07 06:00 | 0.10229 | 0.0083745 | 0.67 | 34.4
2021-01-07 07:00 | 0.36769 | 0.000452 | 0.65 | 36.73
2021-01-07 08:00 | 0.49926 | 0.003344 | 0.64 | 41.365
2021-01-07 09:00 | 0.58894 | 0.0030165 | 0.61 | 36.585
2021-01-07 10:00 | 0.7644 | 0.004059 | 0.61 | 37.855
2021-01-07 11:00 | 0.73134 | 0.02996 | 0.59 | 36.8
2021-01-07 12:00 | 0.6894 | 0.087375 | 0.6 | 35.905
2021-01-07 13:00 | 0.56321 | 0.15754 | 0.59 | 36.95
2021-01-07 14:00 | 0.50205 | 0.14534 | 0.6 | 34.165
2021-01-07 15:00 | 0.49269 | 0.12307 | 0.62 | 35.51
2021-01-07 16:00 | 0.66029 | 0.23023 | 0.62 | 34.04
2021-01-07 17:00 | 0.19871 | 0.21591 | 0.63 | 30.175
2021-01-07 18:00 | 0.04147 | 0.52192 | 0.65 | 35.265
2021-01-07 19:00 | 0 | 0.6679 | 0.65 | 35.055
2021-01-07 20:00 | 0 | 0.81202 | 0.65 | 36.555
2021-01-07 21:00 | 0 | 0.90711 | 0.65 | 32.435
2021-01-07 22:00 | 0 | 0.93576 | 0.67 | 32.82
2021-01-07 23:00 | 0 | 0.93322 | 0.68 | 34.265
2021-01-08 | 0 | 0.91438 | 0.68 | 33.42
2021-01-08 01:00 | 0 | 0.86655 | 0.68 | 31.34
2021-01-08 02:00 | 0 | 0.9043 | 0.68 | 27.48
2021-01-08 03:00 | 0 | 0.90697 | 0.68 | 28.735
2021-01-08 04:00 | 0 | 0.89347 | 0.68 | 29.37
2021-01-08 05:00 | 0 | 0.91753 | 0.68 | 31.93
2021-01-08 06:00 | 0.062869 | 0.91753 | 0.68 | 31.205
2021-01-08 07:00 | 0.37554 | 0.89992 | 0.68 | 33.465
2021-01-08 08:00 | 0.34481 | 0.83437 | 0.66 | 33.66
2021-01-08 09:00 | 0.42929 | 0.85797 | 0.63 | 33.215
2021-01-08 10:00 | 0.53494 | 0.74751 | 0.6 | 31.63
2021-01-08 11:00 | 0.48693 | 0.60239 | 0.61 | 31.85
2021-01-08 12:00 | 0.367 | 0.5854 | 0.62 | 32.28
2021-01-08 13:00 | 0.42334 | 0.55805 | 0.62 | 32.745
2021-01-08 14:00 | 0.30567 | 0.54635 | 0.63 | 34.52
2021-01-08 15:00 | 0.18687 | 0.64044 | 0.7 | 35.255
2021-01-08 16:00 | 0.12743 | 0.69426 | 0.67 | 35.56
2021-01-08 17:00 | 0.098397 | 0.78993 | 0.7 | 37.49
2021-01-08 18:00 | 0.052844 | 0.81168 | 0.68 | 41.505
2021-01-08 19:00 | 0 | 0.8834 | 0.68 | 51.42
2021-01-08 20:00 | 0 | 0.90518 | 0.67 | 38.47
2021-01-08 21:00 | 0 | 0.9226 | 0.67 | 33.41
2021-01-08 22:00 | 0 | 0.91977 | 0.67 | 33.315
2021-01-08 23:00 | 0 | 0.87472 | 0.7 | 34.56
2021-01-09 | 0 | 0.92197 | 0.69 | 32.94
2021-01-09 01:00 | 0 | 0.91331 | 0.69 | 33.48
2021-01-09 02:00 | 0 | 0.86958 | 0.69 | 31.775
2021-01-09 03:00 | 0 | 0.84923 | 0.69 | 31.655
2021-01-09 04:00 | 0 | 0.87609 | 0.7 | 31.3
2021-01-09 05:00 | 0 | 0.84959 | 0.69 | 30.635
2021-01-09 06:00 | 0.022501 | 0.86535 | 0.69 | 30.45
2021-01-09 07:00 | 0.076922 | 0.81245 | 0.67 | 28.01
2021-01-09 08:00 | 0.12397 | 0.75426 | 0.65 | 29.765
2021-01-09 09:00 | 0.31629 | 0.60303 | 0.61 | 30.68
2021-01-09 10:00 | 0.24184 | 0.50876 | 0.59 | 27.79
2021-01-09 11:00 | 0.17136 | 0.41672 | 0.6 | 28.48
2021-01-09 12:00 | 0.21788 | 0.33738 | 0.62 | 30.28
2021-01-09 13:00 | 0.20827 | 0.27323 | 0.63 | 30.18
2021-01-09 14:00 | 0.13761 | 0.26942 | 0.7 | 31.415
2021-01-09 15:00 | 0.11995 | 0.2162 | 0.67 | 31.33
2021-01-09 16:00 | 0.085544 | 0.19538 | 0.68 | 34.705
2021-01-09 17:00 | 0.076377 | 0.31064 | 0.67 | 39.19
2021-01-09 18:00 | 0.020352 | 0.53944 | 0.7 | 46.33
2021-01-09 19:00 | 0 | 0.56517 | 0.68 | 55.605
2021-01-09 20:00 | 0 | 0.5756 | 0.68 | 42.545
2021-01-09 21:00 | 0 | 0.78129 | 0.68 | 38.52
2021-01-09 22:00 | 0 | 0.87955 | 0.69 | 35.85
2021-01-09 23:00 | 0 | 0.91196 | 0.69 | 34.5
2021-01-10 | 0 | 0.86903 | 0.7 | 37.675
2021-01-10 01:00 | 0 | 0.83493 | 0.7 | 39.63
2021-01-10 02:00 | 0 | 0.76749 | 0.7 | 34.5
2021-01-10 03:00 | 0 | 0.74157 | 0.7 | 34.19
2021-01-10 04:00 | 0 | 0.78786 | 0.69 | 33.1
2021-01-10 05:00 | 0 | 0.83803 | 0.69 | 33.365
2021-01-10 06:00 | 0.032721 | 0.78494 | 0.7 | 27.905
2021-01-10 07:00 | 0.15684 | 0.69451 | 0.64 | 24.525
2021-01-10 08:00 | 0.4061 | 0.59754 | 0.6 | 22.44
2021-01-10 09:00 | 0.72635 | 0.47205 | 0.58 | 23.73
2021-01-10 10:00 | 0.8349 | 0.38957 | 0.57 | 23.33
2021-01-10 11:00 | 0.79767 | 0.3258 | 0.56 | 15.55
2021-01-10 12:00 | 0.54661 | 0.33184 | 0.57 | 23.245
2021-01-10 13:00 | 0.604 | 0.32104 | 0.58 | 27.435
2021-01-10 14:00 | 0.52316 | 0.30017 | 0.6 | 28.04
2021-01-10 15:00 | 0.2724 | 0.26553 | 0.63 | 28.6
2021-01-10 16:00 | 0.16783 | 0.35859 | 0.64 | 30.34
2021-01-10 17:00 | 0.097176 | 0.41161 | 0.66 | 35.62
2021-01-10 18:00 | 0.061485 | 0.53801 | 0.68 | 55.03
2021-01-10 19:00 | 0 | 0.71941 | 0.7 | 72.905
2021-01-10 20:00 | 0 | 0.80498 | 0.68 | 47.265
2021-01-10 21:00 | 0 | 0.87416 | 0.68 | 40.845
2021-01-10 22:00 | 0 | 0.87563 | 0.68 | 35.39
2021-01-10 23:00 | 0 | 0.90404 | 0.68 | 33.795
2021-01-11 | 0 | 0.91902 | 0.68 | 33.025
2021-01-11 01:00 | 0 | 0.90353 | 0.68 | 31.095
2021-01-11 02:00 | 0 | 0.8953 | 0.68 | 30.06
2021-01-11 03:00 | 0 | 0.83832 | 0.68 | 26.745
2021-01-11 04:00 | 0 | 0.82504 | 0.68 | 27.945
2021-01-11 05:00 | 0 | 0.80427 | 0.69 | 31.125
2021-01-11 06:00 | 0.10447 | 0.80722 | 0.7 | 30.81
2021-01-11 07:00 | 0.43543 | 0.73713 | 0.64 | 29.62
2021-01-11 08:00 | 0.67584 | 0.6142 | 0.6 | 28.73
2021-01-11 09:00 | 0.63152 | 0.47638 | 0.58 | 28.61
2021-01-11 10:00 | 0.72777 | 0.40225 | 0.58 | 29.545
2021-01-11 11:00 | 0.44437 | 0.3572 | 0.59 | 30.255
2021-01-11 12:00 | 0.43456 | 0.33864 | 0.6 | 31.22
2021-01-11 13:00 | 0.37927 | 0.32098 | 0.6 | 32.895
2021-01-11 14:00 | 0.39073 | 0.39119 | 0.61 | 36.19
2021-01-11 15:00 | 0.35357 | 0.47699 | 0.63 | 36.715
2021-01-11 16:00 | 0.31357 | 0.5829 | 0.64 | 39.2
2021-01-11 17:00 | 0.10008 | 0.6449 | 0.66 | 49.315
2021-01-11 18:00 | 0.069872 | 0.7484 | 0.7 | 55.225
2021-01-11 19:00 | 0 | 0.85483 | 0.67 | 48.575
2021-01-11 20:00 | 0 | 0.86273 | 0.66 | 44.765
2021-01-11 21:00 | 0 | 0.84656 | 0.7 | 35.435
2021-01-11 22:00 | 0 | 0.87766 | 0.67 | 33.64
2021-01-11 23:00 | 0 | 0.87435 | 0.7 | 35.46
2021-01-12 | 0 | 0.87976 | 0.69 | 31.945
2021-01-12 01:00 | 0 | 0.79426 | 0.69 | 32.765
2021-01-12 02:00 | 0 | 0.81067 | 0.69 | 29.7
2021-01-12 03:00 | 0 | 0.80814 | 0.7 | 29.865
2021-01-12 04:00 | 0 | 0.7752 | 0.7 | 30.8
2021-01-12 05:00 | 0 | 0.71159 | 0.68 | 38.115
2021-01-12 06:00 | 0.218 | 0.63401 | 0.66 | 37.925
2021-01-12 07:00 | 0.67847 | 0.43847 | 0.63 | 31.005
2021-01-12 08:00 | 0.97588 | 0.36378 | 0.63 | 30.475
2021-01-12 09:00 | 1 | 0.26328 | 0.62 | 31.04
2021-01-12 10:00 | 1 | 0.21086 | 0.61 | 31.62
2021-01-12 11:00 | 0.98555 | 0.20379 | 0.6 | 30.775
2021-01-12 12:00 | 0.99421 | 0.14175 | 0.59 | 32.61
2021-01-12 13:00 | 0.94612 | 0.069203 | 0.6 | 36.035
2021-01-12 14:00 | 0.82267 | 0.096685 | 0.6 | 36.885
2021-01-12 15:00 | 0.64814 | 0.12347 | 0.63 | 37.855
2021-01-12 16:00 | 0.54766 | 0.2572 | 0.64 | 39.51
2021-01-12 17:00 | 0.33177 | 0.55398 | 0.65 | 45.2
2021-01-12 18:00 | 0.15279 | 0.4703 | 0.66 | 52.95
2021-01-12 19:00 | 6.1772e-05 | 0.46329 | 0.66 | 55.67
2021-01-12 20:00 | 0 | 0.48737 | 0.66 | 47.445
2021-01-12 21:00 | 0 | 0.56754 | 0.66 | 37.085
2021-01-12 22:00 | 0 | 0.63201 | 0.68 | 38.72
2021-01-12 23:00 | 0 | 0.80421 | 0.68 | 36.945
2021-01-13 | 0 | 0.77017 | 0.69 | 37.44
2021-01-13 01:00 | 0 | 0.76378 | 0.69 | 39.245
2021-01-13 02:00 | 0 | 0.81333 | 0.71 | 35.23
2021-01-13 03:00 | 0 | 0.8507 | 0.71 | 37.02
2021-01-13 04:00 | 0 | 0.8047 | 0.7 | 39.495
2021-01-13 05:00 | 0 | 0.75726 | 0.69 | 38.685
2021-01-13 06:00 | 0.2115 | 0.72209 | 0.67 | 42.16
2021-01-13 07:00 | 0.6774 | 0.57306 | 0.61 | 32.5
2021-01-13 08:00 | 0.89974 | 0.37686 | 0.6 | 32.06
2021-01-13 09:00 | 0.73102 | 0.25024 | 0.59 | 33.045
2021-01-13 10:00 | 0.84266 | 0.19358 | 0.59 | 33.635
2021-01-13 11:00 | 0.71031 | 0.16658 | 0.57 | 59.935
2021-01-13 12:00 | 0.70161 | 0.12914 | 0.6 | 38.43
2021-01-13 13:00 | 0.74255 | 0.13175 | 0.56 | 39.025
2021-01-13 14:00 | 0.51035 | 0.12251 | 0.58 | 48.635
2021-01-13 15:00 | 0.60318 | 0.25619 | 0.59 | 47.395
2021-01-13 16:00 | 0.5249 | 0.48373 | 0.61 | 140
2021-01-13 17:00 | 0.38729 | 0.50115 | 0.6 | 100.775
2021-01-13 18:00 | 0.15283 | 0.63638 | 0.63 | 200.115
2021-01-13 19:00 | 0.00024731 | 0.78524 | 0.64 | 181.545
2021-01-13 20:00 | 0 | 0.85293 | 0.7 | 79.605
2021-01-13 21:00 | 0 | 0.87584 | 0.68 | 42.155
2021-01-13 22:00 | 0 | 0.88196 | 0.69 | 75.42
2021-01-13 23:00 | 0 | 0.85623 | 0.68 | 43.705
2021-01-14 | 0 | 0.88454 | 0.69 | 41.06
2021-01-14 01:00 | 0 | 0.87801 | 0.68 | 40.77
2021-01-14 02:00 | 0 | 0.79661 | 0.69 | 35.235
2021-01-14 03:00 | 0 | 0.74423 | 0.7 | 35.225
2021-01-14 04:00 | 0 | 0.59678 | 0.69 | 37.655
2021-01-14 05:00 | 0 | 0.48689 | 0.69 | 42.065
2021-01-14 06:00 | 0.223 | 0.40008 | 0.65 | 39.775
2021-01-14 07:00 | 0.70692 | 0.15654 | 0.6 | 33.925
2021-01-14 08:00 | 0.99412 | 0.09918 | 0.58 | 31.775
2021-01-14 09:00 | 1 | 0.076731 | 0.6 | 30.04
2021-01-14 10:00 | 1 | 0.065484 | 0.56 | 31.175
2021-01-14 11:00 | 0.99306 | 0.073835 | 0.56 | 31.375
2021-01-14 12:00 | 0.99893 | 0.084147 | 0.56 | 31.91
2021-01-14 13:00 | 0.97926 | 0.07797 | 0.57 | 33.375
2021-01-14 14:00 | 0.99186 | 0.064561 | 0.58 | 57.615
2021-01-14 15:00 | 1 | 0.1522 | 0.6 | 74.805
2021-01-14 16:00 | 0.98724 | 0.40989 | 0.59 | 57.905
2021-01-14 17:00 | 0.81583 | 0.61459 | 0.6 | 69.855
2021-01-14 18:00 | 0.24962 | 0.78911 | 0.63 | 66.135
2021-01-14 19:00 | 0.00017245 | 0.81161 | 0.63 | 140.87
2021-01-14 20:00 | 0 | 0.81106 | 0.64 | 177.79
2021-01-14 21:00 | 0 | 0.80999 | 0.67 | 47.09
2021-01-14 22:00 | 0 | 0.80934 | 0.67 | 45.215
2021-01-14 23:00 | 0 | 0.80429 | 0.68 | 47.395
2021-01-15 | 0 | 0.8003 | 0.68 | 58.82
2021-01-15 01:00 | 0 | 0.74336 | 0.68 | 34.775
2021-01-15 02:00 | 0 | 0.65734 | 0.68 | 32.135
2021-01-15 03:00 | 0 | 0.39084 | 0.69 | 32.23
2021-01-15 04:00 | 0 | 0.18808 | 0.69 | 33.395
2021-01-15 05:00 | 0 | 0.07367 | 0.69 | 39.965
2021-01-15 06:00 | 0.19077 | 0.083024 | 0.66 | 36.485
2021-01-15 07:00 | 0.66142 | 0.043103 | 0.6 | 31.27
2021-01-15 08:00 | 0.95517 | 0.047617 | 0.57 | 29.185
2021-01-15 09:00 | 1 | 0.050511 | 0.56 | 28.245
2021-01-15 10:00 | 1 | 0.047505 | 0.6 | 26.78
2021-01-15 11:00 | 1 | 0.047689 | 0.54 | 26.995
2021-01-15 12:00 | 1 | 0.047471 | 0.55 | 29.985
2021-01-15 13:00 | 1 | 0.02718 | 0.56 | 33.985
2021-01-15 14:00 | 1 | 0.027797 | 0.56 | 34.915
2021-01-15 15:00 | 1 | 0.07845 | 0.58 | 34.04
2021-01-15 16:00 | 0.9896 | 0.22408 | 0.6 | 39.01
2021-01-15 17:00 | 0.82186 | 0.35202 | 0.61 | 45.565
2021-01-15 18:00 | 0.25085 | 0.48487 | 0.64 | 66.715
2021-01-15 19:00 | 0.00026072 | 0.6031 | 0.65 | 62.405
2021-01-15 20:00 | 0 | 0.73928 | 0.66 | 44.63
2021-01-15 21:00 | 0 | 0.84416 | 0.67 | 41.54
2021-01-15 22:00 | 0 | 0.82468 | 0.67 | 40.335
2021-01-15 23:00 | 0 | 0.74529 | 0.67 | 36.04
2021-01-16 | 0 | 0.61108 | 0.68 | 33.14
2021-01-16 01:00 | 0 | 0.47801 | 0.69 | 34.305
2021-01-16 02:00 | 0 | 0.28476 | 0.69 | 31.665
2021-01-16 03:00 | 0 | 0.067706 | 0.69 | 30.89
2021-01-16 04:00 | 0 | 0.0043045 | 0.7 | 31.33
2021-01-16 05:00 | 0 | 0.032137 | 0.7 | 33.075
2021-01-16 06:00 | 0.1551 | 0.055535 | 0.66 | 31.505
2021-01-16 07:00 | 0.60322 | 0.059812 | 0.6 | 26.15
2021-01-16 08:00 | 0.88347 | 0.027175 | 0.57 | 21.645
2021-01-16 09:00 | 0.98351 | 0.007069 | 0.55 | 12.045
2021-01-16 10:00 | 0.99706 | 0.030519 | 0.55 | 19.23
2021-01-16 11:00 | 0.99327 | 0.029156 | 0.55 | 25.27
2021-01-16 12:00 | 1 | 0.059699 | 0.56 | 25.185
2021-01-16 13:00 | 0.99796 | 0.069612 | 0.57 | 32.55
2021-01-16 14:00 | 0.99864 | 0.05317 | 0.58 | 38.595
2021-01-16 15:00 | 0.99548 | 0.0384 | 0.59 | 32.91
2021-01-16 16:00 | 0.94138 | 0.021913 | 0.6 | 31.115
2021-01-16 17:00 | 0.72765 | 0.11603 | 0.61 | 33.34
2021-01-16 18:00 | 0.21985 | 0.71227 | 0.64 | 37.265
2021-01-16 19:00 | 1.5794e-05 | 0.55223 | 0.65 | 43.845
2021-01-16 20:00 | 0 | 0.4494 | 0.66 | 322.93
2021-01-16 21:00 | 0 | 0.34752 | 0.7 | 36.91
2021-01-16 22:00 | 0 | 0.21865 | 0.68 | 36.61
2021-01-16 23:00 | 0 | 0.26041 | 0.69 | 34.045
2021-01-17 | 0 | 0.17774 | 0.7 | 34.605
2021-01-17 01:00 | 0 | 0.25069 | 0.7 | 35.305
2021-01-17 02:00 | 0 | 0.35657 | 0.69 | 33.94
2021-01-17 03:00 | 0 | 0.38608 | 0.7 | 34.4
2021-01-17 04:00 | 0 | 0.47333 | 0.69 | 34.795
2021-01-17 05:00 | 0 | 0.48964 | 0.68 | 34.365
2021-01-17 06:00 | 0.048524 | 0.4639 | 0.7 | 30.29
2021-01-17 07:00 | 0.29742 | 0.33352 | 0.6 | 20.45
2021-01-17 08:00 | 0.5471 | 0.27802 | 0.56 | 9.955
2021-01-17 09:00 | 0.78449 | 0.25256 | 0.54 | 2.35
2021-01-17 10:00 | 0.90616 | 0.20132 | 0.6 | 25.4
2021-01-17 11:00 | 0.93544 | 0.27254 | 0.55 | 23.46
2021-01-17 12:00 | 0.97482 | 0.40856 | 0.56 | 24.155
2021-01-17 13:00 | 0.99651 | 0.46988 | 0.56 | 24.43
2021-01-17 14:00 | 1 | 0.59543 | 0.57 | 25.535
2021-01-17 15:00 | 0.98709 | 0.66123 | 0.58 | 26.995
2021-01-17 16:00 | 0.92923 | 0.69432 | 0.6 | 29.51
2021-01-17 17:00 | 0.74752 | 0.70947 | 0.62 | 35.91
2021-01-17 18:00 | 0.22145 | 0.81234 | 0.65 | 46.5
2021-01-17 19:00 | 0.00015874 | 0.86178 | 0.66 | 59.62
2021-01-17 20:00 | 0 | 0.88941 | 0.66 | 57.545
2021-01-17 21:00 | 0 | 0.91038 | 0.66 | 44.77
2021-01-17 22:00 | 0 | 0.84854 | 0.67 | 41.51
2021-01-17 23:00 | 0 | 0.87543 | 0.67 | 36.86
2021-01-18 | 0 | 0.8897 | 0.69 | 38.335
2021-01-18 01:00 | 0 | 0.86141 | 0.7 | 40.135
2021-01-18 02:00 | 0 | 0.62389 | 0.7 | 37.635
2021-01-18 03:00 | 0 | 0.41585 | 0.7 | 34.8
2021-01-18 04:00 | 0 | 0.38031 | 0.7 | 34.705
2021-01-18 05:00 | 0 | 0.24937 | 0.7 | 39.27
2021-01-18 06:00 | 0.11253 | 0.27546 | 0.68 | 36.755
2021-01-18 07:00 | 0.38169 | 0.3614 | 0.65 | 34.8
2021-01-18 08:00 | 0.50515 | 0.31238 | 0.63 | 39.515
2021-01-18 09:00 | 0.59526 | 0.30563 | 0.61 | 38.87
2021-01-18 10:00 | 0.76872 | 0.33235 | 0.6 | 40.63
2021-01-18 11:00 | 0.79736 | 0.34662 | 0.6 | 36.21
2021-01-18 12:00 | 0.7938 | 0.40198 | 0.6 | 43.585
2021-01-18 13:00 | 0.77666 | 0.44344 | 0.62 | 69.91
2021-01-18 14:00 | 0.77873 | 0.50565 | 0.62 | 63.025
2021-01-18 15:00 | 0.6572 | 0.53186 | 0.63 | 53.615
2021-01-18 16:00 | 0.70803 | 0.5531 | 0.63 | 46.785
2021-01-18 17:00 | 0.2825 | 0.61201 | 0.63 | 52.155
2021-01-18 18:00 | 0.10426 | 0.68386 | 0.64 | 43.965
2021-01-18 19:00 | 0 | 0.73878 | 0.65 | 45.195
2021-01-18 20:00 | 0 | 0.75057 | 0.67 | 50.995
2021-01-18 21:00 | 0 | 0.69081 | 0.68 | 44.225
2021-01-18 22:00 | 0 | 0.65991 | 0.7 | 38.13
2021-01-18 23:00 | 0 | 0.64601 | 0.7 | 34.655
2021-01-19 | 0 | 0.6946 | 0.71 | 38.115
2021-01-19 01:00 | 0 | 0.69287 | 0.71 | 36.225
2021-01-19 02:00 | 0 | 0.63375 | 0.72 | 32.875
2021-01-19 03:00 | 0 | 0.50486 | 0.7 | 32.635
2021-01-19 04:00 | 0 | 0.38817 | 0.72 | 34.555
2021-01-19 05:00 | 0 | 0.34884 | 0.72 | 34.925
2021-01-19 06:00 | 0.036616 | 0.41723 | 0.7 | 36.4
2021-01-19 07:00 | 0.25665 | 0.23395 | 0.65 | 37.765
2021-01-19 08:00 | 0.68514 | 0.096727 | 0.62 | 35.475
2021-01-19 09:00 | 0.97662 | 0.040523 | 0.6 | 33.445
2021-01-19 10:00 | 0.99857 | 0.036645 | 0.58 | 31.59
2021-01-19 11:00 | 0.99369 | 0.056891 | 0.6 | 29.67
2021-01-19 12:00 | 0.97891 | 0.089565 | 0.56 | 30.545
2021-01-19 13:00 | 0.84856 | 0.17045 | 0.57 | 31.725
2021-01-19 14:00 | 0.67981 | 0.27377 | 0.57 | 33.06
2021-01-19 15:00 | 0.3044 | 0.41818 | 0.59 | 35.465
2021-01-19 16:00 | 0.45577 | 0.53136 | 0.6 | 38.375
2021-01-19 17:00 | 0.25744 | 0.52339 | 0.62 | 45.925
2021-01-19 18:00 | 0.080901 | 0.64738 | 0.65 | 68.765
2021-01-19 19:00 | 6.6707e-05 | 0.66928 | 0.66 | 73.95
2021-01-19 20:00 | 0 | 0.59393 | 0.67 | 65.545
2021-01-19 21:00 | 0 | 0.40866 | 0.68 | 44.11
2021-01-19 22:00 | 0 | 0.2648 | 0.68 | 39.025
2021-01-19 23:00 | 0 | 0.18979 | 0.69 | 37.54
2021-01-20 | 0 | 0.12954 | 0.69 | 36.135
2021-01-20 01:00 | 0 | 0.083917 | 0.69 | 33.21
2021-01-20 02:00 | 0 | 0.088946 | 0.68 | 26.765
2021-01-20 03:00 | 0 | 0.12014 | 0.69 | 25.94
2021-01-20 04:00 | 0 | 0.16241 | 0.69 | 28.995
2021-01-20 05:00 | 0 | 0.26221 | 0.69 | 35.43
2021-01-20 06:00 | 0.14642 | 0.36193 | 0.66 | 36.165
2021-01-20 07:00 | 0.62747 | 0.32279 | 0.62 | 34.055
2021-01-20 08:00 | 0.94417 | 0.30683 | 0.59 | 33.93
2021-01-20 09:00 | 0.92312 | 0.25859 | 0.58 | 36.82
2021-01-20 10:00 | 0.96074 | 0.23596 | 0.57 | 34.185
2021-01-20 11:00 | 0.96748 | 0.23907 | 0.58 | 33.335
2021-01-20 12:00 | 0.89387 | 0.24567 | 0.59 | 32.565
2021-01-20 13:00 | 0.83814 | 0.2346 | 0.6 | 35.41
2021-01-20 14:00 | 0.80358 | 0.1286 | 0.6 | 36.365
2021-01-20 15:00 | 0.56408 | 0.099197 | 0.6 | 34.155
2021-01-20 16:00 | 0.60187 | 0.17669 | 0.61 | 34.085
2021-01-20 17:00 | 0.57495 | 0.34124 | 0.6 | 34.05
2021-01-20 18:00 | 0.1569 | 0.5437 | 0.66 | 35.485
2021-01-20 19:00 | 3.4864e-05 | 0.72266 | 0.66 | 38.4
2021-01-20 20:00 | 0 | 0.74989 | 0.66 | 39
2021-01-20 21:00 | 0 | 0.77427 | 0.66 | 35.49
2021-01-20 22:00 | 0 | 0.7948 | 0.67 | 35.3
2021-01-20 23:00 | 0 | 0.80344 | 0.68 | 35.25
2021-01-21 | 0 | 0.82922 | 0.69 | 33.26
2021-01-21 01:00 | 0 | 0.82417 | 0.69 | 31.655
2021-01-21 02:00 | 0 | 0.86666 | 0.69 | 29.88
2021-01-21 03:00 | 0 | 0.88362 | 0.7 | 26.85
2021-01-21 04:00 | 0 | 0.86081 | 0.68 | 28.96
2021-01-21 05:00 | 0 | 0.85814 | 0.69 | 37.96
2021-01-21 06:00 | 0.16104 | 0.77656 | 0.66 | 37.49
2021-01-21 07:00 | 0.6505 | 0.70856 | 0.6 | 31.045
2021-01-21 08:00 | 0.96666 | 0.53069 | 0.58 | 29.525
2021-01-21 09:00 | 0.89207 | 0.37974 | 0.57 | 28.7
2021-01-21 10:00 | 0.92864 | 0.30698 | 0.57 | 31.3
2021-01-21 11:00 | 0.93601 | 0.19881 | 0.57 | 30.18
2021-01-21 12:00 | 0.93639 | 0.15644 | 0.57 | 31.09
2021-01-21 13:00 | 0.85134 | 0.17126 | 0.58 | 32.81
2021-01-21 14:00 | 0.71617 | 0.23298 | 0.6 | 36.84
2021-01-21 15:00 | 0.58588 | 0.39046 | 0.6 | 36.565
2021-01-21 16:00 | 0.58188 | 0.59114 | 0.6 | 33.78
2021-01-21 17:00 | 0.5279 | 0.68036 | 0.62 | 38.83
2021-01-21 18:00 | 0.14861 | 0.81299 | 0.67 | 50.285
2021-01-21 19:00 | 4.3236e-05 | 0.87852 | 0.68 | 59.19
2021-01-21 20:00 | 0 | 0.86207 | 0.66 | 42.8
2021-01-21 21:00 | 0 | 0.85873 | 0.67 | 36.88
2021-01-21 22:00 | 0 | 0.7707 | 0.67 | 37.475
2021-01-21 23:00 | 0 | 0.76929 | 0.67 | 34.465
2021-01-22 | 0 | 0.74369 | 0.7 | 35.805
2021-01-22 01:00 | 0 | 0.70154 | 0.68 | 35.69
2021-01-22 02:00 | 0 | 0.72412 | 0.68 | 33.88
2021-01-22 03:00 | 0 | 0.68536 | 0.7 | 33.36
2021-01-22 04:00 | 0 | 0.65204 | 0.7 | 32.65
2021-01-22 05:00 | 0 | 0.57681 | 0.69 | 38.44
2021-01-22 06:00 | 0.15087 | 0.48558 | 0.67 | 36.91
2021-01-22 07:00 | 0.66592 | 0.23772 | 0.6 | 30.185
2021-01-22 08:00 | 0.98675 | 0.14094 | 0.58 | 28.66
2021-01-22 09:00 | 1 | 0.088781 | 0.56 | 26.85
2021-01-22 10:00 | 1 | 0.074297 | 0.55 | 24.575
2021-01-22 11:00 | 0.96378 | 0.074617 | 0.5 | 24.59
2021-01-22 12:00 | 0.85758 | 0.12543 | 0.57 | 28.79
2021-01-22 13:00 | 0.85929 | 0.16467 | 0.57 | 30.455
2021-01-22 14:00 | 0.84035 | 0.20464 | 0.58 | 35.47
2021-01-22 15:00 | 0.65616 | 0.24716 | 0.59 | 36.91
2021-01-22 16:00 | 0.34135 | 0.32734 | 0.6 | 38.225
2021-01-22 17:00 | 0.23916 | 0.47418 | 0.62 | 47.045
2021-01-22 18:00 | 0.06101 | 0.55273 | 0.66 | 59.695
2021-01-22 19:00 | 0 | 0.64466 | 0.67 | 97.995
2021-01-22 20:00 | 0 | 0.71631 | 0.67 | 57.835
2021-01-22 21:00 | 0 | 0.69796 | 0.67 | 41.915
2021-01-22 22:00 | 0 | 0.70908 | 0.68 | 40.76
2021-01-22 23:00 | 0 | 0.73737 | 0.7 | 35.98
2021-01-23 | 0 | 0.6253 | 0.69 | 37.795
2021-01-23 01:00 | 0 | 0.53687 | 0.7 | 37.42
2021-01-23 02:00 | 0 | 0.38006 | 0.7 | 32.995
2021-01-23 03:00 | 0 | 0.15145 | 0.7 | 30.175
2021-01-23 04:00 | 0 | 0.044487 | 0.7 | 31.37
2021-01-23 05:00 | 0 | 0.050473 | 0.7 | 33.91
2021-01-23 06:00 | 0.094204 | 0.049284 | 0.68 | 32.41
2021-01-23 07:00 | 0.6232 | 0.039942 | 0.63 | 26.545
2021-01-23 08:00 | 0.96867 | 0.035116 | 0.6 | 24.31
2021-01-23 09:00 | 0.98803 | 0.037459 | 0.59 | 27.165
2021-01-23 10:00 | 1 | 0.022934 | 0.58 | 27.625
2021-01-23 11:00 | 0.99997 | 0.026989 | 0.57 | 28.7
2021-01-23 12:00 | 0.93885 | 0.047238 | 0.56 | 26.825
2021-01-23 13:00 | 0.88074 | 0.086804 | 0.55 | 20.75
2021-01-23 14:00 | 0.90399 | 0.16494 | 0.6 | 31.655
2021-01-23 15:00 | 0.84591 | 0.39717 | 0.57 | 25.28
2021-01-23 16:00 | 0.85335 | 0.63525 | 0.6 | 34.105
2021-01-23 17:00 | 0.76602 | 0.72689 | 0.63 | 45.43
2021-01-23 18:00 | 0.23393 | 0.82105 | 0.66 | 75.03
2021-01-23 19:00 | 4.0296e-05 | 0.82859 | 0.66 | 55.805
2021-01-23 20:00 | 0 | 0.83178 | 0.67 | 47.495
2021-01-23 21:00 | 0 | 0.81827 | 0.68 | 40.9
2021-01-23 22:00 | 0 | 0.72883 | 0.7 | 38.715
2021-01-23 23:00 | 0 | 0.60517 | 0.7 | 37.725
2021-01-24 | 0 | 0.55782 | 0.71 | 34.545
2021-01-24 01:00 | 0 | 0.4907 | 0.71 | 36.215
2021-01-24 02:00 | 0 | 0.36256 | 0.71 | 34.385
2021-01-24 03:00 | 0 | 0.27314 | 0.7 | 30.715
2021-01-24 04:00 | 0 | 0.25195 | 0.7 | 30.005
2021-01-24 05:00 | 0 | 0.22056 | 0.7 | 30.49
2021-01-24 06:00 | 0.13203 | 0.22627 | 0.67 | 27.015
2021-01-24 07:00 | 0.58508 | 0.14885 | 0.57 | 17.59
2021-01-24 08:00 | 0.79152 | 0.11603 | 0.54 | 19.315
2021-01-24 09:00 | 0.75645 | 0.11878 | 0.54 | 24.685
2021-01-24 10:00 | 0.77924 | 0.063465 | 0.55 | 25.48
2021-01-24 11:00 | 0.4725 | 0.071013 | 0.56 | 27.3
2021-01-24 12:00 | 0.24491 | 0.099862 | 0.56 | 27.48
2021-01-24 13:00 | 0.37497 | 0.096374 | 0.57 | 27.99
2021-01-24 14:00 | 0.60114 | 0.12273 | 0.59 | 37.59
2021-01-24 15:00 | 0.61424 | 0.15697 | 0.59 | 43.455
2021-01-24 16:00 | 0.71437 | 0.15749 | 0.61 | 176.04
2021-01-24 17:00 | 0.44892 | 0.30969 | 0.6 | 1210.235
2021-01-24 18:00 | 0.20157 | 0.54336 | 0.6 | 49.885
2021-01-24 19:00 | 4.7415e-05 | 0.67921 | 0.66 | 54.495
2021-01-24 20:00 | 0 | 0.82498 | 0.66 | 42.455
2021-01-24 21:00 | 0 | 0.8735 | 0.68 | 40.93
2021-01-24 22:00 | 0 | 0.88181 | 0.7 | 40.025
2021-01-24 23:00 | 0 | 0.79964 | 0.71 | 37.61
2021-01-25 | 0 | 0.67553 | 0.7 | 35.15
2021-01-25 01:00 | 0 | 0.59965 | 0.7 | 34.185
2021-01-25 02:00 | 0 | 0.66057 | 0.7 | 33.055
2021-01-25 03:00 | 0 | 0.58057 | 0.7 | 32.575
2021-01-25 04:00 | 0 | 0.55948 | 0.71 | 32.065
2021-01-25 05:00 | 0 | 0.30229 | 0.7 | 34.355
2021-01-25 06:00 | 0.060158 | 0.12752 | 0.67 | 34.64
2021-01-25 07:00 | 0.43127 | 0.061163 | 0.61 | 29.63
2021-01-25 08:00 | 0.77272 | 0.095213 | 0.58 | 30.04
2021-01-25 09:00 | 0.85787 | 0.25067 | 0.57 | 30.135
2021-01-25 10:00 | 0.93651 | 0.57213 | 0.6 | 34.12
2021-01-25 11:00 | 0.91522 | 0.41348 | 0.58 | 36.1
2021-01-25 12:00 | 0.77126 | 0.39003 | 0.58 | 41.705
2021-01-25 13:00 | 0.80275 | 0.34832 | 0.56 | 32.55
2021-01-25 14:00 | 0.65798 | 0.35454 | 0.57 | 30.81
2021-01-25 15:00 | 0.83221 | 0.44129 | 0.58 | 34.38
2021-01-25 16:00 | 0.85335 | 0.51684 | 0.58 | 31.705
2021-01-25 17:00 | 0.69591 | 0.42693 | 0.6 | 34.54
2021-01-25 18:00 | 0.22803 | 0.51163 | 0.64 | 39.385
2021-01-25 19:00 | 0 | 0.69737 | 0.7 | 41.745
2021-01-25 20:00 | 0 | 0.71495 | 0.66 | 48.57
2021-01-25 21:00 | 0 | 0.58986 | 0.7 | 37.855
2021-01-25 22:00 | 0 | 0.56162 | 0.67 | 39.18
2021-01-25 23:00 | 0 | 0.55609 | 0.67 | 36.54
2021-01-26 | 0 | 0.53025 | 0.69 | 35.935
2021-01-26 01:00 | 0 | 0.40424 | 0.7 | 38.405
2021-01-26 02:00 | 0 | 0.36862 | 0.7 | 35.035
2021-01-26 03:00 | 0 | 0.29475 | 0.71 | 34.54
2021-01-26 04:00 | 0 | 0.26673 | 0.7 | 34.905
2021-01-26 05:00 | 0 | 0.24318 | 0.72 | 36.325
2021-01-26 06:00 | 0.10473 | 0.23956 | 0.68 | 34.23
2021-01-26 07:00 | 0.64928 | 0.13141 | 0.61 | 29.25
2021-01-26 08:00 | 0.87655 | 0.065032 | 0.6 | 26.66
2021-01-26 09:00 | 0.93934 | 0.028484 | 0.57 | 28.975
2021-01-26 10:00 | 0.93821 | 0.029479 | 0.6 | 30.345
2021-01-26 11:00 | 0.81275 | 0.032904 | 0.56 | 30.68
2021-01-26 12:00 | 0.85998 | 0.059513 | 0.56 | 30.965
2021-01-26 13:00 | 0.84289 | 0.072822 | 0.56 | 31.495
2021-01-26 14:00 | 0.84682 | 0.13309 | 0.57 | 33.38
2021-01-26 15:00 | 0.83178 | 0.24625 | 0.58 | 33.38
2021-01-26 16:00 | 0.9084 | 0.44092 | 0.58 | 40.985
2021-01-26 17:00 | 0.56022 | 0.53136 | 0.6 | 59.005
2021-01-26 18:00 | 0.232 | 0.51121 | 0.63 | 92.05
2021-01-26 19:00 | 5.4823e-05 | 0.47217 | 0.64 | 82.17
2021-01-26 20:00 | 0 | 0.51562 | 0.66 | 60.865
2021-01-26 21:00 | 0 | 0.57537 | 0.66 | 42.35
2021-01-26 22:00 | 0 | 0.66132 | 0.67 | 41.08
2021-01-26 23:00 | 0 | 0.64631 | 0.69 | 38.62
2021-01-27 | 0 | 0.67804 | 0.69 | 38
2021-01-27 01:00 | 0 | 0.5124 | 0.69 | 36.84
2021-01-27 02:00 | 0 | 0.31684 | 0.69 | 38.45
2021-01-27 03:00 | 0 | 0.21501 | 0.7 | 38.45
2021-01-27 04:00 | 0 | 0.20018 | 0.7 | 38.14
2021-01-27 05:00 | 0 | 0.17361 | 0.71 | 38.61
2021-01-27 06:00 | 0.066904 | 0.12534 | 0.68 | 40.965
2021-01-27 07:00 | 0.64548 | 0.046488 | 0.61 | 37.48
2021-01-27 08:00 | 0.87593 | 0.044234 | 0.59 | 33.995
2021-01-27 09:00 | 0.96342 | 0.055781 | 0.58 | 34.825
2021-01-27 10:00 | 0.99035 | 0.072209 | 0.57 | 36.09
2021-01-27 11:00 | 0.99455 | 0.1176 | 0.57 | 34.87
2021-01-27 12:00 | 0.93722 | 0.17784 | 0.6 | 34.44
2021-01-27 13:00 | 0.90035 | 0.18395 | 0.56 | 33.075
2021-01-27 14:00 | 0.9323 | 0.18241 | 0.56 | 37.63
2021-01-27 15:00 | 0.96697 | 0.26132 | 0.57 | 34.145
2021-01-27 16:00 | 0.87033 | 0.57393 | 0.59 | 35.31
2021-01-27 17:00 | 0.61663 | 0.78864 | 0.59 | 41.915
2021-01-27 18:00 | 0.23106 | 0.83314 | 0.62 | 52.385
2021-01-27 19:00 | 0 | 0.86409 | 0.6 | 349.22
2021-01-27 20:00 | 0 | 0.83822 | 0.64 | 42.475
2021-01-27 21:00 | 0 | 0.81305 | 0.66 | 39.11
2021-01-27 22:00 | 0 | 0.80491 | 0.67 | 37.18
2021-01-27 23:00 | 0 | 0.71591 | 0.68 | 36.29
2021-01-28 | 0 | 0.58881 | 0.7 | 35.275
2021-01-28 01:00 | 0 | 0.56288 | 0.7 | 36.335
2021-01-28 02:00 | 0 | 0.52285 | 0.72 | 36.12
2021-01-28 03:00 | 0 | 0.61491 | 0.71 | 34.385
2021-01-28 04:00 | 0 | 0.67511 | 0.71 | 36.725
2021-01-28 05:00 | 0 | 0.66554 | 0.71 | 38.86
2021-01-28 06:00 | 0.067477 | 0.68135 | 0.68 | 39.49
2021-01-28 07:00 | 0.54661 | 0.69699 | 0.63 | 39.395
2021-01-28 08:00 | 0.73646 | 0.61863 | 0.6 | 36.035
2021-01-28 09:00 | 0.66842 | 0.55042 | 0.58 | 33.67
2021-01-28 10:00 | 0.86827 | 0.51256 | 0.57 | 36.06
2021-01-28 11:00 | 0.75704 | 0.46631 | 0.57 | 32.455
2021-01-28 12:00 | 0.70201 | 0.44746 | 0.56 | 30.64
2021-01-28 13:00 | 0.76301 | 0.42227 | 0.57 | 33.285
2021-01-28 14:00 | 0.84863 | 0.39992 | 0.59 | 35.045
2021-01-28 15:00 | 0.72365 | 0.47468 | 0.58 | 35.385
2021-01-28 16:00 | 0.64824 | 0.62188 | 0.59 | 34.925
2021-01-28 17:00 | 0.49932 | 0.7258 | 0.6 | 34.965
2021-01-28 18:00 | 0.14347 | 0.84243 | 0.6 | 40.41
2021-01-28 19:00 | 0 | 0.83858 | 0.66 | 52.145
2021-01-28 20:00 | 0 | 0.86355 | 0.65 | 44.975
2021-01-28 21:00 | 0 | 0.82275 | 0.65 | 37.03
2021-01-28 22:00 | 0 | 0.72317 | 0.7 | 37.425
2021-01-28 23:00 | 0 | 0.72792 | 0.69 | 37.035
2021-01-29 | 0 | 0.65251 | 0.7 | 38.215
2021-01-29 01:00 | 0 | 0.6015 | 0.71 | 36.29
2021-01-29 02:00 | 0 | 0.65623 | 0.71 | 31.045
2021-01-29 03:00 | 0 | 0.69445 | 0.7 | 32.305
2021-01-29 04:00 | 0 | 0.81046 | 0.7 | 35.37
2021-01-29 05:00 | 0 | 0.79496 | 0.7 | 39.815
2021-01-29 06:00 | 0.061134 | 0.80249 | 0.68 | 41.795
2021-01-29 07:00 | 0.61565 | 0.78658 | 0.62 | 43.565
2021-01-29 08:00 | 0.95256 | 0.67475 | 0.59 | 43.61
2021-01-29 09:00 | 0.99649 | 0.61686 | 0.59 | 44.51
2021-01-29 10:00 | 0.93796 | 0.52424 | 0.57 | 35.98
2021-01-29 11:00 | 0.94555 | 0.39113 | 0.57 | 36.15
2021-01-29 12:00 | 0.9743 | 0.36536 | 0.58 | 37.955
2021-01-29 13:00 | 0.88519 | 0.5299 | 0.6 | 36.69
2021-01-29 14:00 | 0.84246 | 0.63992 | 0.6 | 36.795
2021-01-29 15:00 | 0.70204 | 0.75979 | 0.59 | 35.59
2021-01-29 16:00 | 0.81864 | 0.78786 | 0.6 | 36.83
2021-01-29 17:00 | 0.67741 | 0.8429 | 0.61 | 36.065
2021-01-29 18:00 | 0.25089 | 0.86459 | 0.65 | 37.935
2021-01-29 19:00 | 0 | 0.84543 | 0.66 | 40.37
2021-01-29 20:00 | 0 | 0.85903 | 0.65 | 38.96
2021-01-29 21:00 | 0 | 0.84637 | 0.65 | 36.22
2021-01-29 22:00 | 0 | 0.8704 | 0.6 | 37.06
2021-01-29 23:00 | 0 | 0.84301 | 0.66 | 36.54
2021-01-30 | 0 | 0.82248 | 0.67 | 37.015
2021-01-30 01:00 | 0 | 0.83818 | 0.67 | 34.005
2021-01-30 02:00 | 0 | 0.79428 | 0.68 | 30.73
2021-01-30 03:00 | 0 | 0.80036 | 0.7 | 29.445
2021-01-30 04:00 | 0 | 0.75909 | 0.68 | 29
2021-01-30 05:00 | 0 | 0.72949 | 0.7 | 34.48
2021-01-30 06:00 | 0.064833 | 0.63577 | 0.68 | 33.84
2021-01-30 07:00 | 0.57404 | 0.49763 | 0.6 | 29.53
2021-01-30 08:00 | 0.7095 | 0.30598 | 0.6 | 31.92
2021-01-30 09:00 | 0.67204 | 0.16502 | 0.56 | 31.015
2021-01-30 10:00 | 0.74719 | 0.15669 | 0.55 | 30.285
2021-01-30 11:00 | 0.75565 | 0.17004 | 0.56 | 30.59
2021-01-30 12:00 | 0.80323 | 0.14258 | 0.6 | 29.72
2021-01-30 13:00 | 0.91054 | 0.15478 | 0.55 | 19.375
2021-01-30 14:00 | 0.95971 | 0.24919 | 0.57 | 32.24
2021-01-30 15:00 | 0.68509 | 0.43078 | 0.58 | 30.83
2021-01-30 16:00 | 0.4843 | 0.60509 | 0.59 | 34.715
2021-01-30 17:00 | 0.21113 | 0.70612 | 0.6 | 37.315
2021-01-30 18:00 | 0.081537 | 0.84873 | 0.64 | 41.67
2021-01-30 19:00 | 0 | 0.82574 | 0.7 | 47.035
2021-01-30 20:00 | 0 | 0.84224 | 0.65 | 42.805
2021-01-30 21:00 | 0 | 0.89041 | 0.64 | 36.955
2021-01-30 22:00 | 0 | 0.8714 | 0.65 | 34.975
2021-01-30 23:00 | 0 | 0.83247 | 0.65 | 34.9
2021-01-31 | 0 | 0.82951 | 0.66 | 33.605
2021-01-31 01:00 | 0 | 0.79317 | 0.68 | 33.145
2021-01-31 02:00 | 0 | 0.70851 | 0.68 | 28.85
2021-01-31 03:00 | 0 | 0.5642 | 0.68 | 26.59
2021-01-31 04:00 | 0 | 0.46974 | 0.69 | 28.53
2021-01-31 05:00 | 0 | 0.40274 | 0.7 | 33.375
2021-01-31 06:00 | 0.058042 | 0.31751 | 0.68 | 30.565
2021-01-31 07:00 | 0.60848 | 0.23991 | 0.61 | 22.66
2021-01-31 08:00 | 0.7526 | 0.13875 | 0.58 | 22.325
2021-01-31 09:00 | 0.8249 | 0.10222 | 0.58 | 25.39
2021-01-31 10:00 | 0.81625 | 0.073963 | 0.57 | 29.665
2021-01-31 11:00 | 0.82672 | 0.073849 | 0.57 | 27.565
2021-01-31 12:00 | 0.87932 | 0.10778 | 0.56 | 29.75
2021-01-31 13:00 | 0.93623 | 0.17794 | 0.56 | 25.755
2021-01-31 14:00 | 0.92242 | 0.26293 | 0.57 | 29.92
2021-01-31 15:00 | 0.76538 | 0.40679 | 0.58 | 29.75
2021-01-31 16:00 | 0.81145 | 0.52069 | 0.57 | 30.075
2021-01-31 17:00 | 0.65412 | 0.55221 | 0.59 | 34.235
2021-01-31 18:00 | 0.24596 | 0.63804 | 0.64 | 38.935
2021-01-31 19:00 | 0 | 0.73206 | 0.66 | 45.295
2021-01-31 20:00 | 0 | 0.75735 | 0.65 | 40.07
2021-01-31 21:00 | 0 | 0.80108 | 0.65 | 34.335
2021-01-31 22:00 | 0 | 0.80526 | 0.66 | 31.275
2021-01-31 23:00 | 0 | 0.76459 | 0.66 | 30.65
2021-02-01 | 0 | 0.74034 | 0.67 | 26.59
2021-02-01 01:00 | 0 | 0.62166 | 0.7 | 30.745
2021-02-01 02:00 | 0 | 0.55099 | 0.7 | 31.9
2021-02-01 03:00 | 0 | 0.42396 | 0.7 | 30.345
2021-02-01 04:00 | 0 | 0.38269 | 0.69 | 31.045
2021-02-01 05:00 | 0 | 0.34 | 0.71 | 36.08
2021-02-01 06:00 | 0.038396 | 0.26147 | 0.68 | 39.95
2021-02-01 07:00 | 0.48518 | 0.1213 | 0.61 | 36.025
2021-02-01 08:00 | 0.7473 | 0.077277 | 0.58 | 34.27
2021-02-01 09:00 | 0.88494 | 0.069457 | 0.57 | 35.63
2021-02-01 10:00 | 0.84283 | 0.089384 | 0.58 | 34.99
2021-02-01 11:00 | 0.75309 | 0.08934 | 0.57 | 34.7
2021-02-01 12:00 | 0.78633 | 0.15191 | 0.57 | 34.5
2021-02-01 13:00 | 0.71377 | 0.24452 | 0.6 | 36.08
2021-02-01 14:00 | 0.87905 | 0.39166 | 0.57 | 37.25
2021-02-01 15:00 | 0.809 | 0.4536 | 0.58 | 34.335
2021-02-01 16:00 | 0.85333 | 0.45925 | 0.58 | 36.81
2021-02-01 17:00 | 0.47416 | 0.52537 | 0.62 | 40.445
2021-02-01 18:00 | 0.14224 | 0.6443 | 0.65 | 42.445
2021-02-01 19:00 | 0 | 0.70634 | 0.66 | 46.48
2021-02-01 20:00 | 0 | 0.73729 | 0.65 | 39.755
2021-02-01 21:00 | 0 | 0.77484 | 0.65 | 35.65
2021-02-01 22:00 | 0 | 0.77574 | 0.65 | 34.31
2021-02-01 23:00 | 0 | 0.66155 | 0.65 | 33.1
2021-02-02 | 0 | 0.57804 | 0.67 | 33.645
2021-02-02 01:00 | 0 | 0.51503 | 0.68 | 35.47
2021-02-02 02:00 | 0 | 0.35923 | 0.7 | 33.21
2021-02-02 03:00 | 0 | 0.33453 | 0.7 | 34.18
2021-02-02 04:00 | 0 | 0.31835 | 0.72 | 33.81
2021-02-02 05:00 | 0 | 0.32939 | 0.71 | 36.835
2021-02-02 06:00 | 0.063195 | 0.24236 | 0.69 | 40.455
2021-02-02 07:00 | 0.66802 | 0.054248 | 0.63 | 35.875
2021-02-02 08:00 | 0.97266 | 0.022169 | 0.6 | 33.57
2021-02-02 09:00 | 0.97384 | 0.014712 | 0.6 | 32.81
2021-02-02 10:00 | 1 | 0.005549 | 0.59 | 37.225
2021-02-02 11:00 | 0.984 | 0.001663 | 0.59 | 32.945
2021-02-02 12:00 | 0.96278 | 0.0016175 | 0.59 | 41.435
2021-02-02 13:00 | 0.93442 | 0.000963 | 0.59 | 38.625
2021-02-02 14:00 | 0.85908 | 0.0029905 | 0.59 | 30.075
2021-02-02 15:00 | 0.60497 | 0.078744 | 0.61 | 31.625
2021-02-02 16:00 | 0.51443 | 0.38583 | 0.62 | 32.225
2021-02-02 17:00 | 0.17661 | 0.25584 | 0.65 | 36.41
2021-02-02 18:00 | 0.034718 | 0.28057 | 0.68 | 50.115
2021-02-02 19:00 | 0 | 0.31518 | 0.68 | 89.405
2021-02-02 20:00 | 0 | 0.26858 | 0.7 | 48.89
2021-02-02 21:00 | 0 | 0.33621 | 0.68 | 38.32
2021-02-02 22:00 | 0 | 0.59703 | 0.68 | 34.405
2021-02-02 23:00 | 0 | 0.20447 | 0.69 | 36.065
2021-02-03 | 0 | 0.10948 | 0.7 | 38.76
2021-02-03 01:00 | 0 | 0.005235 | 0.7 | 37.11
2021-02-03 02:00 | 0 | 0.0026305 | 0.7 | 33.685
2021-02-03 03:00 | 0 | 0.006117 | 0.7 | 33.185
2021-02-03 04:00 | 0 | 0.014691 | 0.71 | 33.38
2021-02-03 05:00 | 0 | 0.031547 | 0.71 | 38.315
2021-02-03 06:00 | 0.017992 | 0.0057965 | 0.68 | 41.6
2021-02-03 07:00 | 0.1257 | 0.002764 | 0.63 | 33.525
2021-02-03 08:00 | 0.32424 | 0 | 0.61 | 30.18
2021-02-03 09:00 | 0.50852 | 0.003644 | 0.58 | 26.07
2021-02-03 10:00 | 0.57509 | 0.002261 | 0.57 | 26.76
2021-02-03 11:00 | 0.57111 | 0.010379 | 0.57 | 26.98
2021-02-03 12:00 | 0.77675 | 0.023792 | 0.59 | 29.22
2021-02-03 13:00 | 0.63837 | 0.055283 | 0.6 | 32.665
2021-02-03 14:00 | 0.63498 | 0.265 | 0.6 | 33.52
2021-02-03 15:00 | 0.42486 | 0.54826 | 0.6 | 32.345
2021-02-03 16:00 | 0.47865 | 0.47052 | 0.61 | 33.375
2021-02-03 17:00 | 0.32751 | 0.55902 | 0.6 | 36.64
2021-02-03 18:00 | 0.16455 | 0.68745 | 0.65 | 42.42
2021-02-03 19:00 | 0 | 0.72582 | 0.66 | 48.69
2021-02-03 20:00 | 0 | 0.73638 | 0.66 | 38.62
2021-02-03 21:00 | 0 | 0.61869 | 0.7 | 35.48
2021-02-03 22:00 | 0 | 0.32221 | 0.66 | 36.3
2021-02-03 23:00 | 0 | 0.11338 | 0.7 | 34.895
2021-02-04 | 0 | 0.11303 | 0.69 | 35.02
2021-02-04 01:00 | 0 | 0.11316 | 0.69 | 36.465
2021-02-04 02:00 | 0 | 0.15743 | 0.69 | 34.865
2021-02-04 03:00 | 0 | 0.10181 | 0.69 | 31.35
2021-02-04 04:00 | 0 | 0.020272 | 0.69 | 33.71
2021-02-04 05:00 | 0 | 0.0054975 | 0.7 | 37.24
2021-02-04 06:00 | 0.058985 | 0.0012745 | 0.67 | 42.985
2021-02-04 07:00 | 0.59474 | 0.000847 | 0.61 | 33.825
2021-02-04 08:00 | 0.75347 | 0.0025125 | 0.58 | 29.255
2021-02-04 09:00 | 0.58257 | 0.004163 | 0.57 | 26.865
2021-02-04 10:00 | 0.57648 | 0.002537 | 0.58 | 30.88
2021-02-04 11:00 | 0.73005 | 0.0013975 | 0.58 | 32.11
2021-02-04 12:00 | 0.78531 | 0.0058645 | 0.58 | 32.285
2021-02-04 13:00 | 0.89538 | 0.015984 | 0.58 | 37.88
2021-02-04 14:00 | 0.82866 | 0.15357 | 0.58 | 41.055
2021-02-04 15:00 | 0.84078 | 0.55465 | 0.58 | 39.76
2021-02-04 16:00 | 0.86023 | 0.7514 | 0.6 | 39.17
2021-02-04 17:00 | 0.62536 | 0.76417 | 0.6 | 43.52
2021-02-04 18:00 | 0.19595 | 0.3853 | 0.64 | 43.425
2021-02-04 19:00 | 0 | 0.28 | 0.65 | 52.235
2021-02-04 20:00 | 0 | 0.53502 | 0.66 | 45.37
2021-02-04 21:00 | 0 | 0.8096 | 0.66 | 39.475
2021-02-04 22:00 | 0 | 0.80659 | 0.66 | 38.285
2021-02-04 23:00 | 0 | 0.81712 | 0.66 | 34.005
2021-02-05 | 0 | 0.74427 | 0.68 | 35.27
2021-02-05 01:00 | 0 | 0.66965 | 0.68 | 33.185
2021-02-05 02:00 | 0 | 0.60121 | 0.69 | 28.58
2021-02-05 03:00 | 0 | 0.36199 | 0.7 | 35.55
2021-02-05 04:00 | 0 | 0.12727 | 0.71 | 35.4
2021-02-05 05:00 | 0 | 0.046104 | 0.7 | 36.61
2021-02-05 06:00 | 0.056962 | 0.007083 | 0.67 | 39.56
2021-02-05 07:00 | 0.63129 | 0.0043185 | 0.6 | 34.81
2021-02-05 08:00 | 0.83225 | 0.001786 | 0.58 | 31.485
2021-02-05 09:00 | 0.82698 | 0.003096 | 0.57 | 31.155
2021-02-05 10:00 | 0.9468 | 0.0051815 | 0.57 | 31.425
2021-02-05 11:00 | 0.97746 | 0.003425 | 0.57 | 33.865
2021-02-05 12:00 | 0.95371 | 0.0097505 | 0.57 | 35.205
2021-02-05 13:00 | 0.9442 | 0.040785 | 0.57 | 38.185
2021-02-05 14:00 | 0.92077 | 0.1258 | 0.6 | 37.525
2021-02-05 15:00 | 0.86442 | 0.29298 | 0.58 | 40.77
2021-02-05 16:00 | 0.69608 | 0.38729 | 0.59 | 44.8
2021-02-05 17:00 | 0.5515 | 0.41937 | 0.62 | 52.715
2021-02-05 18:00 | 0.14894 | 0.52992 | 0.66 | 48.195
2021-02-05 19:00 | 0 | 0.55886 | 0.66 | 333.075
2021-02-05 20:00 | 0 | 0.63473 | 0.67 | 48.99
2021-02-05 21:00 | 0 | 0.66967 | 0.68 | 52.625
2021-02-05 22:00 | 0 | 0.63438 | 0.67 | 46.045
2021-02-05 23:00 | 0 | 0.58578 | 0.68 | 40.155
2021-02-06 | 0 | 0.55292 | 0.7 | 44.44
2021-02-06 01:00 | 0 | 0.43537 | 0.7 | 38.365
2021-02-06 02:00 | 0 | 0.14494 | 0.7 | 33.245
2021-02-06 03:00 | 0 | 0.017048 | 0.7 | 31.44
2021-02-06 04:00 | 0 | 0.01335 | 0.7 | 33.505
2021-02-06 05:00 | 0 | 0.01015 | 0.7 | 35.925
2021-02-06 06:00 | 0.040188 | 0.019068 | 0.69 | 35.475
2021-02-06 07:00 | 0.40249 | 0.0074815 | 0.61 | 26.08
2021-02-06 08:00 | 0.71251 | 0.0018435 | 0.57 | 23.98
2021-02-06 09:00 | 0.81 | 0.005599 | 0.6 | 29.065
2021-02-06 10:00 | 0.91968 | 0.003542 | 0.57 | 31.58
2021-02-06 11:00 | 0.84605 | 0.0010895 | 0.57 | 27.9
2021-02-06 12:00 | 0.92376 | 0.00099 | 0.57 | 29.05
2021-02-06 13:00 | 0.92218 | 0.001083 | 0.57 | 31.17
2021-02-06 14:00 | 0.8864 | 0.001877 | 0.57 | 33.255
2021-02-06 15:00 | 0.90394 | 0.008909 | 0.57 | 32.185
2021-02-06 16:00 | 0.81467 | 0.015355 | 0.59 | 34.265
2021-02-06 17:00 | 0.57617 | 0.40213 | 0.63 | 42.36
2021-02-06 18:00 | 0.1757 | 0.60617 | 0.66 | 56.54
2021-02-06 19:00 | 0 | 0.53606 | 0.7 | 63.435
2021-02-06 20:00 | 0 | 0.5181 | 0.67 | 53.725
2021-02-06 21:00 | 0 | 0.49919 | 0.68 | 40.43
2021-02-06 22:00 | 0 | 0.47006 | 0.67 | 37.955
2021-02-06 23:00 | 0 | 0.37282 | 0.68 | 36.155
2021-02-07 | 0 | 0.23818 | 0.7 | 36.57
2021-02-07 01:00 | 0 | 0.15993 | 0.71 | 39.06
2021-02-07 02:00 | 0 | 0.13316 | 0.72 | 39.455
2021-02-07 03:00 | 0 | 0.19426 | 0.72 | 38.78
2021-02-07 04:00 | 0 | 0.2133 | 0.7 | 37.37
2021-02-07 05:00 | 0 | 0.22191 | 0.72 | 36.775
2021-02-07 06:00 | 0.049218 | 0.17257 | 0.71 | 35.56
2021-02-07 07:00 | 0.41498 | 0.093124 | 0.7 | 28.52
2021-02-07 08:00 | 0.72837 | 0.035722 | 0.62 | 22.83
2021-02-07 09:00 | 0.9166 | 0.024948 | 0.6 | 25.665
2021-02-07 10:00 | 0.96848 | 0.036294 | 0.58 | 27.275
2021-02-07 11:00 | 0.92399 | 0.024772 | 0.58 | 24.485
2021-02-07 12:00 | 0.91945 | 0.013517 | 0.58 | 32.05
2021-02-07 13:00 | 0.81574 | 0.0052 | 0.6 | 35.51
2021-02-07 14:00 | 0.45848 | 0.0060535 | 0.58 | 44.155
2021-02-07 15:00 | 0.45867 | 0.007636 | 0.58 | 43.76
2021-02-07 16:00 | 0.33758 | 0.001706 | 0.6 | 41.5
2021-02-07 17:00 | 0.30098 | 0.089806 | 0.6 | 54.44
2021-02-07 18:00 | 0.075588 | 0.66245 | 0.63 | 101.715
2021-02-07 19:00 | 0 | 0.7619 | 0.63 | 86.635
2021-02-07 20:00 | 0 | 0.7525 | 0.65 | 65.975
2021-02-07 21:00 | 0 | 0.65829 | 0.66 | 45.205
2021-02-07 22:00 | 0 | 0.52221 | 0.67 | 39.98
2021-02-07 23:00 | 0 | 0.48195 | 0.68 | 34.77
2021-02-08 | 0 | 0.36199 | 0.7 | 38.515
2021-02-08 01:00 | 0 | 0.19918 | 0.72 | 38.88
2021-02-08 02:00 | 0 | 0.18586 | 0.72 | 38.185
2021-02-08 03:00 | 0 | 0.17444 | 0.72 | 37.4
2021-02-08 04:00 | 0 | 0.096874 | 0.71 | 37.965
2021-02-08 05:00 | 0 | 0.018888 | 0.71 | 38.9
2021-02-08 06:00 | 0.037447 | 0.001745 | 0.69 | 40.205
2021-02-08 07:00 | 0.19083 | 0.002503 | 0.65 | 39.89
2021-02-08 08:00 | 0.38855 | 0.0002775 | 0.61 | 38.39
2021-02-08 09:00 | 0.70141 | 0.0033665 | 0.59 | 36.45
2021-02-08 10:00 | 0.78218 | 0.0033575 | 0.58 | 33.91
2021-02-08 11:00 | 0.75924 | 0.009076 | 0.58 | 37.245
2021-02-08 12:00 | 0.65488 | 0.026714 | 0.6 | 42.1
2021-02-08 13:00 | 0.78401 | 0.029019 | 0.58 | 41.64
2021-02-08 14:00 | 0.56636 | 0.0085705 | 0.58 | 38.48
2021-02-08 15:00 | 0.55854 | 0.034603 | 0.57 | 33.05
2021-02-08 16:00 | 0.36503 | 0.31587 | 0.59 | 36.345
2021-02-08 17:00 | 0.29445 | 0.32197 | 0.62 | 37.74
2021-02-08 18:00 | 0.082103 | 0.50912 | 0.65 | 44.52
2021-02-08 19:00 | 0 | 0.82842 | 0.65 | 45.185
2021-02-08 20:00 | 0 | 0.89947 | 0.65 | 40.19
2021-02-08 21:00 | 0 | 0.90508 | 0.66 | 38.855
2021-02-08 22:00 | 0 | 0.86108 | 0.66 | 37.13
2021-02-08 23:00 | 0 | 0.75614 | 0.67 | 35.025
2021-02-09 | 0 | 0.6891 | 0.68 | 35.49
2021-02-09 01:00 | 0 | 0.6346 | 0.7 | 35.87
2021-02-09 02:00 | 0 | 0.53601 | 0.69 | 27.475
2021-02-09 03:00 | 0 | 0.64969 | 0.69 | 31.4
2021-02-09 04:00 | 0 | 0.74678 | 0.69 | 35.535
2021-02-09 05:00 | 0 | 0.80469 | 0.69 | 38.64
2021-02-09 06:00 | 0.020732 | 0.77375 | 0.67 | 42.8
2021-02-09 07:00 | 0.24091 | 0.72822 | 0.63 | 37.835
2021-02-09 08:00 | 0.79944 | 0.52579 | 0.6 | 32.94
2021-02-09 09:00 | 0.88242 | 0.38117 | 0.59 | 32.92
2021-02-09 10:00 | 0.81038 | 0.25737 | 0.6 | 34.055
2021-02-09 11:00 | 0.73892 | 0.20674 | 0.58 | 36.195
2021-02-09 12:00 | 0.47538 | 0.1872 | 0.59 | 37.7
2021-02-09 13:00 | 0.42574 | 0.26013 | 0.58 | 38.885
2021-02-09 14:00 | 0.69786 | 0.32291 | 0.6 | 42.535
2021-02-09 15:00 | 0.44494 | 0.37856 | 0.59 | 34.245
2021-02-09 16:00 | 0.21845 | 0.5236 | 0.6 | 36.3
2021-02-09 17:00 | 0.14291 | 0.74559 | 0.61 | 39.745
2021-02-09 18:00 | 0.037813 | 0.84291 | 0.64 | 48.605
2021-02-09 19:00 | 0 | 0.86101 | 0.63 | 936.73
2021-02-09 20:00 | 0 | 0.8635 | 0.65 | 37.78
2021-02-09 21:00 | 0 | 0.84776 | 0.66 | 36.33
2021-02-09 22:00 | 0 | 0.83706 | 0.67 | 35.895
2021-02-09 23:00 | 0 | 0.8169 | 0.68 | 35.44
2021-02-10 | 0 | 0.76035 | 0.68 | 35.05
2021-02-10 01:00 | 0 | 0.80044 | 0.69 | 32.645
2021-02-10 02:00 | 0 | 0.75328 | 0.69 | 30.09
2021-02-10 03:00 | 0 | 0.74658 | 0.7 | 29.515
2021-02-10 04:00 | 0 | 0.77 | 0.69 | 32.7
2021-02-10 05:00 | 0 | 0.79299 | 0.69 | 37.125
2021-02-10 06:00 | 0.043302 | 0.72137 | 0.67 | 39.19
2021-02-10 07:00 | 0.21421 | 0.54985 | 0.62 | 32.395
2021-02-10 08:00 | 0.686 | 0.4292 | 0.6 | 29.195
2021-02-10 09:00 | 0.94633 | 0.27846 | 0.59 | 32.485
2021-02-10 10:00 | 0.99692 | 0.21675 | 0.58 | 35.825
2021-02-10 11:00 | 1 | 0.18002 | 0.59 | 38.375
2021-02-10 12:00 | 0.96867 | 0.14559 | 0.6 | 36.755
2021-02-10 13:00 | 0.81729 | 0.14796 | 0.6 | 35.59
2021-02-10 14:00 | 0.55315 | 0.30189 | 0.6 | 37.82
2021-02-10 15:00 | 0.22277 | 0.50502 | 0.62 | 35.625
2021-02-10 16:00 | 0.086218 | 0.5912 | 0.6 | 36.585
2021-02-10 17:00 | 0.03814 | 0.63905 | 0.63 | 37.975
2021-02-10 18:00 | 0.019844 | 0.70327 | 0.66 | 47.525
2021-02-10 19:00 | 0 | 0.71489 | 0.66 | 48.415
2021-02-10 20:00 | 0 | 0.64978 | 0.66 | 42.545
2021-02-10 21:00 | 0 | 0.64361 | 0.66 | 37.46
2021-02-10 22:00 | 0 | 0.67046 | 0.66 | 34.165
2021-02-10 23:00 | 0 | 0.53227 | 0.67 | 33.915
2021-02-11 | 0 | 0.52249 | 0.68 | 34.56
2021-02-11 01:00 | 0 | 0.46458 | 0.69 | 35.315
2021-02-11 02:00 | 0 | 0.51025 | 0.7 | 34.05
2021-02-11 03:00 | 0 | 0.51336 | 0.7 | 34.17
2021-02-11 04:00 | 0 | 0.56917 | 0.71 | 35.585
2021-02-11 05:00 | 0 | 0.59169 | 0.7 | 37.71
2021-02-11 06:00 | 0.031452 | 0.56477 | 0.69 | 39.18
2021-02-11 07:00 | 0.26586 | 0.25281 | 0.65 | 32.575
2021-02-11 08:00 | 0.60969 | 0.12924 | 0.63 | 27.78
2021-02-11 09:00 | 0.98931 | 0.10171 | 0.61 | 29.55
2021-02-11 10:00 | 0.99293 | 0.07423 | 0.6 | 30.9
2021-02-11 11:00 | 0.9604 | 0.087701 | 0.6 | 31.075
2021-02-11 12:00 | 0.94943 | 0.082095 | 0.6 | 32.32
2021-02-11 13:00 | 0.81657 | 0.075557 | 0.61 | 35.05
2021-02-11 14:00 | 0.82567 | 0.083341 | 0.6 | 34.745
2021-02-11 15:00 | 0.74048 | 0.2645 | 0.63 | 33.63
2021-02-11 16:00 | 0.56941 | 0.48699 | 0.63 | 36.7
2021-02-11 17:00 | 0.48066 | 0.58113 | 0.65 | 40.31
2021-02-11 18:00 | 0.15468 | 0.69587 | 0.66 | 55.935
2021-02-11 19:00 | 0 | 0.7038 | 0.66 | 62.395
2021-02-11 20:00 | 0 | 0.76231 | 0.66 | 48.815
2021-02-11 21:00 | 0 | 0.79884 | 0.66 | 37.975
2021-02-11 22:00 | 0 | 0.81004 | 0.67 | 33.455
2021-02-11 23:00 | 0 | 0.79108 | 0.68 | 32.31
2021-02-12 | 0 | 0.80556 | 0.68 | 32.245
2021-02-12 01:00 | 0 | 0.73781 | 0.68 | 29.71
2021-02-12 02:00 | 0 | 0.62186 | 0.68 | 26.125
2021-02-12 03:00 | 0 | 0.44144 | 0.69 | 26.49
2021-02-12 04:00 | 0 | 0.29549 | 0.69 | 28.885
2021-02-12 05:00 | 0 | 0.19245 | 0.69 | 33.635
2021-02-12 06:00 | 0.051518 | 0.13018 | 0.67 | 36.38
2021-02-12 07:00 | 0.48714 | 0.051117 | 0.62 | 33.61
2021-02-12 08:00 | 0.84827 | 0.025052 | 0.59 | 31.56
2021-02-12 09:00 | 0.80418 | 0.025204 | 0.58 | 33.305
2021-02-12 10:00 | 1 | 0.013194 | 0.58 | 29.765
2021-02-12 11:00 | 0.98107 | 0.015341 | 0.58 | 27.265
2021-02-12 12:00 | 0.942 | 0.020163 | 0.58 | 29.155
2021-02-12 13:00 | 0.92162 | 0.036973 | 0.58 | 27.82
2021-02-12 14:00 | 0.96997 | 0.12042 | 0.58 | 33.36
2021-02-12 15:00 | 0.8794 | 0.29342 | 0.59 | 33.545
2021-02-12 16:00 | 0.86533 | 0.48646 | 0.6 | 39.325
2021-02-12 17:00 | 0.61359 | 0.6242 | 0.61 | 38.275
2021-02-12 18:00 | 0.22429 | 0.76515 | 0.7 | 42.65
2021-02-12 19:00 | 0 | 0.77826 | 0.67 | 47.875
2021-02-12 20:00 | 0 | 0.80296 | 0.67 | 40.475
2021-02-12 21:00 | 0 | 0.83619 | 0.66 | 33.47
2021-02-12 22:00 | 0 | 0.79603 | 0.66 | 34.06
2021-02-12 23:00 | 0 | 0.67342 | 0.68 | 34.485
2021-02-13 | 0 | 0.58171 | 0.7 | 36.085
2021-02-13 01:00 | 0 | 0.4515 | 0.7 | 36.465
2021-02-13 02:00 | 0 | 0.33374 | 0.7 | 34.095
2021-02-13 03:00 | 0 | 0.19408 | 0.7 | 33.835
2021-02-13 04:00 | 0 | 0.097921 | 0.69 | 34.425
2021-02-13 05:00 | 0 | 0.056292 | 0.69 | 34.7
2021-02-13 06:00 | 0.054309 | 0.028029 | 0.68 | 32.925
2021-02-13 07:00 | 0.4443 | 0.031618 | 0.6 | 27.955
2021-02-13 08:00 | 0.91171 | 0.008061 | 0.6 | 28.16
2021-02-13 09:00 | 0.9804 | 0.022499 | 0.55 | 26.68
2021-02-13 10:00 | 0.98733 | 0.031643 | 0.55 | 26.205
2021-02-13 11:00 | 0.99141 | 0.031516 | 0.55 | 26.58
2021-02-13 12:00 | 0.95064 | 0.032644 | 0.56 | 27.51
2021-02-13 13:00 | 0.93221 | 0.024417 | 0.57 | 30.445
2021-02-13 14:00 | 0.96081 | 0.026183 | 0.57 | 31.925
2021-02-13 15:00 | 0.95697 | 0.026183 | 0.58 | 29.155
2021-02-13 16:00 | 0.94103 | 0.0083925 | 0.59 | 30.3
2021-02-13 17:00 | 0.64577 | 0.11589 | 0.62 | 35.17
2021-02-13 18:00 | 0.17836 | 0.58652 | 0.66 | 38.745
2021-02-13 19:00 | 0 | 0.64308 | 0.67 | 44.325
2021-02-13 20:00 | 0 | 0.59536 | 0.67 | 37.91
2021-02-13 21:00 | 0 | 0.62644 | 0.68 | 37.55
2021-02-13 22:00 | 0 | 0.66037 | 0.68 | 37.57
2021-02-13 23:00 | 0 | 0.57737 | 0.7 | 38.16
2021-02-14 | 0 | 0.50743 | 0.71 | 37.435
2021-02-14 01:00 | 0 | 0.51538 | 0.71 | 38.315
2021-02-14 02:00 | 0 | 0.49714 | 0.72 | 37.745
2021-02-14 03:00 | 0 | 0.4564 | 0.72 | 35.285
2021-02-14 04:00 | 0 | 0.32342 | 0.72 | 35.09
2021-02-14 05:00 | 0 | 0.24152 | 0.72 | 35.585
2021-02-14 06:00 | 0.029368 | 0.26683 | 0.72 | 32.92
2021-02-14 07:00 | 0.22441 | 0.27039 | 0.68 | 25.615
2021-02-14 08:00 | 0.2787 | 0.24261 | 0.63 | 21.685
2021-02-14 09:00 | 0.51057 | 0.21687 | 0.58 | 19.795
2021-02-14 10:00 | 0.59778 | 0.19626 | 0.58 | 22.715
2021-02-14 11:00 | 0.47606 | 0.19883 | 0.57 | 25.965
2021-02-14 12:00 | 0.27514 | 0.17604 | 0.57 | 26.03
2021-02-14 13:00 | 0.21429 | 0.15876 | 0.6 | 20.115
2021-02-14 14:00 | 0.20649 | 0.21265 | 0.58 | 26.54
2021-02-14 15:00 | 0.0971 | 0.35954 | 0.59 | 20.375
2021-02-14 16:00 | 0.089538 | 0.41002 | 0.61 | 29.685
2021-02-14 17:00 | 0.17309 | 0.18196 | 0.63 | 36.08
2021-02-14 18:00 | 0.087922 | 0.14774 | 0.67 | 41.87
2021-02-14 19:00 | 0 | 0.17282 | 0.67 | 38.39
2021-02-14 20:00 | 0 | 0.17871 | 0.67 | 36.765
2021-02-14 21:00 | 0 | 0.15877 | 0.7 | 34.905
2021-02-14 22:00 | 0 | 0.046617 | 0.67 | 34.285
2021-02-14 23:00 | 0 | 0.006571 | 0.68 | 33.78
2021-02-15 | 0 | 0.42879 | 0.68 | 32.415
2021-02-15 01:00 | 0 | 0.73436 | 0.69 | 32.175
2021-02-15 02:00 | 0 | 0.82442 | 0.69 | 30.1
2021-02-15 03:00 | 0 | 0.79051 | 0.69 | 28.445
2021-02-15 04:00 | 0 | 0.83459 | 0.7 | 31.56
2021-02-15 05:00 | 0 | 0.78124 | 0.7 | 35.575
2021-02-15 06:00 | 0.040539 | 0.59675 | 0.68 | 37.255
2021-02-15 07:00 | 0.37933 | 0.44145 | 0.64 | 34.58
2021-02-15 08:00 | 0.95831 | 0.39786 | 0.61 | 29.705
2021-02-15 09:00 | 0.99933 | 0.26727 | 0.6 | 29.875
2021-02-15 10:00 | 0.98166 | 0.23812 | 0.6 | 29.285
2021-02-15 11:00 | 0.92817 | 0.21837 | 0.59 | 30.655
2021-02-15 12:00 | 0.8487 | 0.15143 | 0.59 | 31.255
2021-02-15 13:00 | 0.82798 | 0.10712 | 0.59 | 32.16
2021-02-15 14:00 | 0.85271 | 0.059225 | 0.59 | 33.415
2021-02-15 15:00 | 0.83276 | 0.043743 | 0.61 | 32.42
2021-02-15 16:00 | 0.67081 | 0.10541 | 0.61 | 33.705
2021-02-15 17:00 | 0.4245 | 0.47856 | 0.63 | 34.29
2021-02-15 18:00 | 0.12536 | 0.74204 | 0.67 | 45.815
2021-02-15 19:00 | 0 | 0.78221 | 0.66 | 46.635
2021-02-15 20:00 | 0 | 0.72382 | 0.7 | 38.41
2021-02-15 21:00 | 0 | 0.77382 | 0.67 | 34.865
2021-02-15 22:00 | 0 | 0.74742 | 0.68 | 33.125
2021-02-15 23:00 | 0 | 0.59766 | 0.7 | 34.675
2021-02-16 | 0 | 0.6525 | 0.7 | 34.445
2021-02-16 01:00 | 0 | 0.66793 | 0.72 | 35
2021-02-16 02:00 | 0 | 0.70678 | 0.7 | 33.25
2021-02-16 03:00 | 0 | 0.69612 | 0.72 | 32.42
2021-02-16 04:00 | 0 | 0.39817 | 0.72 | 33.365
2021-02-16 05:00 | 0 | 0.17382 | 0.72 | 36.84
2021-02-16 06:00 | 0.05088 | 0.17537 | 0.7 | 38.735
2021-02-16 07:00 | 0.45626 | 0.1125 | 0.65 | 33.005
2021-02-16 08:00 | 0.97939 | 0.060979 | 0.62 | 32.07
2021-02-16 09:00 | 0.96505 | 0.038386 | 0.6 | 32.075
2021-02-16 10:00 | 0.99077 | 0.037096 | 0.59 | 32.355
2021-02-16 11:00 | 0.96743 | 0.035796 | 0.59 | 31.78
2021-02-16 12:00 | 0.94739 | 0.053648 | 0.6 | 33.575
2021-02-16 13:00 | 0.91277 | 0.10026 | 0.6 | 35.315
2021-02-16 14:00 | 0.95627 | 0.15451 | 0.6 | 37.295
2021-02-16 15:00 | 0.99451 | 0.11953 | 0.61 | 36.685
2021-02-16 16:00 | 0.90157 | 0.23411 | 0.61 | 38.325
2021-02-16 17:00 | 0.49443 | 0.71191 | 0.6 | 35.725
2021-02-16 18:00 | 0.19469 | 0.77266 | 0.65 | 41.69
2021-02-16 19:00 | 0 | 0.81621 | 0.65 | 50.61
2021-02-16 20:00 | 0 | 0.86173 | 0.66 | 36.21
2021-02-16 21:00 | 0 | 0.83792 | 0.66 | 33.12
2021-02-16 22:00 | 0 | 0.87229 | 0.7 | 35.005
2021-02-16 23:00 | 0 | 0.7999 | 0.69 | 34.4
2021-02-17 | 0 | 0.81184 | 0.7 | 33.975
2021-02-17 01:00 | 0 | 0.86753 | 0.71 | 35.06
2021-02-17 02:00 | 0 | 0.85973 | 0.7 | 27.045
2021-02-17 03:00 | 0 | 0.8404 | 0.7 | 26.855
2021-02-17 04:00 | 0 | 0.82153 | 0.7 | 32.965
2021-02-17 05:00 | 0 | 0.75958 | 0.7 | 37.71
2021-02-17 06:00 | 0.050712 | 0.68236 | 0.7 | 40.08
2021-02-17 07:00 | 0.45451 | 0.66273 | 0.61 | 32.905
2021-02-17 08:00 | 0.97271 | 0.50794 | 0.59 | 26.205
2021-02-17 09:00 | 0.98289 | 0.30638 | 0.57 | 29.43
2021-02-17 10:00 | 0.97857 | 0.24055 | 0.57 | 32.045
2021-02-17 11:00 | 0.88703 | 0.2253 | 0.57 | 31.575
2021-02-17 12:00 | 0.82259 | 0.23783 | 0.57 | 30.915
2021-02-17 13:00 | 0.78373 | 0.23674 | 0.58 | 30.815
2021-02-17 14:00 | 0.76885 | 0.20162 | 0.6 | 38.76
2021-02-17 15:00 | 0.69319 | 0.17865 | 0.59 | 37.715
2021-02-17 16:00 | 0.68332 | 0.27491 | 0.58 | 33.835
2021-02-17 17:00 | 0.30032 | 0.61049 | 0.6 | 33.4
2021-02-17 18:00 | 0.053621 | 0.81719 | 0.64 | 47.645
2021-02-17 19:00 | 0 | 0.89101 | 0.7 | 51.7
2021-02-17 20:00 | 0 | 0.87312 | 0.66 | 37.455
2021-02-17 21:00 | 0 | 0.87771 | 0.67 | 35.03
2021-02-17 22:00 | 0 | 0.83459 | 0.67 | 34.01
2021-02-17 23:00 | 0 | 0.80917 | 0.69 | 32.955
2021-02-18 | 0 | 0.77469 | 0.7 | 33.665
2021-02-18 01:00 | 0 | 0.85116 | 0.71 | 33.7
2021-02-18 02:00 | 0 | 0.86713 | 0.71 | 27.115
2021-02-18 03:00 | 0 | 0.8373 | 0.71 | 26.87
2021-02-18 04:00 | 0 | 0.82165 | 0.71 | 30.79
2021-02-18 05:00 | 0 | 0.81944 | 0.7 | 34.61
2021-02-18 06:00 | 0.050307 | 0.76085 | 0.7 | 36.285
2021-02-18 07:00 | 0.43259 | 0.65143 | 0.65 | 31.21
2021-02-18 08:00 | 0.94482 | 0.55683 | 0.61 | 25.945
2021-02-18 09:00 | 1 | 0.55904 | 0.59 | 28.755
2021-02-18 10:00 | 0.98595 | 0.55074 | 0.59 | 29.7
2021-02-18 11:00 | 0.84642 | 0.48502 | 0.6 | 29.78
2021-02-18 12:00 | 0.75455 | 0.37215 | 0.6 | 28.18
2021-02-18 13:00 | 0.79525 | 0.31844 | 0.59 | 30.34
2021-02-18 14:00 | 0.71638 | 0.6778 | 0.6 | 30.985
2021-02-18 15:00 | 0.60644 | 0.8046 | 0.61 | 31.46
2021-02-18 16:00 | 0.29541 | 0.7499 | 0.62 | 33.385
2021-02-18 17:00 | 0.15123 | 0.71896 | 0.63 | 36.205
2021-02-18 18:00 | 0.034696 | 0.67231 | 0.65 | 43.385
2021-02-18 19:00 | 0 | 0.72768 | 0.67 | 77.015
2021-02-18 20:00 | 0 | 0.77682 | 0.7 | 39.635
2021-02-18 21:00 | 0 | 0.78049 | 0.67 | 32.93
2021-02-18 22:00 | 0 | 0.76166 | 0.67 | 32.2
2021-02-18 23:00 | 0 | 0.79383 | 0.69 | 32.77
2021-02-19 | 0 | 0.66449 | 0.69 | 30.66
2021-02-19 01:00 | 0 | 0.66845 | 0.7 | 31.79
2021-02-19 02:00 | 0 | 0.62241 | 0.7 | 27.625
2021-02-19 03:00 | 0 | 0.63716 | 0.7 | 30.71
2021-02-19 04:00 | 0 | 0.61625 | 0.7 | 30.84
2021-02-19 05:00 | 0 | 0.58941 | 0.71 | 33.04
2021-02-19 06:00 | 0.0078041 | 0.51071 | 0.71 | 37.61
2021-02-19 07:00 | 0.05867 | 0.42317 | 0.69 | 39.185
2021-02-19 08:00 | 0.14269 | 0.33814 | 0.67 | 37.72
2021-02-19 09:00 | 0.22347 | 0.31896 | 0.65 | 35.875
2021-02-19 10:00 | 0.30851 | 0.21794 | 0.64 | 32.11
2021-02-19 11:00 | 0.39349 | 0.16683 | 0.64 | 30.395
2021-02-19 12:00 | 0.37898 | 0.11625 | 0.63 | 38.265
2021-02-19 13:00 | 0.3296 | 0.059337 | 0.6 | 35.975
2021-02-19 14:00 | 0.25756 | 0.064456 | 0.65 | 45.375
2021-02-19 15:00 | 0.1691 | 0.16801 | 0.6 | 72.8
2021-02-19 16:00 | 0.11521 | 0.27653 | 0.7 | 56.825
2021-02-19 17:00 | 0.051475 | 0.36917 | 0.66 | 47.425
2021-02-19 18:00 | 0.017477 | 0.37581 | 0.67 | 106.47
2021-02-19 19:00 | 0 | 0.47252 | 0.66 | 63.715
2021-02-19 20:00 | 0 | 0.5122 | 0.66 | 51.01
2021-02-19 21:00 | 0 | 0.47881 | 0.67 | 36.2
2021-02-19 22:00 | 0 | 0.49392 | 0.68 | 35.885
2021-02-19 23:00 | 0 | 0.45081 | 0.69 | 35.285
2021-02-20 | 0 | 0.31342 | 0.69 | 30.93
2021-02-20 01:00 | 0 | 0.24194 | 0.7 | 32.39
2021-02-20 02:00 | 0 | 0.18072 | 0.72 | 33.565
2021-02-20 03:00 | 0 | 0.14821 | 0.72 | 32.77
2021-02-20 04:00 | 0 | 0.083003 | 0.72 | 32.68
2021-02-20 05:00 | 0 | 0.075204 | 0.72 | 33.65
2021-02-20 06:00 | 0.0036829 | 0.10815 | 0.72 | 33.595
2021-02-20 07:00 | 0.034539 | 0.096144 | 0.68 | 30.62
2021-02-20 08:00 | 0.18409 | 0.024837 | 0.66 | 30.5
2021-02-20 09:00 | 0.36938 | 0.023692 | 0.64 | 33.25
2021-02-20 10:00 | 0.5817 | 0.019418 | 0.62 | 30.68
2021-02-20 11:00 | 0.3755 | 0.022874 | 0.62 | 28.73
2021-02-20 12:00 | 0.52407 | 0.019263 | 0.61 | 30.08
2021-02-20 13:00 | 0.73457 | 0.012936 | 0.62 | 33.415
2021-02-20 14:00 | 0.76128 | 0.007816 | 0.63 | 34.855
2021-02-20 15:00 | 0.72583 | 0.002463 | 0.6 | 35.29
2021-02-20 16:00 | 0.18075 | 0.12215 | 0.65 | 34.38
2021-02-20 17:00 | 0.14349 | 0.26748 | 0.66 | 35.025
2021-02-20 18:00 | 0.063306 | 0.3615 | 0.69 | 56.015
2021-02-20 19:00 | 0 | 0.41492 | 0.7 | 45.21
2021-02-20 20:00 | 0 | 0.37101 | 0.7 | 41.255
2021-02-20 21:00 | 0 | 0.27856 | 0.7 | 35.17
2021-02-20 22:00 | 0 | 0.20635 | 0.7 | 35.095
2021-02-20 23:00 | 0 | 0.1135 | 0.7 | 33.395
2021-02-21 | 0 | 0.10035 | 0.71 | 32.395
2021-02-21 01:00 | 0 | 0.10521 | 0.71 | 32.51
2021-02-21 02:00 | 0 | 0.15596 | 0.71 | 32.355
2021-02-21 03:00 | 0 | 0.13972 | 0.7 | 31.96
2021-02-21 04:00 | 0 | 0.091854 | 0.71 | 32.27
2021-02-21 05:00 | 0 | 0.14259 | 0.7 | 32.035
2021-02-21 06:00 | 0.046147 | 0.26877 | 0.69 | 30.405
2021-02-21 07:00 | 0.41805 | 0.17861 | 0.6 | 25.845
2021-02-21 08:00 | 0.93286 | 0.1321 | 0.57 | 16.975
2021-02-21 09:00 | 0.9933 | 0.084489 | 0.54 | 19.915
2021-02-21 10:00 | 1 | 0.050523 | 0.53 | 17.815
2021-02-21 11:00 | 0.99765 | 0.055121 | 0.53 | 20.885
2021-02-21 12:00 | 0.95171 | 0.053576 | 0.55 | 25.125
2021-02-21 13:00 | 0.88737 | 0.047107 | 0.56 | 28.57
2021-02-21 14:00 | 0.8454 | 0.020547 | 0.56 | 28.375
2021-02-21 15:00 | 0.77399 | 0.010132 | 0.57 | 31.77
2021-02-21 16:00 | 0.80972 | 0.009647 | 0.58 | 34.495
2021-02-21 17:00 | 0.54863 | 0.019107 | 0.61 | 39.475
2021-02-21 18:00 | 0.1169 | 0.021955 | 0.65 | 46.4
2021-02-21 19:00 | 0 | 0.052691 | 0.7 | 56.09
2021-02-21 20:00 | 0 | 0.559 | 0.67 | 44.08
2021-02-21 21:00 | 0 | 0.82526 | 0.68 | 37.185
2021-02-21 22:00 | 0 | 0.84667 | 0.68 | 34.045
2021-02-21 23:00 | 0 | 0.788 | 0.7 | 34.7
2021-02-22 | 0 | 0.64027 | 0.7 | 33.375
2021-02-22 01:00 | 0 | 0.42371 | 0.72 | 33.92
2021-02-22 02:00 | 0 | 0.31751 | 0.72 | 34.51
2021-02-22 03:00 | 0 | 0.2994 | 0.7 | 33.26
2021-02-22 04:00 | 0 | 0.27669 | 0.72 | 33.435
2021-02-22 05:00 | 0 | 0.2033 | 0.72 | 35.51
2021-02-22 06:00 | 0.046545 | 0.11334 | 0.7 | 38.33
2021-02-22 07:00 | 0.43957 | 0.082898 | 0.63 | 32.475
2021-02-22 08:00 | 0.93795 | 0.051112 | 0.59 | 29.44
2021-02-22 09:00 | 0.96651 | 0.03509 | 0.55 | 23.04
2021-02-22 10:00 | 0.98249 | 0.021167 | 0.54 | 17.175
2021-02-22 11:00 | 0.98104 | 0.03274 | 0.54 | 23.825
2021-02-22 12:00 | 0.9941 | 0.02175 | 0.54 | 29.38
2021-02-22 13:00 | 0.9896 | 0.0092955 | 0.54 | 29.82
2021-02-22 14:00 | 0.99956 | 0.0085015 | 0.54 | 34.145
2021-02-22 15:00 | 0.99012 | 0.020403 | 0.55 | 34.43
2021-02-22 16:00 | 0.96388 | 0.045763 | 0.56 | 38.175
2021-02-22 17:00 | 0.66816 | 0.12223 | 0.58 | 36.78
2021-02-22 18:00 | 0.18138 | 0.16943 | 0.62 | 45.925
2021-02-22 19:00 | 0 | 0.62592 | 0.63 | 1198.815
2021-02-22 20:00 | 0 | 0.47914 | 0.65 | 39.78
2021-02-22 21:00 | 0 | 0.5797 | 0.67 | 77.465
2021-02-22 22:00 | 0 | 0.57869 | 0.67 | 40
2021-02-22 23:00 | 0 | 0.55394 | 0.7 | 34.215
2021-02-23 | 0 | 0.53513 | 0.67 | 33.965
2021-02-23 01:00 | 0 | 0.42281 | 0.7 | 35.43
2021-02-23 02:00 | 0 | 0.35768 | 0.69 | 30.85
2021-02-23 03:00 | 0 | 0.31284 | 0.69 | 28.72
2021-02-23 04:00 | 0 | 0.27443 | 0.69 | 32.835
2021-02-23 05:00 | 0 | 0.34528 | 0.7 | 37.35
2021-02-23 06:00 | 0.04269 | 0.3332 | 0.68 | 46.74
2021-02-23 07:00 | 0.40446 | 0.20182 | 0.62 | 35.41
2021-02-23 08:00 | 0.91238 | 0.17141 | 0.58 | 35.925
2021-02-23 09:00 | 0.96268 | 0.11118 | 0.56 | 31.915
2021-02-23 10:00 | 0.97767 | 0.10228 | 0.55 | 29.985
2021-02-23 11:00 | 0.98529 | 0.11709 | 0.55 | 29.325
2021-02-23 12:00 | 0.98656 | 0.17686 | 0.55 | 29.49
2021-02-23 13:00 | 0.96458 | 0.2598 | 0.55 | 32.69
2021-02-23 14:00 | 0.73879 | 0.26407 | 0.57 | 32.79
2021-02-23 15:00 | 0.57755 | 0.31353 | 0.57 | 31.21
2021-02-23 16:00 | 0.67013 | 0.39591 | 0.59 | 40.25
2021-02-23 17:00 | 0.26399 | 0.64204 | 0.6 | 51.885
2021-02-23 18:00 | 0.073376 | 0.76442 | 0.63 | 40.095
2021-02-23 19:00 | 0 | 0.61042 | 0.64 | 35.145
2021-02-23 20:00 | 0 | 0.52361 | 0.65 | 37.18
2021-02-23 21:00 | 0 | 0.50064 | 0.66 | 34.17
2021-02-23 22:00 | 0 | 0.6206 | 0.66 | 35.515
2021-02-23 23:00 | 0 | 0.55122 | 0.68 | 34.65
2021-02-24 | 0 | 0.087038 | 0.7 | 31.89
2021-02-24 01:00 | 0 | 0.001202 | 0.68 | 27.16
2021-02-24 02:00 | 0 | 0.042874 | 0.67 | 20.345
2021-02-24 03:00 | 0 | 0.061116 | 0.67 | 21.56
2021-02-24 04:00 | 0 | 0.055945 | 0.68 | 25.325
2021-02-24 05:00 | 0 | 0.063851 | 0.7 | 32.8
2021-02-24 06:00 | 0.026805 | 0.043722 | 0.67 | 37.46
2021-02-24 07:00 | 0.33992 | 0.036255 | 0.63 | 34.53
2021-02-24 08:00 | 0.74338 | 0.10457 | 0.59 | 32.32
2021-02-24 09:00 | 0.84576 | 0.26147 | 0.55 | 28.31
2021-02-24 10:00 | 0.8244 | 0.62832 | 0.54 | 23.945
2021-02-24 11:00 | 0.87536 | 0.78422 | 0.5 | 24.145
2021-02-24 12:00 | 0.82352 | 0.79307 | 0.55 | 31.055
2021-02-24 13:00 | 0.71336 | 0.76619 | 0.6 | 28.925
2021-02-24 14:00 | 0.79911 | 0.57626 | 0.6 | 32.695
2021-02-24 15:00 | 0.75892 | 0.50913 | 0.6 | 29.415
2021-02-24 16:00 | 0.41256 | 0.54464 | 0.59 | 31.7
2021-02-24 17:00 | 0.22205 | 0.5898 | 0.6 | 40.225
2021-02-24 18:00 | 0.03887 | 0.6102 | 0.62 | 49.345
2021-02-24 19:00 | 0 | 0.66411 | 0.64 | 51.53
2021-02-24 20:00 | 0 | 0.71149 | 0.64 | 47.665
2021-02-24 21:00 | 0 | 0.69965 | 0.65 | 40.5
2021-02-24 22:00 | 0 | 0.78361 | 0.66 | 42.775
2021-02-24 23:00 | 0 | 0.72537 | 0.67 | 38.73
2021-02-25 | 0 | 0.66815 | 0.67 | 37.75
2021-02-25 01:00 | 0 | 0.56259 | 0.67 | 34.77
2021-02-25 02:00 | 0 | 0.44725 | 0.67 | 31.955
2021-02-25 03:00 | 0 | 0.38244 | 0.68 | 34.495
2021-02-25 04:00 | 0 | 0.30946 | 0.68 | 35.895
2021-02-25 05:00 | 0 | 0.36738 | 0.7 | 39.175
2021-02-25 06:00 | 0.014697 | 0.23009 | 0.68 | 44.12
2021-02-25 07:00 | 0.20019 | 0.051671 | 0.64 | 40.44
2021-02-25 08:00 | 0.31526 | 0.044257 | 0.6 | 33.675
2021-02-25 09:00 | 0.4135 | 0.032364 | 0.58 | 38.48
2021-02-25 10:00 | 0.62673 | 0.026831 | 0.57 | 36.445
2021-02-25 11:00 | 0.76311 | 0.023723 | 0.57 | 33.12
2021-02-25 12:00 | 0.84149 | 0.034702 | 0.56 | 37.93
2021-02-25 13:00 | 0.78684 | 0.043027 | 0.57 | 37.685
2021-02-25 14:00 | 0.82338 | 0.046061 | 0.58 | 35.83
2021-02-25 15:00 | 0.85991 | 0.12154 | 0.57 | 28.76
2021-02-25 16:00 | 0.6588 | 0.29374 | 0.59 | 35.145
2021-02-25 17:00 | 0.31919 | 0.4085 | 0.63 | 43.41
2021-02-25 18:00 | 0.097527 | 0.51447 | 0.64 | 45.19
2021-02-25 19:00 | 0 | 0.62608 | 0.65 | 113.305
2021-02-25 20:00 | 0 | 0.72006 | 0.65 | 66.665
2021-02-25 21:00 | 0 | 0.7566 | 0.66 | 68.37
2021-02-25 22:00 | 0 | 0.68773 | 0.66 | 83.505
2021-02-25 23:00 | 0 | 0.71428 | 0.66 | 46.515
2021-02-26 | 0 | 0.65705 | 0.67 | 41.985
2021-02-26 01:00 | 0 | 0.58566 | 0.66 | 39.975
2021-02-26 02:00 | 0 | 0.50775 | 0.67 | 36.655
2021-02-26 03:00 | 0 | 0.39203 | 0.67 | 37.565
2021-02-26 04:00 | 0 | 0.18783 | 0.68 | 37.44
2021-02-26 05:00 | 0 | 0.07232 | 0.7 | 43.64
2021-02-26 06:00 | 0.042827 | 0.038136 | 0.68 | 54.97
2021-02-26 07:00 | 0.42545 | 0.042656 | 0.65 | 40.39
2021-02-26 08:00 | 0.77726 | 0.015504 | 0.63 | 32.835
2021-02-26 09:00 | 0.88329 | 0.024858 | 0.6 | 31.04
2021-02-26 10:00 | 0.83074 | 0.024043 | 0.58 | 30.67
2021-02-26 11:00 | 0.8524 | 0.027089 | 0.59 | 35.875
2021-02-26 12:00 | 0.8525 | 0.052443 | 0.6 | 46.815
2021-02-26 13:00 | 0.82872 | 0.091554 | 0.59 | 157.905
2021-02-26 14:00 | 0.76976 | 0.13587 | 0.61 | 57.675
2021-02-26 15:00 | 0.67388 | 0.22726 | 0.62 | 71.66
2021-02-26 16:00 | 0.62448 | 0.35215 | 0.62 | 124.995
2021-02-26 17:00 | 0.45663 | 0.44605 | 0.62 | 265.075
2021-02-26 18:00 | 0.10895 | 0.51811 | 0.63 | 54.575
2021-02-26 19:00 | 0 | 0.62745 | 0.65 | 80.525
2021-02-26 20:00 | 0 | 0.70599 | 0.66 | 98.64
2021-02-26 21:00 | 0 | 0.68281 | 0.67 | 66.925
2021-02-26 22:00 | 0 | 0.646 | 0.68 | 48.44
2021-02-26 23:00 | 0 | 0.5728 | 0.7 | 44.29
2021-02-27 | 0 | 0.51346 | 0.68 | 38.045
2021-02-27 01:00 | 0 | 0.52184 | 0.69 | 38.46
2021-02-27 02:00 | 0 | 0.52653 | 0.7 | 36.96
2021-02-27 03:00 | 0 | 0.48491 | 0.7 | 36.79
2021-02-27 04:00 | 0 | 0.38559 | 0.72 | 37.84
2021-02-27 05:00 | 0 | 0.31389 | 0.7 | 38.45
2021-02-27 06:00 | 0.02338 | 0.23343 | 0.71 | 38.5
2021-02-27 07:00 | 0.38959 | 0.14156 | 0.66 | 36.455
2021-02-27 08:00 | 0.755 | 0.07132 | 0.7 | 36.29
2021-02-27 09:00 | 0.73824 | 0.063272 | 0.63 | 36.015
2021-02-27 10:00 | 0.83917 | 0.059298 | 0.62 | 37.47
2021-02-27 11:00 | 0.83403 | 0.099105 | 0.61 | 37.1
2021-02-27 12:00 | 0.86013 | 0.17374 | 0.62 | 37.765
2021-02-27 13:00 | 0.81526 | 0.23532 | 0.63 | 39.01
2021-02-27 14:00 | 0.72322 | 0.25122 | 0.63 | 41.35
2021-02-27 15:00 | 0.5936 | 0.35979 | 0.64 | 51.1
2021-02-27 16:00 | 0.3593 | 0.423 | 0.64 | 160.395
2021-02-27 17:00 | 0.26021 | 0.45331 | 0.66 | 43.815
2021-02-27 18:00 | 0.056582 | 0.58461 | 0.66 | 55.755
2021-02-27 19:00 | 0 | 0.64721 | 0.66 | 60.245
2021-02-27 20:00 | 0 | 0.66482 | 0.67 | 46.485
2021-02-27 21:00 | 0 | 0.70235 | 0.68 | 41.4
2021-02-27 22:00 | 0 | 0.66331 | 0.7 | 43.2
2021-02-27 23:00 | 0 | 0.70598 | 0.7 | 42.78
2021-02-28 | 0 | 0.75599 | 0.69 | 40.33
2021-02-28 01:00 | 0 | 0.71627 | 0.69 | 44.54
2021-02-28 02:00 | 0 | 0.62154 | 0.7 | 41.24
2021-02-28 03:00 | 0 | 0.44692 | 0.7 | 41.15
2021-02-28 04:00 | 0 | 0.3739 | 0.7 | 40
2021-02-28 05:00 | 0 | 0.31368 | 0.7 | 37.4
2021-02-28 06:00 | 0.0059289 | 0.33527 | 0.69 | 35.98
2021-02-28 07:00 | 0.11197 | 0.31781 | 0.67 | 32.895
2021-02-28 08:00 | 0.15766 | 0.26931 | 0.65 | 29.94
2021-02-28 09:00 | 0.38379 | 0.20731 | 0.63 | 32.295
2021-02-28 10:00 | 0.53934 | 0.17623 | 0.6 | 39.56
2021-02-28 11:00 | 0.61352 | 0.19595 | 0.62 | 32.37
2021-02-28 12:00 | 0.59808 | 0.21839 | 0.63 | 37.18
2021-02-28 13:00 | 0.60473 | 0.2134 | 0.64 | 43.25
2021-02-28 14:00 | 0.69595 | 0.32558 | 0.64 | 56.06
2021-02-28 15:00 | 0.56804 | 0.54732 | 0.65 | 111.91
2021-02-28 16:00 | 0.2383 | 0.56358 | 0.65 | 64.555
2021-02-28 17:00 | 0.083911 | 0.48995 | 0.65 | 55.45
2021-02-28 18:00 | 0.013503 | 0.38298 | 0.65 | 128.275
2021-02-28 19:00 | 0 | 0.3577 | 0.65 | 72.38
2021-02-28 20:00 | 0 | 0.48461 | 0.67 | 49.53
2021-02-28 21:00 | 0 | 0.47801 | 0.68 | 40.485
2021-02-28 22:00 | 0 | 0.58318 | 0.7 | 41.315
2021-02-28 23:00 | 0 | 0.66097 | 0.71 | 51.96
2021-03-01 | 0 | 0.60965 | 0.71 | 38.74
2021-03-01 01:00 | 0 | 0.7082 | 0.71 | 41.24
2021-03-01 02:00 | 0 | 0.63707 | 0.72 | 38.77
2021-03-01 03:00 | 0 | 0.6315 | 0.71 | 38.355
2021-03-01 04:00 | 0 | 0.62371 | 0.7 | 38.105
2021-03-01 05:00 | 0 | 0.55541 | 0.72 | 45.995
2021-03-01 06:00 | 0.022956 | 0.39481 | 0.7 | 68.035
2021-03-01 07:00 | 0.30623 | 0.31977 | 0.67 | 97.3
2021-03-01 08:00 | 0.26413 | 0.21788 | 0.66 | 333.97
2021-03-01 09:00 | 0.44033 | 0.23464 | 0.64 | 65.575
2021-03-01 10:00 | 0.56046 | 0.11023 | 0.62 | 85.52
2021-03-01 11:00 | 0.61327 | 0.046815 | 0.61 | 76.8
2021-03-01 12:00 | 0.57637 | 0.081633 | 0.62 | 59.365
2021-03-01 13:00 | 0.31509 | 0.084113 | 0.61 | 44.485
2021-03-01 14:00 | 0.21745 | 0.17499 | 0.62 | 43.97
2021-03-01 15:00 | 0.20861 | 0.22186 | 0.63 | 44.985
2021-03-01 16:00 | 0.16284 | 0.17938 | 0.6 | 51.9
2021-03-01 17:00 | 0.10671 | 0.25123 | 0.65 | 69.775
2021-03-01 18:00 | 0.012689 | 0.36407 | 0.65 | 46.935
2021-03-01 19:00 | 0 | 0.46872 | 0.65 | 47.065
2021-03-01 20:00 | 0 | 0.62974 | 0.66 | 39.45
2021-03-01 21:00 | 0 | 0.6746 | 0.67 | 37.69
2021-03-01 22:00 | 0 | 0.61235 | 0.7 | 37.425
2021-03-01 23:00 | 0 | 0.55591 | 0.71 | 39.14
2021-03-02 | 0 | 0.47513 | 0.7 | 38.905
2021-03-02 01:00 | 0 | 0.486 | 0.71 | 37.055
2021-03-02 02:00 | 0 | 0.50887 | 0.71 | 37.21
2021-03-02 03:00 | 0 | 0.45465 | 0.71 | 35.025
2021-03-02 04:00 | 0 | 0.3826 | 0.71 | 35.455
2021-03-02 05:00 | 0 | 0.3871 | 0.71 | 37.13
2021-03-02 06:00 | 0.0040599 | 0.32383 | 0.7 | 51.615
2021-03-02 07:00 | 0.096239 | 0.33209 | 0.65 | 50.53
2021-03-02 08:00 | 0.33979 | 0.21361 | 0.62 | 35.3
2021-03-02 09:00 | 0.68852 | 0.21042 | 0.6 | 33.78
2021-03-02 10:00 | 0.88664 | 0.17075 | 0.57 | 33.31
2021-03-02 11:00 | 0.83253 | 0.15683 | 0.56 | 30.345
2021-03-02 12:00 | 0.81848 | 0.17287 | 0.56 | 32.98
2021-03-02 13:00 | 0.85404 | 0.19807 | 0.55 | 32.23
2021-03-02 14:00 | 0.8237 | 0.23456 | 0.55 | 39.34
2021-03-02 15:00 | 0.87952 | 0.27098 | 0.57 | 39.845
2021-03-02 16:00 | 0.89095 | 0.25954 | 0.58 | 90.39
2021-03-02 17:00 | 0.50567 | 0.24314 | 0.6 | 50.6
2021-03-02 18:00 | 0.060864 | 0.27889 | 0.63 | 40.99
2021-03-02 19:00 | 0 | 0.48061 | 0.64 | 99.04
2021-03-02 20:00 | 0 | 0.58828 | 0.66 | 66.58
2021-03-02 21:00 | 0 | 0.5974 | 0.67 | 42.58
2021-03-02 22:00 | 0 | 0.57356 | 0.69 | 51.955
2021-03-02 23:00 | 0 | 0.50657 | 0.7 | 43.915
2021-03-03 | 0 | 0.544 | 0.68 | 40.06
2021-03-03 01:00 | 0 | 0.62254 | 0.68 | 37.77
2021-03-03 02:00 | 0 | 0.71867 | 0.68 | 35.065
2021-03-03 03:00 | 0 | 0.79165 | 0.69 | 35.59
2021-03-03 04:00 | 0 | 0.79335 | 0.69 | 36.47
2021-03-03 05:00 | 0 | 0.76727 | 0.69 | 36.645
2021-03-03 06:00 | 0.019967 | 0.73515 | 0.68 | 46.865
2021-03-03 07:00 | 0.35 | 0.55017 | 0.62 | 67.32
2021-03-03 08:00 | 0.91433 | 0.43503 | 0.59 | 32.985
2021-03-03 09:00 | 0.78926 | 0.38204 | 0.57 | 34.81
2021-03-03 10:00 | 0.81368 | 0.27942 | 0.6 | 43.57
2021-03-03 11:00 | 0.91915 | 0.14381 | 0.56 | 34.64
2021-03-03 12:00 | 0.86747 | 0.14912 | 0.56 | 32.02
2021-03-03 13:00 | 0.84977 | 0.17211 | 0.56 | 30.06
2021-03-03 14:00 | 0.87698 | 0.33219 | 0.57 | 31.315
2021-03-03 15:00 | 0.85414 | 0.54317 | 0.58 | 28.86
2021-03-03 16:00 | 0.71656 | 0.498 | 0.59 | 32.485
2021-03-03 17:00 | 0.41055 | 0.6231 | 0.62 | 36.11
2021-03-03 18:00 | 0.032984 | 0.76899 | 0.65 | 41.435
2021-03-03 19:00 | 0 | 0.82941 | 0.65 | 45.51
2021-03-03 20:00 | 0 | 0.85695 | 0.66 | 39.39
2021-03-03 21:00 | 0 | 0.9069 | 0.66 | 35.9
2021-03-03 22:00 | 0 | 0.90214 | 0.67 | 36.27
2021-03-03 23:00 | 0 | 0.89221 | 0.68 | 38.33
2021-03-04 | 0 | 0.87934 | 0.68 | 36.62
2021-03-04 01:00 | 0 | 0.92733 | 0.68 | 31.515
2021-03-04 02:00 | 0 | 0.9179 | 0.68 | 28.86
2021-03-04 03:00 | 0 | 0.91709 | 0.69 | 31.105
2021-03-04 04:00 | 0 | 0.91709 | 0.69 | 34.755
2021-03-04 05:00 | 0 | 0.92339 | 0.68 | 37.475
2021-03-04 06:00 | 0.0058218 | 0.90461 | 0.69 | 49.325
2021-03-04 07:00 | 0.15824 | 0.894 | 0.65 | 43.095
2021-03-04 08:00 | 0.22264 | 0.85134 | 0.61 | 35.985
2021-03-04 09:00 | 0.39648 | 0.80631 | 0.59 | 29.72
2021-03-04 10:00 | 0.3755 | 0.63841 | 0.57 | 25.755
2021-03-04 11:00 | 0.33161 | 0.52073 | 0.56 | 13.035
2021-03-04 12:00 | 0.31208 | 0.41429 | 0.57 | 25.12
2021-03-04 13:00 | 0.10566 | 0.29913 | 0.58 | 30.9
2021-03-04 14:00 | 0.3115 | 0.25116 | 0.58 | 27.765
2021-03-04 15:00 | 0.19288 | 0.23107 | 0.6 | 22.745
2021-03-04 16:00 | 0.26697 | 0.31617 | 0.6 | 29.18
2021-03-04 17:00 | 0.22515 | 0.43837 | 0.63 | 34.645
2021-03-04 18:00 | 0.034615 | 0.60468 | 0.66 | 43.03
2021-03-04 19:00 | 0 | 0.67508 | 0.66 | 172.07
2021-03-04 20:00 | 0 | 0.7154 | 0.67 | 42.29
2021-03-04 21:00 | 0 | 0.80262 | 0.7 | 37.57
2021-03-04 22:00 | 0 | 0.85652 | 0.69 | 39.025
2021-03-04 23:00 | 0 | 0.9196 | 0.69 | 37.895
2021-03-05 | 0 | 0.88851 | 0.69 | 35.185
2021-03-05 01:00 | 0 | 0.91298 | 0.69 | 31.605
2021-03-05 02:00 | 0 | 0.92242 | 0.69 | 29.71
2021-03-05 03:00 | 0 | 0.90659 | 0.7 | 28.935
2021-03-05 04:00 | 0 | 0.87909 | 0.7 | 32.33
2021-03-05 05:00 | 0 | 0.89741 | 0.7 | 34.08
2021-03-05 06:00 | 0.014824 | 0.8677 | 0.7 | 45.825
2021-03-05 07:00 | 0.2996 | 0.65986 | 0.64 | 36.3
2021-03-05 08:00 | 0.79509 | 0.43601 | 0.59 | 22.52
2021-03-05 09:00 | 0.96379 | 0.30289 | 0.55 | 14.645
2021-03-05 10:00 | 0.99343 | 0.21088 | 0.5 | 16.325
2021-03-05 11:00 | 0.99251 | 0.19608 | 0.53 | 13.31
2021-03-05 12:00 | 0.91153 | 0.19148 | 0.53 | 9.745
2021-03-05 13:00 | 0.78023 | 0.22303 | 0.54 | 19.115
2021-03-05 14:00 | 0.67035 | 0.21758 | 0.56 | 22.985
2021-03-05 15:00 | 0.50982 | 0.19281 | 0.57 | 27.805
2021-03-05 16:00 | 0.59523 | 0.15098 | 0.6 | 32.115
2021-03-05 17:00 | 0.35403 | 0.12739 | 0.63 | 38.145
2021-03-05 18:00 | 0.056127 | 0.14033 | 0.65 | 45.685
2021-03-05 19:00 | 0 | 0.14512 | 0.65 | 1274.275
2021-03-05 20:00 | 0 | 0.19138 | 0.68 | 43.035
2021-03-05 21:00 | 0 | 0.18324 | 0.7 | 42.89
2021-03-05 22:00 | 0 | 0.11548 | 0.7 | 41.505
2021-03-05 23:00 | 0 | 0.096348 | 0.7 | 37.79
2021-03-06 | 0 | 0.01777 | 0.7 | 37.77
2021-03-06 01:00 | 0 | 0.0019985 | 0.72 | 35.54
2021-03-06 02:00 | 0 | 0.0023045 | 0.71 | 33.06
2021-03-06 03:00 | 0 | 0.001741 | 0.69 | 28.645
2021-03-06 04:00 | 0 | 0.0026305 | 0.69 | 30.09
2021-03-06 05:00 | 0 | 0.009186 | 0.69 | 36.145
2021-03-06 06:00 | 0.02041 | 0.010762 | 0.68 | 36.51
2021-03-06 07:00 | 0.3466 | 0.000801 | 0.62 | 27.2
2021-03-06 08:00 | 0.80476 | 0.0042385 | 0.56 | 6.495
2021-03-06 09:00 | 0.90907 | 0.003083 | 0.55 | 13.515
2021-03-06 10:00 | 0.93751 | 0.002336 | 0.55 | 12.79
2021-03-06 11:00 | 0.9567 | 0.0043135 | 0.55 | 17.755
2021-03-06 12:00 | 0.91324 | 0.014046 | 0.55 | 25.205
2021-03-06 13:00 | 0.87068 | 0.035435 | 0.56 | 25.555
2021-03-06 14:00 | 0.86715 | 0.12598 | 0.58 | 25.53
2021-03-06 15:00 | 0.82796 | 0.25412 | 0.6 | 23.99
2021-03-06 16:00 | 0.66353 | 0.4497 | 0.61 | 30.41
2021-03-06 17:00 | 0.3674 | 0.55939 | 0.63 | 36.12
2021-03-06 18:00 | 0.032266 | 0.61472 | 0.65 | 52.905
2021-03-06 19:00 | 0 | 0.64673 | 0.66 | 55.635
2021-03-06 20:00 | 0 | 0.73325 | 0.67 | 38.475
2021-03-06 21:00 | 0 | 0.74361 | 0.67 | 34.465
2021-03-06 22:00 | 0 | 0.81131 | 0.68 | 34.88
2021-03-06 23:00 | 0 | 0.80981 | 0.68 | 35.695
2021-03-07 | 0 | 0.78292 | 0.68 | 37.76
2021-03-07 01:00 | 0 | 0.74121 | 0.68 | 35.705
2021-03-07 02:00 | 0 | 0.66229 | 0.69 | 36.56
2021-03-07 03:00 | 0 | 0.56615 | 0.69 | 35.35
2021-03-07 04:00 | 0 | 0.63481 | 0.68 | 36.01
2021-03-07 05:00 | 0 | 0.66042 | 0.69 | 36.73
2021-03-07 06:00 | 0.0060145 | 0.58152 | 0.68 | 35.68
2021-03-07 07:00 | 0.16927 | 0.36869 | 0.64 | 31.795
2021-03-07 08:00 | 0.45267 | 0.19327 | 0.6 | 26.23
2021-03-07 09:00 | 0.61443 | 0.090372 | 0.56 | 23.8
2021-03-07 10:00 | 0.71525 | 0.070601 | 0.55 | 20.5
2021-03-07 11:00 | 0.70655 | 0.071406 | 0.54 | 12.325
2021-03-07 12:00 | 0.60143 | 0.16643 | 0.55 | 12.24
2021-03-07 13:00 | 0.58538 | 0.20502 | 0.57 | 26.14
2021-03-07 14:00 | 0.52431 | 0.28326 | 0.58 | 30.695
2021-03-07 15:00 | 0.27744 | 0.37843 | 0.59 | 28.6
2021-03-07 16:00 | 0.1783 | 0.47352 | 0.62 | 35.42
2021-03-07 17:00 | 0.047782 | 0.54802 | 0.64 | 50.33
2021-03-07 18:00 | 0.0058789 | 0.66841 | 0.65 | 69.305
2021-03-07 19:00 | 0 | 0.65418 | 0.65 | 179.805
2021-03-07 20:00 | 0 | 0.69237 | 0.66 | 44.185
2021-03-07 21:00 | 0 | 0.76948 | 0.67 | 38.72
2021-03-07 22:00 | 0 | 0.74151 | 0.67 | 36.98
2021-03-07 23:00 | 0 | 0.71433 | 0.67 | 37.315
2021-03-08 | 0 | 0.71261 | 0.67 | 35.22
2021-03-08 01:00 | 0 | 0.63862 | 0.7 | 36.265
2021-03-08 02:00 | 0 | 0.62607 | 0.69 | 36.075
2021-03-08 03:00 | 0 | 0.5389 | 0.69 | 36.815
2021-03-08 04:00 | 0 | 0.49476 | 0.69 | 36.655
2021-03-08 05:00 | 0 | 0.38305 | 0.7 | 37.645
2021-03-08 06:00 | 0.0044581 | 0.33375 | 0.68 | 63.025
2021-03-08 07:00 | 0.18336 | 0.16838 | 0.62 | 40.715
2021-03-08 08:00 | 0.39995 | 0.049855 | 0.59 | 28.67
2021-03-08 09:00 | 0.5651 | 0.039834 | 0.58 | 26.04
2021-03-08 10:00 | 0.46739 | 0.038539 | 0.56 | 27.85
2021-03-08 11:00 | 0.62093 | 0.032813 | 0.56 | 32.625
2021-03-08 12:00 | 0.66751 | 0.0713 | 0.58 | 37.62
2021-03-08 13:00 | 0.62073 | 0.16325 | 0.58 | 41.305
2021-03-08 14:00 | 0.50684 | 0.25975 | 0.58 | 36.485
2021-03-08 15:00 | 0.5068 | 0.30489 | 0.58 | 39.38
2021-03-08 16:00 | 0.33376 | 0.45021 | 0.61 | 42.06
2021-03-08 17:00 | 0.11448 | 0.61251 | 0.61 | 45.91
2021-03-08 18:00 | 0.010254 | 0.73066 | 0.62 | 1277.965
2021-03-08 19:00 | 0 | 0.74361 | 0.64 | 59.095
2021-03-08 20:00 | 0 | 0.80313 | 0.65 | 60.14
2021-03-08 21:00 | 0 | 0.75344 | 0.66 | 49.925
2021-03-08 22:00 | 0 | 0.72044 | 0.67 | 38.39
2021-03-08 23:00 | 0 | 0.5123 | 0.69 | 39.79
2021-03-09 | 0 | 0.5146 | 0.69 | 38.58
2021-03-09 01:00 | 0 | 0.47928 | 0.69 | 40.78
2021-03-09 02:00 | 0 | 0.43589 | 0.7 | 36.5
2021-03-09 03:00 | 0 | 0.37812 | 0.7 | 35.8
2021-03-09 04:00 | 0 | 0.32439 | 0.7 | 36.56
2021-03-09 05:00 | 0 | 0.25339 | 0.7 | 41.14
2021-03-09 06:00 | 0.0028345 | 0.22884 | 0.68 | 213.04
2021-03-09 07:00 | 0.10753 | 0.085382 | 0.63 | 67.375
2021-03-09 08:00 | 0.24134 | 0.011474 | 0.6 | 34.88
2021-03-09 09:00 | 0.48971 | 0.0065215 | 0.57 | 25.79
2021-03-09 10:00 | 0.66844 | 0.006128 | 0.55 | 17.28
2021-03-09 11:00 | 0.71257 | 0.0065345 | 0.55 | 14.35
2021-03-09 12:00 | 0.72527 | 0.019119 | 0.56 | 30.085
2021-03-09 13:00 | 0.73536 | 0.032365 | 0.56 | 29.505
2021-03-09 14:00 | 0.64208 | 0.04665 | 0.56 | 33.48
2021-03-09 15:00 | 0.55184 | 0.085402 | 0.57 | 29.575
2021-03-09 16:00 | 0.32204 | 0.17108 | 0.58 | 43.455
2021-03-09 17:00 | 0.15247 | 0.38482 | 0.62 | 54.71
2021-03-09 18:00 | 0.020863 | 0.5027 | 0.64 | 101.99
2021-03-09 19:00 | 0 | 0.4545 | 0.64 | 1204.87
2021-03-09 20:00 | 0 | 0.42727 | 0.66 | 50.745
2021-03-09 21:00 | 0 | 0.34764 | 0.67 | 45.785
2021-03-09 22:00 | 0 | 0.21568 | 0.7 | 44.245
2021-03-09 23:00 | 0 | 0 | 0.7 | 40.445
2021-03-10 | 0 | 0.004791 | 0.71 | 41.51
2021-03-10 01:00 | 0 | 0.0022695 | 0.71 | 39.705
2021-03-10 02:00 | 0 | 0.0031945 | 0.71 | 35.73
2021-03-10 03:00 | 0 | 0.021264 | 0.71 | 35.57
2021-03-10 04:00 | 0 | 0.067189 | 0.71 | 37.86
2021-03-10 05:00 | 0 | 0.066166 | 0.71 | 41.325
2021-03-10 06:00 | 0.0034813 | 0.014901 | 0.68 | 63.46
2021-03-10 07:00 | 0.17464 | 0.027141 | 0.62 | 37.645
2021-03-10 08:00 | 0.49474 | 0.016048 | 0.58 | 29.585
2021-03-10 09:00 | 0.71777 | 0.010592 | 0.57 | 25.68
2021-03-10 10:00 | 0.80776 | 0.0092195 | 0.55 | 26.46
2021-03-10 11:00 | 0.84144 | 0.018915 | 0.55 | 26.265
2021-03-10 12:00 | 0.82125 | 0.035311 | 0.57 | 32.3
2021-03-10 13:00 | 0.76423 | 0.049389 | 0.57 | 39.96
2021-03-10 14:00 | 0.68163 | 0.12971 | 0.6 | 55.865
2021-03-10 15:00 | 0.56716 | 0.28816 | 0.57 | 32.105
2021-03-10 16:00 | 0.39662 | 0.44957 | 0.58 | 59.165
2021-03-10 17:00 | 0.085154 | 0.61534 | 0.6 | 39.49
2021-03-10 18:00 | 0.010362 | 0.65378 | 0.63 | 62.265
2021-03-10 19:00 | 0 | 0.63781 | 0.65 | 59.255
2021-03-10 20:00 | 0 | 0.6744 | 0.65 | 47.26
2021-03-10 21:00 | 0 | 0.70012 | 0.66 | 40.22
2021-03-10 22:00 | 0 | 0.69587 | 0.67 | 42.84
2021-03-10 23:00 | 0 | 0.72112 | 0.68 | 36.615
2021-03-11 | 0 | 0.74783 | 0.68 | 34.715
2021-03-11 01:00 | 0 | 0.68707 | 0.7 | 34.29
2021-03-11 02:00 | 0 | 0.56232 | 0.7 | 30.96
2021-03-11 03:00 | 0 | 0.40329 | 0.7 | 30.815
2021-03-11 04:00 | 0 | 0.13047 | 0.71 | 33.62
2021-03-11 05:00 | 0 | 0.074298 | 0.7 | 36.35
2021-03-11 06:00 | 0.0012511 | 0.1032 | 0.69 | 45.92
2021-03-11 07:00 | 0.036587 | 0.12209 | 0.66 | 45.115
2021-03-11 08:00 | 0.076682 | 0.047907 | 0.63 | 40.915
2021-03-11 09:00 | 0.12393 | 0.04368 | 0.62 | 33.31
2021-03-11 10:00 | 0.19065 | 0.040899 | 0.6 | 58.505
2021-03-11 11:00 | 0.29302 | 0.042155 | 0.59 | 48.855
2021-03-11 12:00 | 0.46232 | 0.086495 | 0.59 | 41.615
2021-03-11 13:00 | 0.31342 | 0.14244 | 0.6 | 47.23
2021-03-11 14:00 | 0.28635 | 0.21723 | 0.6 | 45.9
2021-03-11 15:00 | 0.1745 | 0.2956 | 0.61 | 33.415
2021-03-11 16:00 | 0.20241 | 0.46463 | 0.6 | 41.57
2021-03-11 17:00 | 0.072408 | 0.60444 | 0.62 | 47.4
2021-03-11 18:00 | 0.021619 | 0.69686 | 0.65 | 72.915
2021-03-11 19:00 | 0 | 0.71404 | 0.65 | 63.505
2021-03-11 20:00 | 0 | 0.70215 | 0.67 | 44.155
2021-03-11 21:00 | 0 | 0.80205 | 0.66 | 36.94
2021-03-11 22:00 | 0 | 0.76857 | 0.66 | 36.3
2021-03-11 23:00 | 0 | 0.80762 | 0.68 | 35.26
2021-03-12 | 0 | 0.78712 | 0.69 | 34.29
2021-03-12 01:00 | 0 | 0.7474 | 0.69 | 33.045
2021-03-12 02:00 | 0 | 0.59928 | 0.7 | 30.48
2021-03-12 03:00 | 0 | 0.45041 | 0.69 | 30.67
2021-03-12 04:00 | 0 | 0.36947 | 0.69 | 32.09
2021-03-12 05:00 | 0 | 0.2975 | 0.7 | 34.955
2021-03-12 06:00 | 0.0073541 | 0.2757 | 0.69 | 43.975
2021-03-12 07:00 | 0.26066 | 0.18582 | 0.63 | 40.1
2021-03-12 08:00 | 0.49465 | 0.091537 | 0.59 | 23.61
2021-03-12 09:00 | 0.68793 | 0.05154 | 0.59 | 13.51
2021-03-12 10:00 | 0.79779 | 0.036574 | 0.58 | 26.395
2021-03-12 11:00 | 0.77679 | 0.026824 | 0.58 | 35.355
2021-03-12 12:00 | 0.74193 | 0.044126 | 0.59 | 37.16
2021-03-12 13:00 | 0.77184 | 0.068344 | 0.58 | 37.21
2021-03-12 14:00 | 0.61664 | 0.087557 | 0.6 | 45.73
2021-03-12 15:00 | 0.5932 | 0.11654 | 0.61 | 36.77
2021-03-12 16:00 | 0.36369 | 0.18152 | 0.61 | 35.505
2021-03-12 17:00 | 0.14878 | 0.37223 | 0.64 | 44.99
2021-03-12 18:00 | 0.023186 | 0.63021 | 0.65 | 144.845
2021-03-12 19:00 | 0 | 0.7244 | 0.64 | 59.63
2021-03-12 20:00 | 0 | 0.73779 | 0.66 | 49.66
2021-03-12 21:00 | 0 | 0.77779 | 0.67 | 43.815
2021-03-12 22:00 | 0 | 0.78411 | 0.68 | 42.745
2021-03-12 23:00 | 0 | 0.67196 | 0.69 | 38.27
2021-03-13 | 0 | 0.549 | 0.69 | 36.25
2021-03-13 01:00 | 0 | 0.39032 | 0.7 | 32.8
2021-03-13 02:00 | 0 | 0.29419 | 0.7 | 29.725
2021-03-13 03:00 | 0 | 0.23345 | 0.7 | 31.235
2021-03-13 04:00 | 0 | 0.16836 | 0.7 | 32.465
2021-03-13 05:00 | 0 | 0.13753 | 0.7 | 32.965
2021-03-13 06:00 | 0.006473 | 0.11203 | 0.7 | 28.995
2021-03-13 07:00 | 0.21176 | 0.099072 | 0.64 | 15.82
2021-03-13 08:00 | 0.64546 | 0.06833 | 0.59 | 18.355
2021-03-13 09:00 | 0.55855 | 0.064566 | 0.58 | 21.705
2021-03-13 10:00 | 0.57248 | 0.055579 | 0.58 | 24.03
2021-03-13 11:00 | 0.67967 | 0.058401 | 0.57 | 7.08
2021-03-13 12:00 | 0.69428 | 0.079615 | 0.57 | 23.665
2021-03-13 13:00 | 0.65641 | 0.12247 | 0.57 | 26.695
2021-03-13 14:00 | 0.75842 | 0.15651 | 0.58 | 13.21
2021-03-13 15:00 | 0.61021 | 0.17867 | 0.59 | 16.985
2021-03-13 16:00 | 0.46794 | 0.29934 | 0.62 | 30.68
2021-03-13 17:00 | 0.22516 | 0.33083 | 0.65 | 50.41
2021-03-13 18:00 | 0.027272 | 0.48669 | 0.66 | 73.87
2021-03-13 19:00 | 0 | 0.60314 | 0.7 | 63.41
2021-03-13 20:00 | 0 | 0.56769 | 0.67 | 40.89
2021-03-13 21:00 | 0 | 0.53775 | 0.67 | 37.03
2021-03-13 22:00 | 0 | 0.54129 | 0.68 | 35.925
2021-03-13 23:00 | 0 | 0.54925 | 0.69 | 36.195
2021-03-14 | 0 | 0.48038 | 0.69 | 36.4
2021-03-14 01:00 | 0 | 0.39221 | 0.69 | 36.25
2021-03-14 02:00 | 0 | 0.3369 | 0.69 | 34.685
2021-03-14 03:00 | 0 | 0.32265 | 0.7 | 33.71
2021-03-14 04:00 | 0 | 0.31815 | 0.7 | 34.505
2021-03-14 05:00 | 0 | 0.27228 | 0.71 | 35.32
2021-03-14 06:00 | 0.0090013 | 0.19838 | 0.71 | 32.31
2021-03-14 07:00 | 0.27388 | 0.078513 | 0.64 | 27.7
2021-03-14 08:00 | 0.7278 | 0.017101 | 0.59 | 11.23
2021-03-14 09:00 | 0.79049 | 0.0085105 | 0.58 | 23.84
2021-03-14 10:00 | 0.86554 | 0.0064935 | 0.6 | 18.33
2021-03-14 11:00 | 0.86 | 0.000408 | 0.56 | 24.13
2021-03-14 12:00 | 0.85303 | 0.0020135 | 0.58 | 25.67
2021-03-14 13:00 | 0.85705 | 0.00099 | 0.6 | 24.24
2021-03-14 14:00 | 0.84367 | 0.001638 | 0.59 | 27.08
2021-03-14 15:00 | 0.76819 | 0.005098 | 0.6 | 28.42
2021-03-14 16:00 | 0.66714 | 0.024512 | 0.62 | 33.84
2021-03-14 17:00 | 0.28058 | 0.056435 | 0.6 | 38.63
2021-03-14 18:00 | 0.038302 | 0.20938 | 0.65 | 50.375
2021-03-14 19:00 | 0 | 0.34417 | 0.65 | 1021.915
2021-03-14 20:00 | 0 | 0.45 | 0.67 | 47.31
2021-03-14 21:00 | 0 | 0.37527 | 0.7 | 37.545
2021-03-14 22:00 | 0 | 0.32433 | 0.7 | 37.015
2021-03-14 23:00 | 0 | 0.29718 | 0.72 | 37.635
2021-03-15 | 0 | 0.29281 | 0.72 | 36.085
2021-03-15 01:00 | 0 | 0.36432 | 0.72 | 36.395
2021-03-15 02:00 | 0 | 0.35855 | 0.72 | 35.115
2021-03-15 03:00 | 0 | 0.26821 | 0.73 | 31.745
2021-03-15 04:00 | 0 | 0.14916 | 0.72 | 34.52
2021-03-15 05:00 | 0 | 0.060783 | 0.72 | 36.995
2021-03-15 06:00 | 0.0050742 | 0.070601 | 0.71 | 47.805
2021-03-15 07:00 | 0.24465 | 0.12892 | 0.66 | 41.12
2021-03-15 08:00 | 0.4464 | 0.13778 | 0.64 | 31.675
2021-03-15 09:00 | 0.62236 | 0.1004 | 0.6 | 35.74
2021-03-15 10:00 | 0.73222 | 0.061803 | 0.61 | 35.39
2021-03-15 11:00 | 0.77072 | 0.049542 | 0.61 | 37.535
2021-03-15 12:00 | 0.81676 | 0.041535 | 0.61 | 35.02
2021-03-15 13:00 | 0.62366 | 0.020803 | 0.61 | 33.765
2021-03-15 14:00 | 0.78104 | 0.035498 | 0.62 | 35.375
2021-03-15 15:00 | 0.49726 | 0.069749 | 0.63 | 30.87
2021-03-15 16:00 | 0.10873 | 0.081216 | 0.64 | 32.305
2021-03-15 17:00 | 0.04576 | 0.12914 | 0.65 | 36.575
2021-03-15 18:00 | 0.0059445 | 0.31863 | 0.66 | 43.56
2021-03-15 19:00 | 0 | 0.56058 | 0.66 | 45.175
2021-03-15 20:00 | 0 | 0.59293 | 0.7 | 35.95
2021-03-15 21:00 | 0 | 0.61277 | 0.68 | 35.14
2021-03-15 22:00 | 0 | 0.50714 | 0.69 | 33.775
2021-03-15 23:00 | 0 | 0.43045 | 0.69 | 32.95
2021-03-16 | 0 | 0.35888 | 0.69 | 30.915
2021-03-16 01:00 | 0 | 0.35234 | 0.69 | 27.985
2021-03-16 02:00 | 0 | 0.29884 | 0.7 | 21.435
2021-03-16 03:00 | 0 | 0.24733 | 0.68 | 14.765
2021-03-16 04:00 | 0 | 0.19108 | 0.69 | 23.66
2021-03-16 05:00 | 0 | 0.21005 | 0.69 | 28.625
2021-03-16 06:00 | 0.0011291 | 0.25914 | 0.69 | 34.575
2021-03-16 07:00 | 0.044881 | 0.22564 | 0.65 | 34.345
2021-03-16 08:00 | 0.093671 | 0.22581 | 0.62 | 26.12
2021-03-16 09:00 | 0.26218 | 0.12334 | 0.59 | 22.61
2021-03-16 10:00 | 0.44696 | 0.10866 | 0.6 | 14.745
2021-03-16 11:00 | 0.59535 | 0.079392 | 0.58 | 24.82
2021-03-16 12:00 | 0.47488 | 0.087395 | 0.6 | 34.64
2021-03-16 13:00 | 0.4642 | 0.12619 | 0.6 | 49.14
2021-03-16 14:00 | 0.38345 | 0.13095 | 0.61 | 46.065
2021-03-16 15:00 | 0.14372 | 0.13903 | 0.61 | 28.935
2021-03-16 16:00 | 0.11366 | 0.15757 | 0.62 | 33.045
2021-03-16 17:00 | 0.029828 | 0.22451 | 0.63 | 35.43
2021-03-16 18:00 | 0.0052926 | 0.37367 | 0.64 | 46.645
2021-03-16 19:00 | 0 | 0.42743 | 0.65 | 40.815
2021-03-16 20:00 | 0 | 0.36675 | 0.66 | 36.94
2021-03-16 21:00 | 0 | 0.33349 | 0.66 | 32.78
2021-03-16 22:00 | 0 | 0.25992 | 0.67 | 31.24
2021-03-16 23:00 | 0 | 0.26038 | 0.68 | 32.93
2021-03-17 | 0 | 0.28461 | 0.67 | 30.875
2021-03-17 01:00 | 0 | 0.25115 | 0.66 | 27.155
2021-03-17 02:00 | 0 | 0.22665 | 0.65 | 19.325
2021-03-17 03:00 | 0 | 0.21745 | 0.66 | 23.735
2021-03-17 04:00 | 0 | 0.1921 | 0.66 | 27.1
2021-03-17 05:00 | 0 | 0.19873 | 0.66 | 31.61
2021-03-17 06:00 | 0.0011546 | 0.17488 | 0.66 | 28.35
2021-03-17 07:00 | 0.022582 | 0.12827 | 0.64 | 36.98
2021-03-17 08:00 | 0.057489 | 0.091564 | 0.61 | 35.9
2021-03-17 09:00 | 0.12826 | 0.043342 | 0.6 | 44.845
2021-03-17 10:00 | 0.22594 | 0.026311 | 0.58 | 38.905
2021-03-17 11:00 | 0.33482 | 0.011658 | 0.58 | 37.555
2021-03-17 12:00 | 0.41133 | 0.040655 | 0.58 | 38.665
2021-03-17 13:00 | 0.28349 | 0.068723 | 0.58 | 40.04
2021-03-17 14:00 | 0.29768 | 0.16413 | 0.58 | 33.08
2021-03-17 15:00 | 0.24911 | 0.25394 | 0.58 | 23.435
2021-03-17 16:00 | 0.14617 | 0.22884 | 0.6 | 16.5
2021-03-17 17:00 | 0.06055 | 0.17095 | 0.63 | 39.355
2021-03-17 18:00 | 0.014614 | 0.19886 | 0.64 | 58.12
2021-03-17 19:00 | 0 | 0.19234 | 0.64 | 49.875
2021-03-17 20:00 | 0 | 0.20794 | 0.66 | 37.005
2021-03-17 21:00 | 0 | 0.23081 | 0.66 | 34.08
2021-03-17 22:00 | 0 | 0.2778 | 0.67 | 33.795
2021-03-17 23:00 | 0 | 0.31139 | 0.67 | 32.965
2021-03-18 | 0 | 0.35104 | 0.67 | 31.765
2021-03-18 01:00 | 0 | 0.32444 | 0.7 | 31.275
2021-03-18 02:00 | 0 | 0.28238 | 0.67 | 28.08
2021-03-18 03:00 | 0 | 0.46369 | 0.67 | 29.6
2021-03-18 04:00 | 0 | 0.56507 | 0.67 | 30.28
2021-03-18 05:00 | 0 | 0.56428 | 0.67 | 30.1
2021-03-18 06:00 | 0.00043159 | 0.4821 | 0.67 | 34.545
2021-03-18 07:00 | 0.028334 | 0.35654 | 0.66 | 63.345
2021-03-18 08:00 | 0.18104 | 0.23126 | 0.64 | 40.485
2021-03-18 09:00 | 0.42334 | 0.1883 | 0.6 | 36.65
2021-03-18 10:00 | 0.51915 | 0.18176 | 0.59 | 29.785
2021-03-18 11:00 | 0.42492 | 0.12744 | 0.59 | 26.42
2021-03-18 12:00 | 0.41813 | 0.078756 | 0.59 | 32.64
2021-03-18 13:00 | 0.3914 | 0.063867 | 0.6 | 37.8
2021-03-18 14:00 | 0.36223 | 0.03062 | 0.6 | 37.99
2021-03-18 15:00 | 0.26095 | 0.01861 | 0.62 | 30.56
2021-03-18 16:00 | 0.13759 | 0.035648 | 0.63 | 37.04
2021-03-18 17:00 | 0.089645 | 0.037026 | 0.64 | 38.425
2021-03-18 18:00 | 0.013714 | 0.044597 | 0.7 | 47.22
2021-03-18 19:00 | 0 | 0.064609 | 0.64 | 169.755
2021-03-18 20:00 | 0 | 0.090483 | 0.6 | 38.365
2021-03-18 21:00 | 0 | 0.082656 | 0.65 | 33.09
2021-03-18 22:00 | 0 | 0.096596 | 0.66 | 33.855
2021-03-18 23:00 | 0 | 0.098508 | 0.67 | 33.08
2021-03-19 | 0 | 0.10798 | 0.68 | 34.65
2021-03-19 01:00 | 0 | 0.085593 | 0.69 | 32.085
2021-03-19 02:00 | 0 | 0.074756 | 0.68 | 26.965
2021-03-19 03:00 | 0 | 0.086519 | 0.69 | 25.4
2021-03-19 04:00 | 0 | 0.12153 | 0.69 | 27.71
2021-03-19 05:00 | 0 | 0.1695 | 0.7 | 31.99
2021-03-19 06:00 | 0.0042121 | 0.16873 | 0.69 | 45.015
2021-03-19 07:00 | 0.18966 | 0.15473 | 0.64 | 46.64
2021-03-19 08:00 | 0.4568 | 0.067646 | 0.61 | 21.36
2021-03-19 09:00 | 0.51722 | 0.043113 | 0.59 | 13.65
2021-03-19 10:00 | 0.57809 | 0.044695 | 0.57 | 15.27
2021-03-19 11:00 | 0.5414 | 0.089689 | 0.58 | 24.76
2021-03-19 12:00 | 0.56497 | 0.13634 | 0.59 | 30.185
2021-03-19 13:00 | 0.33952 | 0.14906 | 0.6 | 36.47
2021-03-19 14:00 | 0.22748 | 0.14333 | 0.6 | 176.525
2021-03-19 15:00 | 0.22468 | 0.12142 | 0.62 | 33.505
2021-03-19 16:00 | 0.17288 | 0.090937 | 0.63 | 36.705
2021-03-19 17:00 | 0.206 | 0.12033 | 0.65 | 41.825
2021-03-19 18:00 | 0.038152 | 0.13923 | 0.65 | 42.3
2021-03-19 19:00 | 0 | 0.18989 | 0.66 | 40.895
2021-03-19 20:00 | 0 | 0.17094 | 0.68 | 44.7
2021-03-19 21:00 | 0 | 0.24757 | 0.68 | 41.875
2021-03-19 22:00 | 0 | 0.20889 | 0.68 | 38.79
2021-03-19 23:00 | 0 | 0.23812 | 0.68 | 37.045
2021-03-20 | 0 | 0.26079 | 0.69 | 36.6
2021-03-20 01:00 | 0 | 0.23719 | 0.7 | 33.66
2021-03-20 02:00 | 0 | 0.21013 | 0.7 | 31.58
2021-03-20 03:00 | 0 | 0.15974 | 0.7 | 26.105
2021-03-20 04:00 | 0 | 0.12671 | 0.69 | 26.245
2021-03-20 05:00 | 0 | 0.16451 | 0.7 | 32.25
2021-03-20 06:00 | 0.005161 | 0.23642 | 0.7 | 39.5
2021-03-20 07:00 | 0.14277 | 0.17103 | 0.64 | 31.68
2021-03-20 08:00 | 0.45276 | 0.10336 | 0.59 | 24.395
2021-03-20 09:00 | 0.63863 | 0.071217 | 0.57 | 26.135
2021-03-20 10:00 | 0.62181 | 0.051563 | 0.56 | 28.835
2021-03-20 11:00 | 0.64627 | 0.062588 | 0.56 | 15.155
2021-03-20 12:00 | 0.69261 | 0.061377 | 0.57 | 28.12
2021-03-20 13:00 | 0.75752 | 0.078608 | 0.58 | 32.145
2021-03-20 14:00 | 0.71186 | 0.085221 | 0.6 | 36.925
2021-03-20 15:00 | 0.49778 | 0.10531 | 0.62 | 42.92
2021-03-20 16:00 | 0.55427 | 0.12992 | 0.61 | 51.805
2021-03-20 17:00 | 0.32658 | 0.17186 | 0.63 | 39.195
2021-03-20 18:00 | 0.017473 | 0.28637 | 0.7 | 39.975
2021-03-20 19:00 | 0 | 0.31891 | 0.65 | 39.64
2021-03-20 20:00 | 0 | 0.35447 | 0.66 | 38.055
2021-03-20 21:00 | 0 | 0.36598 | 0.66 | 37.035
2021-03-20 22:00 | 0 | 0.37867 | 0.66 | 34.43
2021-03-20 23:00 | 0 | 0.40804 | 0.67 | 33.83
2021-03-21 | 0 | 0.41921 | 0.7 | 35.305
2021-03-21 01:00 | 0 | 0.31215 | 0.69 | 35.205
2021-03-21 02:00 | 0 | 0.33041 | 0.7 | 27.66
2021-03-21 03:00 | 0 | 0.42233 | 0.69 | 26.195
2021-03-21 04:00 | 0 | 0.51071 | 0.69 | 26.34
2021-03-21 05:00 | 0 | 0.59668 | 0.69 | 34.95
2021-03-21 06:00 | 0.0013557 | 0.63144 | 0.69 | 36.2
2021-03-21 07:00 | 0.066819 | 0.58588 | 0.7 | 35.6
2021-03-21 08:00 | 0.20063 | 0.55604 | 0.62 | 45.285
2021-03-21 09:00 | 0.28889 | 0.62058 | 0.61 | 40.895
2021-03-21 10:00 | 0.39074 | 0.58287 | 0.59 | 41.065
2021-03-21 11:00 | 0.35515 | 0.48297 | 0.6 | 50.43
2021-03-21 12:00 | 0.54029 | 0.40815 | 0.6 | 45.375
2021-03-21 13:00 | 0.552 | 0.48206 | 0.6 | 44.14
2021-03-21 14:00 | 0.44599 | 0.52077 | 0.61 | 47.6
2021-03-21 15:00 | 0.3143 | 0.42368 | 0.6 | 38.25
2021-03-21 16:00 | 0.13006 | 0.35942 | 0.64 | 47.065
2021-03-21 17:00 | 0.066276 | 0.43808 | 0.64 | 47.225
2021-03-21 18:00 | 0.0028064 | 0.49358 | 0.65 | 44.88
2021-03-21 19:00 | 0 | 0.42792 | 0.65 | 41.945
2021-03-21 20:00 | 0 | 0.32345 | 0.66 | 43.65
2021-03-21 21:00 | 0 | 0.31493 | 0.67 | 37.13
2021-03-21 22:00 | 0 | 0.65374 | 0.69 | 40.005
2021-03-21 23:00 | 0 | 0.76471 | 0.69 | 37.575
2021-03-22 | 0 | 0.77857 | 0.7 | 34.935
2021-03-22 01:00 | 0 | 0.77277 | 0.7 | 35.015
2021-03-22 02:00 | 0 | 0.71064 | 0.7 | 35.605
2021-03-22 03:00 | 0 | 0.70364 | 0.69 | 35.535
2021-03-22 04:00 | 0 | 0.72117 | 0.7 | 37.3
2021-03-22 05:00 | 0 | 0.74163 | 0.7 | 43.185
2021-03-22 06:00 | 0.0036445 | 0.76674 | 0.68 | 87.675
2021-03-22 07:00 | 0.21443 | 0.71668 | 0.64 | 147.335
2021-03-22 08:00 | 0.57503 | 0.69883 | 0.62 | 74.46
2021-03-22 09:00 | 0.54134 | 0.60733 | 0.61 | 81.425
2021-03-22 10:00 | 0.47267 | 0.61306 | 0.61 | 78.81
2021-03-22 11:00 | 0.55821 | 0.63894 | 0.61 | 61.365
2021-03-22 12:00 | 0.64869 | 0.69988 | 0.61 | 63.53
2021-03-22 13:00 | 0.59135 | 0.73547 | 0.6 | 59.165
2021-03-22 14:00 | 0.64423 | 0.75841 | 0.61 | 51.225
2021-03-22 15:00 | 0.37464 | 0.67185 | 0.61 | 64.425
2021-03-22 16:00 | 0.35356 | 0.61552 | 0.62 | 52.58
2021-03-22 17:00 | 0.11051 | 0.61878 | 0.63 | 78.56
2021-03-22 18:00 | 0.0046674 | 0.65229 | 0.63 | 58.78
2021-03-22 19:00 | 0 | 0.56147 | 0.63 | 50.005
2021-03-22 20:00 | 0 | 0.47135 | 0.65 | 51.86
2021-03-22 21:00 | 0 | 0.32809 | 0.66 | 50.735
2021-03-22 22:00 | 0 | 0.2493 | 0.67 | 52.995
2021-03-22 23:00 | 0 | 0.25966 | 0.67 | 47.155
2021-03-23 | 0 | 0.20295 | 0.68 | 45.585
2021-03-23 01:00 | 0 | 0.14092 | 0.68 | 36.92
2021-03-23 02:00 | 0 | 0.14862 | 0.68 | 33.21
2021-03-23 03:00 | 0 | 0.10263 | 0.7 | 35.705
2021-03-23 04:00 | 0 | 0.16625 | 0.69 | 41.625
2021-03-23 05:00 | 0 | 0.16646 | 0.68 | 75.97
2021-03-23 06:00 | 0.00062361 | 0.16182 | 0.65 | 128.835
2021-03-23 07:00 | 0.059319 | 0.10092 | 0.63 | 140.385
2021-03-23 08:00 | 0.31239 | 0.069461 | 0.61 | 58.165
2021-03-23 09:00 | 0.36508 | 0.060861 | 0.61 | 73.135
2021-03-23 10:00 | 0.39331 | 0.074351 | 0.6 | 66.675
2021-03-23 11:00 | 0.39136 | 0.075807 | 0.59 | 57.015
2021-03-23 12:00 | 0.48288 | 0.074841 | 0.58 | 83.01
2021-03-23 13:00 | 0.40204 | 0.082992 | 0.58 | 43.935
2021-03-23 14:00 | 0.13911 | 0.12454 | 0.59 | 45.055
2021-03-23 15:00 | 0.072117 | 0.14888 | 0.6 | 43.06
2021-03-23 16:00 | 0.15879 | 0.12677 | 0.63 | 47
2021-03-23 17:00 | 0.092236 | 0.12404 | 0.64 | 50.395
2021-03-23 18:00 | 0.0070103 | 0.13221 | 0.65 | 182.975
2021-03-23 19:00 | 0 | 0.20909 | 0.65 | 61.275
2021-03-23 20:00 | 0 | 0.25638 | 0.67 | 49.14
2021-03-23 21:00 | 0 | 0.32922 | 0.69 | 47.045
2021-03-23 22:00 | 0 | 0.31347 | 0.69 | 64.51
2021-03-23 23:00 | 0 | 0.36202 | 0.71 | 54.21
2021-03-24 | 0 | 0.34988 | 0.72 | 50.365
2021-03-24 01:00 | 0 | 0.2965 | 0.71 | 39.265
2021-03-24 02:00 | 0 | 0.30248 | 0.71 | 35.77
2021-03-24 03:00 | 0 | 0.23617 | 0.71 | 37.275
2021-03-24 04:00 | 0 | 0.13914 | 0.71 | 38.955
2021-03-24 05:00 | 0 | 0.14181 | 0.7 | 46.83
2021-03-24 06:00 | 0.0010195 | 0.13491 | 0.69 | 56.555
2021-03-24 07:00 | 0.068742 | 0.093888 | 0.65 | 76.265
2021-03-24 08:00 | 0.36967 | 0.071929 | 0.61 | 37.695
2021-03-24 09:00 | 0.51221 | 0.062356 | 0.58 | 36.85
2021-03-24 10:00 | 0.64592 | 0.074903 | 0.56 | 30.525
2021-03-24 11:00 | 0.69263 | 0.085839 | 0.56 | 29.995
2021-03-24 12:00 | 0.82687 | 0.087757 | 0.55 | 29.305
2021-03-24 13:00 | 0.68238 | 0.10326 | 0.55 | 35.595
2021-03-24 14:00 | 0.65254 | 0.12379 | 0.56 | 38.37
2021-03-24 15:00 | 0.72541 | 0.21857 | 0.57 | 34.175
2021-03-24 16:00 | 0.47081 | 0.27937 | 0.6 | 39.11
2021-03-24 17:00 | 0.30696 | 0.29224 | 0.63 | 63.355
2021-03-24 18:00 | 0.014402 | 0.23555 | 0.64 | 46.145
2021-03-24 19:00 | 0 | 0.16849 | 0.65 | 51.99
2021-03-24 20:00 | 0 | 0.21268 | 0.66 | 40.535
2021-03-24 21:00 | 0 | 0.24531 | 0.66 | 37.695
2021-03-24 22:00 | 0 | 0.24611 | 0.67 | 39.375
2021-03-24 23:00 | 0 | 0.25637 | 0.68 | 35.645
2021-03-25 | 0 | 0.14151 | 0.7 | 35.025
2021-03-25 01:00 | 0 | 0.17527 | 0.69 | 34.06
2021-03-25 02:00 | 0 | 0.2069 | 0.69 | 29.44
2021-03-25 03:00 | 0 | 0.20523 | 0.69 | 29.055
2021-03-25 04:00 | 0 | 0.22885 | 0.68 | 32.495
2021-03-25 05:00 | 0 | 0.2789 | 0.7 | 32.88
2021-03-25 06:00 | 0.0084078 | 0.27068 | 0.68 | 43.37
2021-03-25 07:00 | 0.26734 | 0.18411 | 0.65 | 46.935
2021-03-25 08:00 | 0.88719 | 0.16757 | 0.6 | 29.495
2021-03-25 09:00 | 0.93296 | 0.090635 | 0.56 | 18.62
2021-03-25 10:00 | 0.88679 | 0.059997 | 0.55 | 18.985
2021-03-25 11:00 | 0.82892 | 0.07118 | 0.52 | 7.785
2021-03-25 12:00 | 0.83769 | 0.084094 | 0.53 | 18.35
2021-03-25 13:00 | 0.88997 | 0.082364 | 0.53 | 15.37
2021-03-25 14:00 | 0.84943 | 0.11794 | 0.53 | 24.095
2021-03-25 15:00 | 0.74403 | 0.22242 | 0.53 | 11.65
2021-03-25 16:00 | 0.77147 | 0.27533 | 0.59 | 36.13
2021-03-25 17:00 | 0.41813 | 0.28036 | 0.62 | 77.735
2021-03-25 18:00 | 0.02621 | 0.28814 | 0.62 | 133.915
2021-03-25 19:00 | 0 | 0.31807 | 0.6 | 167.65
2021-03-25 20:00 | 0 | 0.36812 | 0.65 | 71.72
2021-03-25 21:00 | 0 | 0.48638 | 0.67 | 54.685
2021-03-25 22:00 | 0 | 0.60759 | 0.68 | 52.96
2021-03-25 23:00 | 0 | 0.70462 | 0.69 | 66.43
2021-03-26 | 0 | 0.82959 | 0.69 | 51.56
2021-03-26 01:00 | 0 | 0.81217 | 0.69 | 44.685
2021-03-26 02:00 | 0 | 0.81712 | 0.69 | 40.225
2021-03-26 03:00 | 0 | 0.85923 | 0.69 | 46.825
2021-03-26 04:00 | 0 | 0.87457 | 0.69 | 48.955
2021-03-26 05:00 | 0 | 0.87655 | 0.69 | 52.955
2021-03-26 06:00 | 0.0082035 | 0.85324 | 0.68 | 79.675
2021-03-26 07:00 | 0.28146 | 0.75604 | 0.63 | 50.93
2021-03-26 08:00 | 0.91047 | 0.56868 | 0.58 | 30.12
2021-03-26 09:00 | 0.962 | 0.48444 | 0.56 | 26.84
2021-03-26 10:00 | 0.95358 | 0.31656 | 0.54 | 22.605
2021-03-26 11:00 | 0.93959 | 0.15238 | 0.54 | 22.9
2021-03-26 12:00 | 0.93181 | 0.083923 | 0.55 | 27.76
2021-03-26 13:00 | 0.9466 | 0.028334 | 0.56 | 31.405
2021-03-26 14:00 | 0.95303 | 0.015895 | 0.57 | 33.555
2021-03-26 15:00 | 0.95063 | 0.0093345 | 0.58 | 34.395
2021-03-26 16:00 | 0.91803 | 0.0094285 | 0.6 | 43.69
2021-03-26 17:00 | 0.42127 | 0.028461 | 0.64 | 66.235
2021-03-26 18:00 | 0.02449 | 0.093816 | 0.65 | 68.025
2021-03-26 19:00 | 0 | 0.030662 | 0.65 | 70.375
2021-03-26 20:00 | 0 | 0.049953 | 0.67 | 75.105
2021-03-26 21:00 | 0 | 0.038636 | 0.68 | 65.665
2021-03-26 22:00 | 0 | 0.041071 | 0.69 | 52.075
2021-03-26 23:00 | 0 | 0.034224 | 0.69 | 43.6
2021-03-27 | 0 | 0.010952 | 0.69 | 39.115
2021-03-27 01:00 | 0 | 0.000454 | 0.71 | 35.965
2021-03-27 02:00 | 0 | 0.00119 | 0.71 | 38.9
2021-03-27 03:00 | 0 | 0.021515 | 0.71 | 39.6
2021-03-27 04:00 | 0 | 0.025867 | 0.7 | 41.005
2021-03-27 05:00 | 0 | 0.025867 | 0.72 | 45.785
2021-03-27 06:00 | 0.0066062 | 0.049259 | 0.71 | 48.28
2021-03-27 07:00 | 0.2769 | 0.049167 | 0.64 | 34.405
2021-03-27 08:00 | 0.88594 | 0.007791 | 0.59 | 0.195
2021-03-27 09:00 | 0.94799 | 0 | 0.55 | 11.005
2021-03-27 10:00 | 0.94485 | 0.0033575 | 0.54 | 13.37
2021-03-27 11:00 | 0.92939 | 0.0073015 | 0.54 | -0.305
2021-03-27 12:00 | 0.91961 | 0.0050495 | 0.54 | 13.875
2021-03-27 13:00 | 0.85694 | 0.002503 | 0.55 | 11.05
2021-03-27 14:00 | 0.8788 | 0.0021415 | 0.58 | 27.95
2021-03-27 15:00 | 0.81637 | 0.011169 | 0.6 | 26.145
2021-03-27 16:00 | 0.71729 | 0.049966 | 0.62 | 28.195
2021-03-27 17:00 | 0.32176 | 0.098823 | 0.65 | 50.745
2021-03-27 18:00 | 0.011553 | 0.13036 | 0.66 | 61.285
2021-03-27 19:00 | 0 | 0.090471 | 0.7 | 56.225
2021-03-27 20:00 | 0 | 0.099249 | 0.68 | 49.73
2021-03-27 21:00 | 0 | 0.061463 | 0.68 | 53.325
2021-03-27 22:00 | 0 | 0.046909 | 0.69 | 50.285
2021-03-27 23:00 | 0 | 0.045409 | 0.7 | 51.025
2021-03-28 | 0 | 0.042819 | 0.71 | 48.615
2021-03-28 01:00 | 0 | 0.02669 | 0.71 | 42.14
2021-03-28 02:00 | 0 | 0.02272 | 0.71 | 31.525
2021-03-28 03:00 | 0 | 0.013943 | 0.71 | 30.67
2021-03-28 04:00 | 0 | 0.00384 | 0.7 | 30.385
2021-03-28 05:00 | 0 | 0.007037 | 0.71 | 34.42
2021-03-28 06:00 | 0.0031608 | 0.004325 | 0.7 | 27.12
2021-03-28 07:00 | 0.27689 | 0.012724 | 0.63 | -0.145
2021-03-28 08:00 | 0.86444 | 0.004782 | 0.6 | -18.03
2021-03-28 09:00 | 0.92054 | 0.0009065 | 0.61 | -86.285
2021-03-28 10:00 | 0.92058 | 0.00058 | 0.6 | -44.98
2021-03-28 11:00 | 0.85131 | 0.0019555 | 0.6 | -107.58
2021-03-28 12:00 | 0.74229 | 0.006643 | 0.56 | -5.37
2021-03-28 13:00 | 0.81704 | 0.01322 | 0.55 | 8.145
2021-03-28 14:00 | 0.72052 | 0.021296 | 0.56 | 22.53
2021-03-28 15:00 | 0.75965 | 0.034568 | 0.6 | 24.94
2021-03-28 16:00 | 0.51507 | 0.079805 | 0.63 | 30.975
2021-03-28 17:00 | 0.23452 | 0.21504 | 0.7 | 50.695
2021-03-28 18:00 | 0.011142 | 0.23872 | 0.6 | 78.875
2021-03-28 19:00 | 0 | 0.21103 | 0.65 | 56.62
2021-03-28 20:00 | 0 | 0.19516 | 0.7 | 43.21
2021-03-28 21:00 | 0 | 0.17488 | 0.67 | 41.365
2021-03-28 22:00 | 0 | 0.15097 | 0.7 | 42.13
2021-03-28 23:00 | 0 | 0.14532 | 0.7 | 39.4
2021-03-29 | 0 | 0.17642 | 0.7 | 35.875
2021-03-29 01:00 | 0 | 0.19645 | 0.71 | 35.74
2021-03-29 02:00 | 0 | 0.15249 | 0.71 | 32.145
2021-03-29 03:00 | 0 | 0.090061 | 0.7 | 31.225
2021-03-29 04:00 | 0 | 0.029987 | 0.7 | 31.875
2021-03-29 05:00 | 0 | 0.0039815 | 0.7 | 37.99
2021-03-29 06:00 | 0.0027185 | 0.00173 | 0.69 | 46.23
2021-03-29 07:00 | 0.2643 | 0.0050975 | 0.64 | 41.72
2021-03-29 08:00 | 0.81447 | 0.003263 | 0.59 | 14.655
2021-03-29 09:00 | 0.86014 | 0.005478 | 0.56 | 17.615
2021-03-29 10:00 | 0.80104 | 0.0027575 | 0.56 | 26.355
2021-03-29 11:00 | 0.80291 | 0.0051 | 0.55 | 15.015
2021-03-29 12:00 | 0.63106 | 0.0028455 | 0.55 | 23.635
2021-03-29 13:00 | 0.69779 | 0.0025975 | 0.57 | 25.635
2021-03-29 14:00 | 0.8169 | 0 | 0.59 | 31.535
2021-03-29 15:00 | 0.57848 | 0.029303 | 0.61 | 30.525
2021-03-29 16:00 | 0.54633 | 0.030973 | 0.62 | 39.29
2021-03-29 17:00 | 0.16296 | 0.025387 | 0.6 | 49.78
2021-03-29 18:00 | 0.0020245 | 0.016067 | 0.7 | 63.325
2021-03-29 19:00 | 0 | 0.0078285 | 0.66 | 54.18
2021-03-29 20:00 | 0 | 0.035961 | 0.67 | 41.395
2021-03-29 21:00 | 0 | 0.28042 | 0.68 | 38.465
2021-03-29 22:00 | 0 | 0.32949 | 0.7 | 42.785
2021-03-29 23:00 | 0 | 0.18588 | 0.69 | 36.72
2021-03-30 | 0 | 0.058274 | 0.69 | 37.875
2021-03-30 01:00 | 0 | 0.27711 | 0.69 | 33.335
2021-03-30 02:00 | 0 | 0.53576 | 0.69 | 29.31
2021-03-30 03:00 | 0 | 0.61366 | 0.69 | 29.55
2021-03-30 04:00 | 0 | 0.6935 | 0.69 | 31.505
2021-03-30 05:00 | 0 | 0.70174 | 0.69 | 37.95
2021-03-30 06:00 | 0.0028486 | 0.70319 | 0.68 | 35.745
2021-03-30 07:00 | 0.27098 | 0.69263 | 0.63 | 38.135
2021-03-30 08:00 | 0.87054 | 0.68985 | 0.58 | 15.225
2021-03-30 09:00 | 0.94491 | 0.58784 | 0.57 | 21.89
2021-03-30 10:00 | 0.95538 | 0.57019 | 0.55 | 15.38
2021-03-30 11:00 | 0.93397 | 0.51769 | 0.55 | 15.11
2021-03-30 12:00 | 0.85241 | 0.47085 | 0.55 | 12.83
2021-03-30 13:00 | 0.8617 | 0.34271 | 0.58 | 24.23
2021-03-30 14:00 | 0.86697 | 0.24858 | 0.58 | 22.89
2021-03-30 15:00 | 0.79487 | 0.2015 | 0.58 | 15.99
2021-03-30 16:00 | 0.60608 | 0.30014 | 0.61 | 26.04
2021-03-30 17:00 | 0.19317 | 0.42646 | 0.64 | 41.59
2021-03-30 18:00 | 0.0020385 | 0.62388 | 0.65 | 53.485
2021-03-30 19:00 | 0 | 0.82539 | 0.63 | 41.28
2021-03-30 20:00 | 0 | 0.87933 | 0.65 | 34.365
2021-03-30 21:00 | 0 | 0.87465 | 0.7 | 33.555
2021-03-30 22:00 | 0 | 0.8957 | 0.66 | 33.115
2021-03-30 23:00 | 0 | 0.86108 | 0.68 | 32.38
2021-03-31 | 0 | 0.87711 | 0.68 | 33.425
2021-03-31 01:00 | 0 | 0.78269 | 0.68 | 30.505
2021-03-31 02:00 | 0 | 0.73575 | 0.68 | 27.68
2021-03-31 03:00 | 0 | 0.66756 | 0.69 | 28.155
2021-03-31 04:00 | 0 | 0.60389 | 0.69 | 30.46
2021-03-31 05:00 | 0 | 0.46091 | 0.7 | 36.905
2021-03-31 06:00 | 0.0024712 | 0.41312 | 0.69 | 47.755
2021-03-31 07:00 | 0.27165 | 0.44264 | 0.63 | 42.25
2021-03-31 08:00 | 0.87473 | 0.35689 | 0.57 | 25.895
2021-03-31 09:00 | 0.94656 | 0.33073 | 0.55 | 22.545
2021-03-31 10:00 | 0.95216 | 0.37757 | 0.55 | 16.855
2021-03-31 11:00 | 0.89431 | 0.28945 | 0.56 | 19.85
2021-03-31 12:00 | 0.79901 | 0.2114 | 0.6 | 22.025
2021-03-31 13:00 | 0.70562 | 0.17147 | 0.57 | 20.255
2021-03-31 14:00 | 0.68755 | 0.20652 | 0.56 | 21.915
2021-03-31 15:00 | 0.58124 | 0.22295 | 0.59 | 26.13
2021-03-31 16:00 | 0.78146 | 0.28184 | 0.61 | 26.7
2021-03-31 17:00 | 0.27469 | 0.39336 | 0.6 | 41.165
2021-03-31 18:00 | 0.0048994 | 0.37761 | 0.64 | 53.275
2021-03-31 19:00 | 0 | 0.35511 | 0.64 | 38.62
2021-03-31 20:00 | 0 | 0.4863 | 0.66 | 36.335
2021-03-31 21:00 | 0 | 0.73531 | 0.67 | 34.11
2021-03-31 22:00 | 0 | 0.81845 | 0.67 | 35.155
2021-03-31 23:00 | 0 | 0.87715 | 0.68 | 33.43
2021-04-01 | 0 | 0.67909 | 0.68 | 34.83
2021-04-01 01:00 | 0 | 0.6385 | 0.69 | 28.23
2021-04-01 02:00 | 0 | 0.71212 | 0.69 | 27.08
2021-04-01 03:00 | 0 | 0.66786 | 0.69 | 26.62
2021-04-01 04:00 | 0 | 0.63693 | 0.7 | 29.63
2021-04-01 05:00 | 0 | 0.60577 | 0.7 | 32.3
2021-04-01 06:00 | 0.0023307 | 0.62705 | 0.7 | 43.305
2021-04-01 07:00 | 0.24893 | 0.58683 | 0.64 | 43.22
2021-04-01 08:00 | 0.81955 | 0.40691 | 0.58 | 23.48
2021-04-01 09:00 | 0.79706 | 0.23052 | 0.56 | 19.89
2021-04-01 10:00 | 0.8441 | 0.12485 | 0.56 | 19.595
2021-04-01 11:00 | 0.75964 | 0.089359 | 0.57 | 28.185
2021-04-01 12:00 | 0.58166 | 0.10181 | 0.58 | 28.675
2021-04-01 13:00 | 0.46899 | 0.11261 | 0.59 | 29.8
2021-04-01 14:00 | 0.33866 | 0.10821 | 0.58 | 29.29
2021-04-01 15:00 | 0.44791 | 0.097394 | 0.59 | 29.01
2021-04-01 16:00 | 0.76761 | 0.11899 | 0.6 | 30.025
2021-04-01 17:00 | 0.16904 | 0.16157 | 0.66 | 42.775
2021-04-01 18:00 | 0.0030491 | 0.32048 | 0.67 | 85.89
2021-04-01 19:00 | 0 | 0.42237 | 0.67 | 45.705
2021-04-01 20:00 | 0 | 0.51516 | 0.67 | 34.545
2021-04-01 21:00 | 0 | 0.60703 | 0.68 | 36.89
2021-04-01 22:00 | 0 | 0.55056 | 0.68 | 31.16
2021-04-01 23:00 | 0 | 0.55683 | 0.7 | 31.925
2021-04-02 | 0 | 0.55665 | 0.7 | 30.83
2021-04-02 01:00 | 0 | 0.60129 | 0.69 | 28.825
2021-04-02 02:00 | 0 | 0.42183 | 0.7 | 27.125
2021-04-02 03:00 | 0 | 0.66944 | 0.69 | 27.635
2021-04-02 04:00 | 0 | 0.6566 | 0.69 | 27.555
2021-04-02 05:00 | 0 | 0.58535 | 0.69 | 29.79
2021-04-02 06:00 | 0.0025297 | 0.7059 | 0.7 | 29.07
2021-04-02 07:00 | 0.26533 | 0.70938 | 0.61 | 24.2
2021-04-02 08:00 | 0.87091 | 0.67132 | 0.5 | 5.245
2021-04-02 09:00 | 0.87279 | 0.55297 | 0.53 | -1.095
2021-04-02 10:00 | 0.84138 | 0.3376 | 0.53 | -10.895
2021-04-02 11:00 | 0.77453 | 0.18857 | 0.55 | -16.99
2021-04-02 12:00 | 0.72663 | 0.15738 | 0.54 | -11.845
2021-04-02 13:00 | 0.66658 | 0.16004 | 0.55 | -0.28
2021-04-02 14:00 | 0.6654 | 0.16507 | 0.57 | 11.745
2021-04-02 15:00 | 0.4408 | 0.18331 | 0.61 | 25.47
2021-04-02 16:00 | 0.41815 | 0.26614 | 0.62 | 27.315
2021-04-02 17:00 | 0.13429 | 0.31365 | 0.67 | 37.41
2021-04-02 18:00 | 0.0027037 | 0.34634 | 0.68 | 47.46
2021-04-02 19:00 | 0 | 0.30833 | 0.67 | 35.675
2021-04-02 20:00 | 0 | 0.26103 | 0.66 | 29.735
2021-04-02 21:00 | 0 | 0.25636 | 0.66 | 27.595
2021-04-02 22:00 | 0 | 0.26499 | 0.66 | 28.405
2021-04-02 23:00 | 0 | 0.21549 | 0.7 | 29.785
2021-04-03 | 0 | 0.18727 | 0.7 | 29.49
2021-04-03 01:00 | 0 | 0.15723 | 0.69 | 26.73
2021-04-03 02:00 | 0 | 0.13421 | 0.69 | 23.55
2021-04-03 03:00 | 0 | 0.048432 | 0.68 | 19.42
2021-04-03 04:00 | 0 | 0.026534 | 0.68 | 19.9
2021-04-03 05:00 | 0 | 0.014071 | 0.7 | 24.955
2021-04-03 06:00 | 0.0025219 | 0.023405 | 0.69 | 27.555
2021-04-03 07:00 | 0.26352 | 0.012914 | 0.63 | 22.92
2021-04-03 08:00 | 0.85287 | 0.0043035 | 0.57 | 1.92
2021-04-03 09:00 | 0.83234 | 0.0092745 | 0.55 | 4.345
2021-04-03 10:00 | 0.86281 | 0.031975 | 0.55 | 6.945
2021-04-03 11:00 | 0.82176 | 0.064062 | 0.56 | -0.07
2021-04-03 12:00 | 0.827 | 0.058215 | 0.57 | -0.995
2021-04-03 13:00 | 0.84414 | 0.076663 | 0.58 | 3.975
2021-04-03 14:00 | 0.83981 | 0.080432 | 0.62 | 24.385
2021-04-03 15:00 | 0.83657 | 0.073076 | 0.64 | 29.775
2021-04-03 16:00 | 0.70986 | 0.050426 | 0.65 | 30.235
2021-04-03 17:00 | 0.23134 | 0.028209 | 0.67 | 39.395
2021-04-03 18:00 | 0.0024454 | 0.034436 | 0.67 | 54.75
2021-04-03 19:00 | 0 | 0.1124 | 0.66 | 38.88
2021-04-03 20:00 | 0 | 0.19984 | 0.67 | 34.06
2021-04-03 21:00 | 0 | 0.20961 | 0.69 | 32.825
2021-04-03 22:00 | 0 | 0.28403 | 0.7 | 33.39
2021-04-03 23:00 | 0 | 0.25482 | 0.7 | 33.02
2021-04-04 | 0 | 0.2186 | 0.7 | 31.56
2021-04-04 01:00 | 0 | 0.16055 | 0.7 | 30.875
2021-04-04 02:00 | 0 | 0.050383 | 0.7 | 31.75
2021-04-04 03:00 | 0 | 0.083562 | 0.7 | 31.42
2021-04-04 04:00 | 0 | 0.14953 | 0.7 | 31.53
2021-04-04 05:00 | 0 | 0.23609 | 0.71 | 31.88
2021-04-04 06:00 | 0.0019158 | 0.33673 | 0.7 | 30.785
2021-04-04 07:00 | 0.25818 | 0.42837 | 0.68 | 29.76
2021-04-04 08:00 | 0.83408 | 0.20921 | 0.66 | 22.085
2021-04-04 09:00 | 0.83285 | 0.12305 | 0.64 | 24.9
2021-04-04 10:00 | 0.81566 | 0.056938 | 0.6 | 19.165
2021-04-04 11:00 | 0.71561 | 0.032479 | 0.6 | 23.395
2021-04-04 12:00 | 0.74387 | 0.026699 | 0.61 | 23.975
2021-04-04 13:00 | 0.72231 | 0.02361 | 0.63 | 24.485
2021-04-04 14:00 | 0.73329 | 0.024694 | 0.66 | 33.85
2021-04-04 15:00 | 0.51533 | 0.021184 | 0.66 | 36.31
2021-04-04 16:00 | 0.54831 | 0.091906 | 0.69 | 35.61
2021-04-04 17:00 | 0.15237 | 0.25414 | 0.7 | 42.11
2021-04-04 18:00 | 0.0023525 | 0.55054 | 0.68 | 51.23
2021-04-04 19:00 | 0 | 0.68043 | 0.69 | 39.41
2021-04-04 20:00 | 0 | 0.75366 | 0.7 | 34.32
2021-04-04 21:00 | 0 | 0.8684 | 0.7 | 34.075
2021-04-04 22:00 | 0 | 0.88674 | 0.71 | 37.935
2021-04-04 23:00 | 0 | 0.84707 | 0.73 | 37.59
2021-04-05 | 0 | 0.87958 | 0.72 | 35.39
2021-04-05 01:00 | 0 | 0.87791 | 0.73 | 34.83
2021-04-05 02:00 | 0 | 0.8149 | 0.73 | 33.07
2021-04-05 03:00 | 0 | 0.87081 | 0.73 | 32.28
2021-04-05 04:00 | 0 | 0.84021 | 0.73 | 32.7
2021-04-05 05:00 | 0 | 0.84547 | 0.72 | 32.415
2021-04-05 06:00 | 0.002199 | 0.80917 | 0.72 | 30.735
2021-04-05 07:00 | 0.25837 | 0.74589 | 0.71 | 30.715
2021-04-05 08:00 | 0.84337 | 0.49199 | 0.69 | 27.855
2021-04-05 09:00 | 0.85443 | 0.32811 | 0.68 | 32.725
2021-04-05 10:00 | 0.79495 | 0.19685 | 0.7 | 33.42
2021-04-05 11:00 | 0.75259 | 0.18286 | 0.64 | 31.62
2021-04-05 12:00 | 0.80683 | 0.16651 | 0.65 | 30.985
2021-04-05 13:00 | 0.71243 | 0.18769 | 0.66 | 31.185
2021-04-05 14:00 | 0.74247 | 0.17063 | 0.66 | 34.625
2021-04-05 15:00 | 0.71667 | 0.24547 | 0.67 | 37.615
2021-04-05 16:00 | 0.64848 | 0.27538 | 0.68 | 37.25
2021-04-05 17:00 | 0.20009 | 0.39366 | 0.68 | 50.015
2021-04-05 18:00 | 0.0021388 | 0.50547 | 0.69 | 60.825
2021-04-05 19:00 | 0 | 0.69743 | 0.7 | 46.885
2021-04-05 20:00 | 0 | 0.85215 | 0.69 | 36.465
2021-04-05 21:00 | 0 | 0.86722 | 0.69 | 34.7
2021-04-05 22:00 | 0 | 0.86326 | 0.72 | 33.155
2021-04-05 23:00 | 0 | 0.84084 | 0.7 | 35.15
2021-04-06 | 0 | 0.70443 | 0.72 | 41.59
2021-04-06 01:00 | 0 | 0.46655 | 0.71 | 35.535
2021-04-06 02:00 | 0 | 0.3898 | 0.72 | 34.585
2021-04-06 03:00 | 0 | 0.37599 | 0.73 | 35.085
2021-04-06 04:00 | 0 | 0.38173 | 0.74 | 34.25
2021-04-06 05:00 | 0 | 0.43357 | 0.7 | 34.935
2021-04-06 06:00 | 0.0023494 | 0.46527 | 0.73 | 42.78
2021-04-06 07:00 | 0.2724 | 0.40931 | 0.7 | 52.235
2021-04-06 08:00 | 0.87909 | 0.24606 | 0.67 | 42.06
2021-04-06 09:00 | 0.92173 | 0.18505 | 0.65 | 42.725
2021-04-06 10:00 | 0.85731 | 0.12586 | 0.64 | 39.045
2021-04-06 11:00 | 0.8005 | 0.12345 | 0.64 | 37.125
2021-04-06 12:00 | 0.72113 | 0.11222 | 0.63 | 37.17
2021-04-06 13:00 | 0.77713 | 0.16246 | 0.63 | 38.63
2021-04-06 14:00 | 0.78498 | 0.19875 | 0.63 | 41.805
2021-04-06 15:00 | 0.84475 | 0.24412 | 0.63 | 46.165
2021-04-06 16:00 | 0.84124 | 0.2799 | 0.65 | 49.59
2021-04-06 17:00 | 0.22174 | 0.32862 | 0.66 | 60.15
2021-04-06 18:00 | 0.002048 | 0.46902 | 0.66 | 96.58
2021-04-06 19:00 | 0 | 0.56328 | 0.66 | 45.47
2021-04-06 20:00 | 0 | 0.68435 | 0.69 | 38.65
2021-04-06 21:00 | 0 | 0.83756 | 0.7 | 35.565
2021-04-06 22:00 | 0 | 0.90504 | 0.71 | 34.705
2021-04-06 23:00 | 0 | 0.91395 | 0.72 | 35.965
2021-04-07 | 0 | 0.89759 | 0.72 | 36.92
2021-04-07 01:00 | 0 | 0.89711 | 0.72 | 34.91
2021-04-07 02:00 | 0 | 0.91183 | 0.72 | 32.285
2021-04-07 03:00 | 0 | 0.92293 | 0.72 | 30.885
2021-04-07 04:00 | 0 | 0.87157 | 0.72 | 30.565
2021-04-07 05:00 | 0 | 0.80683 | 0.73 | 32.81
2021-04-07 06:00 | 0.0021943 | 0.83426 | 0.71 | 39.155
2021-04-07 07:00 | 0.27034 | 0.72742 | 0.69 | 46.62
2021-04-07 08:00 | 0.88191 | 0.4359 | 0.64 | 34.58
2021-04-07 09:00 | 0.93805 | 0.28095 | 0.63 | 37.385
2021-04-07 10:00 | 0.93231 | 0.19253 | 0.62 | 35.805
2021-04-07 11:00 | 0.89684 | 0.13919 | 0.61 | 27.67
2021-04-07 12:00 | 0.81497 | 0.12062 | 0.61 | 23.82
2021-04-07 13:00 | 0.68437 | 0.14546 | 0.61 | 27.765
2021-04-07 14:00 | 0.79373 | 0.18865 | 0.61 | 29.365
2021-04-07 15:00 | 0.7904 | 0.23463 | 0.62 | 52.77
2021-04-07 16:00 | 0.60633 | 0.36261 | 0.62 | 111.38
2021-04-07 17:00 | 0.19974 | 0.42966 | 0.65 | 171.715
2021-04-07 18:00 | 0.00086155 | 0.51971 | 0.66 | 334.96
2021-04-07 19:00 | 0 | 0.65763 | 0.67 | 48.26
2021-04-07 20:00 | 0 | 0.76975 | 0.7 | 53.13
2021-04-07 21:00 | 0 | 0.8311 | 0.7 | 44.98
2021-04-07 22:00 | 0 | 0.82884 | 0.71 | 42.315
2021-04-07 23:00 | 0 | 0.73958 | 0.72 | 44.065
2021-04-08 | 0 | 0.73967 | 0.7 | 43.125
2021-04-08 01:00 | 0 | 0.75572 | 0.73 | 39.285
2021-04-08 02:00 | 0 | 0.78623 | 0.74 | 35.575
2021-04-08 03:00 | 0 | 0.77613 | 0.74 | 36.6
2021-04-08 04:00 | 0 | 0.71806 | 0.7 | 37.94
2021-04-08 05:00 | 0 | 0.7439 | 0.73 | 39.18
2021-04-08 06:00 | 0.0020592 | 0.74479 | 0.72 | 45.12
2021-04-08 07:00 | 0.26373 | 0.58188 | 0.66 | 43.675
2021-04-08 08:00 | 0.86668 | 0.33877 | 0.61 | 12.905
2021-04-08 09:00 | 0.91732 | 0.16026 | 0.58 | 16.45
2021-04-08 10:00 | 0.91149 | 0.18427 | 0.57 | 18.8
2021-04-08 11:00 | 0.85486 | 0.1878 | 0.57 | 22.605
2021-04-08 12:00 | 0.80674 | 0.18757 | 0.58 | 35.965
2021-04-08 13:00 | 0.6911 | 0.223 | 0.58 | 48.845
2021-04-08 14:00 | 0.80899 | 0.15536 | 0.59 | 50.64
2021-04-08 15:00 | 0.79782 | 0.18138 | 0.6 | 60.98
2021-04-08 16:00 | 0.72321 | 0.22381 | 0.62 | 73.87
2021-04-08 17:00 | 0.25998 | 0.36347 | 0.64 | 129.865
2021-04-08 18:00 | 0.00064234 | 0.42425 | 0.66 | 66.87
2021-04-08 19:00 | 0 | 0.44204 | 0.67 | -8.12
2021-04-08 20:00 | 0 | 0.41244 | 0.7 | 128.625
2021-04-08 21:00 | 0 | 0.46563 | 0.68 | 206.46
2021-04-08 22:00 | 0 | 0.54418 | 0.68 | 142.52
2021-04-08 23:00 | 0 | 0.534 | 0.7 | 82.065
2021-04-09 | 0 | 0.51903 | 0.7 | 6.505
2021-04-09 01:00 | 0 | 0.38072 | 0.71 | 34.07
2021-04-09 02:00 | 0 | 0.22925 | 0.73 | 34.115
2021-04-09 03:00 | 0 | 0.15525 | 0.73 | 34.04
2021-04-09 04:00 | 0 | 0.10012 | 0.73 | 33.99
2021-04-09 05:00 | 0 | 0.068649 | 0.73 | 36.735
2021-04-09 06:00 | 0.0010208 | 0.079853 | 0.72 | 41.65
2021-04-09 07:00 | 0.19542 | 0.11539 | 0.65 | 157.005
2021-04-09 08:00 | 0.6361 | 0.10344 | 0.6 | 19.58
2021-04-09 09:00 | 0.71229 | 0.095088 | 0.57 | 21.105
2021-04-09 10:00 | 0.72694 | 0.048557 | 0.55 | 15.16
2021-04-09 11:00 | 0.73295 | 0.038176 | 0.55 | 14.22
2021-04-09 12:00 | 0.72833 | 0.05192 | 0.55 | 16.93
2021-04-09 13:00 | 0.63769 | 0.078525 | 0.57 | 20.38
2021-04-09 14:00 | 0.61719 | 0.090838 | 0.57 | 31.655
2021-04-09 15:00 | 0.69846 | 0.094396 | 0.56 | 842.44
2021-04-09 16:00 | 0.63788 | 0.14109 | 0.6 | 30.605
2021-04-09 17:00 | 0.20255 | 0.2058 | 0.64 | 58.855
2021-04-09 18:00 | 0.00087287 | 0.43256 | 0.65 | 99.895
2021-04-09 19:00 | 0 | 0.46614 | 0.66 | 51.355
2021-04-09 20:00 | 0 | 0.39465 | 0.66 | 52.98
2021-04-09 21:00 | 0 | 0.39884 | 0.69 | 55.59
2021-04-09 22:00 | 0 | 0.36688 | 0.69 | 56.095
2021-04-09 23:00 | 0 | 0.35516 | 0.69 | 49.55
2021-04-10 | 0 | 0.33893 | 0.7 | 49.57
2021-04-10 01:00 | 0 | 0.27768 | 0.72 | 56.315
2021-04-10 02:00 | 0 | 0.27304 | 0.73 | 48.1
2021-04-10 03:00 | 0 | 0.32357 | 0.73 | 38.29
2021-04-10 04:00 | 0 | 0.25246 | 0.72 | 37.13
2021-04-10 05:00 | 0 | 0.10218 | 0.72 | 38.135
2021-04-10 06:00 | 0.0017224 | 0.10026 | 0.72 | 39.9
2021-04-10 07:00 | 0.25857 | 0.085209 | 0.64 | 38.615
2021-04-10 08:00 | 0.84115 | 0.064159 | 0.57 | 13.69
2021-04-10 09:00 | 0.83737 | 0.040933 | 0.55 | 5.825
2021-04-10 10:00 | 0.66602 | 0.022981 | 0.54 | -9.705
2021-04-10 11:00 | 0.64324 | 0.028396 | 0.53 | -3.78
2021-04-10 12:00 | 0.74045 | 0.028603 | 0.54 | -11.245
2021-04-10 13:00 | 0.58758 | 0.03802 | 0.53 | 0.385
2021-04-10 14:00 | 0.63829 | 0.034634 | 0.54 | 17.395
2021-04-10 15:00 | 0.75167 | 0.030981 | 0.57 | 31.885
2021-04-10 16:00 | 0.71041 | 0.009886 | 0.6 | 861.515
2021-04-10 17:00 | 0.22625 | 0.001079 | 0.64 | 1108.605
2021-04-10 18:00 | 0.00034652 | 0.016037 | 0.66 | 43.575
2021-04-10 19:00 | 0 | 0.041864 | 0.67 | 39.2
2021-04-10 20:00 | 0 | 0.22293 | 0.69 | 46.09
2021-04-10 21:00 | 0 | 0.26157 | 0.69 | 44.015
2021-04-10 22:00 | 0 | 0.17052 | 0.7 | 43.14
2021-04-10 23:00 | 0 | 0.1311 | 0.72 | 49.875
2021-04-11 | 0 | 0.03618 | 0.73 | 46.375
2021-04-11 01:00 | 0 | 0.0011615 | 0.73 | 42.19
2021-04-11 02:00 | 0 | 0 | 0.73 | 41.63
2021-04-11 03:00 | 0 | 0.000238 | 0.73 | 36.86
2021-04-11 04:00 | 0 | 0.026399 | 0.73 | 37.16
2021-04-11 05:00 | 0 | 0.099315 | 0.72 | 37.27
2021-04-11 06:00 | 0.0015543 | 0.23361 | 0.71 | 31.62
2021-04-11 07:00 | 0.25211 | 0.33303 | 0.64 | 19.1
2021-04-11 08:00 | 0.80282 | 0.29004 | 0.6 | 10.905
2021-04-11 09:00 | 0.86725 | 0.22509 | 0.55 | 11.535
2021-04-11 10:00 | 0.85793 | 0.18672 | 0.54 | 0.57
2021-04-11 11:00 | 0.85667 | 0.14813 | 0.54 | -22.08
2021-04-11 12:00 | 0.80394 | 0.085258 | 0.54 | -31.72
2021-04-11 13:00 | 0.74887 | 0.060986 | 0.53 | -27.875
2021-04-11 14:00 | 0.58012 | 0.044118 | 0.53 | -19.365
2021-04-11 15:00 | 0.40087 | 0.073608 | 0.54 | -1.51
2021-04-11 16:00 | 0.38211 | 0.13756 | 0.59 | 12.48
2021-04-11 17:00 | 0.17548 | 0.27632 | 0.65 | 40.05
2021-04-11 18:00 | 0 | 0.30946 | 0.65 | 66.6
2021-04-11 19:00 | 0 | 0.19396 | 0.65 | 50.12
2021-04-11 20:00 | 0 | 0.1185 | 0.66 | 49.665
2021-04-11 21:00 | 0 | 0.059091 | 0.7 | 45.255
2021-04-11 22:00 | 0 | 0.0098695 | 0.67 | 39.135
2021-04-11 23:00 | 0 | 0.007672 | 0.68 | 35.24
2021-04-12 | 0 | 0.10416 | 0.68 | 34.535
2021-04-12 01:00 | 0 | 0.1956 | 0.68 | 34.745
2021-04-12 02:00 | 0 | 0.10087 | 0.68 | 32.975
2021-04-12 03:00 | 0 | 0.067431 | 0.68 | 31.935
2021-04-12 04:00 | 0 | 0.057081 | 0.68 | 34.27
2021-04-12 05:00 | 0 | 0.0573 | 0.68 | 33.985
2021-04-12 06:00 | 0.00097477 | 0.04726 | 0.68 | 39.23
2021-04-12 07:00 | 0.2461 | 0.07957 | 0.62 | 41.305
2021-04-12 08:00 | 0.84694 | 0.052873 | 0.6 | 13.995
2021-04-12 09:00 | 0.90149 | 0.02364 | 0.54 | 6.48
2021-04-12 10:00 | 0.84439 | 0.0075865 | 0.56 | -12.48
2021-04-12 11:00 | 0.86882 | 0.00654 | 0.57 | -24.8
2021-04-12 12:00 | 0.81507 | 0.0091 | 0.56 | -24.425
2021-04-12 13:00 | 0.82246 | 0.00604 | 0.56 | 7.005
2021-04-12 14:00 | 0.89658 | 0.015544 | 0.57 | 22.92
2021-04-12 15:00 | 0.91179 | 0.040311 | 0.6 | 27.125
2021-04-12 16:00 | 0.79012 | 0.050051 | 0.6 | 35.265
2021-04-12 17:00 | 0.25326 | 0.02075 | 0.64 | 45.22
2021-04-12 18:00 | 0 | 0.028719 | 0.64 | 131.335
2021-04-12 19:00 | 0 | 0.13702 | 0.65 | 56.26
2021-04-12 20:00 | 0 | 0.22147 | 0.6 | 49.44
2021-04-12 21:00 | 0 | 0.30228 | 0.66 | 51.175
2021-04-12 22:00 | 0 | 0.48557 | 0.68 | 51.175
2021-04-12 23:00 | 0 | 0.54585 | 0.68 | 46.285
2021-04-13 | 0 | 0.67736 | 0.68 | 41.93
2021-04-13 01:00 | 0 | 0.81632 | 0.69 | 47.225
2021-04-13 02:00 | 0 | 0.67529 | 0.68 | 43.99
2021-04-13 03:00 | 0 | 0.48098 | 0.68 | 35.545
2021-04-13 04:00 | 0 | 0.43057 | 0.68 | 39.105
2021-04-13 05:00 | 0 | 0.6458 | 0.68 | 46.735
2021-04-13 06:00 | 0.0015852 | 0.6839 | 0.67 | 48.495
2021-04-13 07:00 | 0.26289 | 0.65079 | 0.61 | 36.745
2021-04-13 08:00 | 0.86639 | 0.48047 | 0.56 | 11.13
2021-04-13 09:00 | 0.89674 | 0.29238 | 0.55 | 1.795
2021-04-13 10:00 | 0.80774 | 0.16895 | 0.5 | 11.47
2021-04-13 11:00 | 0.77655 | 0.1568 | 0.55 | 7.05
2021-04-13 12:00 | 0.69194 | 0.20181 | 0.56 | 20.38
2021-04-13 13:00 | 0.61454 | 0.22418 | 0.57 | 19.885
2021-04-13 14:00 | 0.60028 | 0.25593 | 0.57 | 22.06
2021-04-13 15:00 | 0.47912 | 0.1813 | 0.6 | 28.675
2021-04-13 16:00 | 0.19971 | 0.18983 | 0.64 | 53.675
2021-04-13 17:00 | 0.067739 | 0.35271 | 0.65 | 108.19
2021-04-13 18:00 | 0 | 0.5495 | 0.65 | 84.48
2021-04-13 19:00 | 0 | 0.49789 | 0.65 | 49.835
2021-04-13 20:00 | 0 | 0.58879 | 0.65 | 42.54
2021-04-13 21:00 | 0 | 0.70727 | 0.67 | 50.745
2021-04-13 22:00 | 0 | 0.81062 | 0.67 | 47.04
2021-04-13 23:00 | 0 | 0.81521 | 0.67 | 43.23
2021-04-14 | 0 | 0.83935 | 0.68 | 40.835
2021-04-14 01:00 | 0 | 0.80784 | 0.68 | 33.23
2021-04-14 02:00 | 0 | 0.86577 | 0.69 | 30.725
2021-04-14 03:00 | 0 | 0.8275 | 0.69 | 24.23
2021-04-14 04:00 | 0 | 0.7951 | 0.69 | 27.14
2021-04-14 05:00 | 0 | 0.75853 | 0.7 | 41.84
2021-04-14 06:00 | 0.00060479 | 0.77841 | 0.7 | 51.08
2021-04-14 07:00 | 0.2596 | 0.68663 | 0.7 | 44.795
2021-04-14 08:00 | 0.87653 | 0.51811 | 0.6 | 14.34
2021-04-14 09:00 | 0.87387 | 0.48486 | 0.6 | -16.695
2021-04-14 10:00 | 0.79465 | 0.35582 | 0.61 | -43.15
2021-04-14 11:00 | 0.7949 | 0.27376 | 0.59 | -39.65
2021-04-14 12:00 | 0.70716 | 0.23963 | 0.58 | -16.27
2021-04-14 13:00 | 0.73821 | 0.17541 | 0.58 | -0.83
2021-04-14 14:00 | 0.7348 | 0.18945 | 0.57 | 9.05
2021-04-14 15:00 | 0.76127 | 0.22104 | 0.58 | 22.72
2021-04-14 16:00 | 0.5235 | 0.35919 | 0.61 | 38.75
2021-04-14 17:00 | 0.24028 | 0.51246 | 0.65 | 54.705
2021-04-14 18:00 | 0 | 0.61742 | 0.66 | 102.27
2021-04-14 19:00 | 0 | 0.63792 | 0.66 | 58.965
2021-04-14 20:00 | 0 | 0.74201 | 0.67 | 62.57
2021-04-14 21:00 | 0 | 0.72636 | 0.68 | 52.145
2021-04-14 22:00 | 0 | 0.66279 | 0.68 | 46.63
2021-04-14 23:00 | 0 | 0.50507 | 0.7 | 42.61
2021-04-15 | 0 | 0.42311 | 0.69 | 40.795
2021-04-15 01:00 | 0 | 0.32722 | 0.7 | 41.385
2021-04-15 02:00 | 0 | 0.31721 | 0.7 | 42.495
2021-04-15 03:00 | 0 | 0.30897 | 0.7 | 38.105
2021-04-15 04:00 | 0 | 0.25148 | 0.7 | 37.715
2021-04-15 05:00 | 0 | 0.19208 | 0.7 | 47.575
2021-04-15 06:00 | 0.00053606 | 0.2174 | 0.7 | 49.215
2021-04-15 07:00 | 0.22455 | 0.18732 | 0.63 | 42.795
2021-04-15 08:00 | 0.75639 | 0.086569 | 0.57 | 9.485
2021-04-15 09:00 | 0.87182 | 0.066798 | 0.56 | -2.335
2021-04-15 10:00 | 0.87099 | 0.053793 | 0.57 | -26.48
2021-04-15 11:00 | 0.73667 | 0.060186 | 0.58 | -31.93
2021-04-15 12:00 | 0.7139 | 0.090227 | 0.57 | -31.94
2021-04-15 13:00 | 0.73947 | 0.10133 | 0.56 | -0.9
2021-04-15 14:00 | 0.84369 | 0.093482 | 0.55 | 14.725
2021-04-15 15:00 | 0.91163 | 0.10799 | 0.57 | 19.215
2021-04-15 16:00 | 0.67601 | 0.18805 | 0.62 | 28.45
2021-04-15 17:00 | 0.24643 | 0.36477 | 0.66 | 55.955
2021-04-15 18:00 | 0 | 0.54004 | 0.66 | 1113.49
2021-04-15 19:00 | 0 | 0.50933 | 0.67 | 51.99
2021-04-15 20:00 | 0 | 0.43287 | 0.67 | 53.97
2021-04-15 21:00 | 0 | 0.404 | 0.68 | 53.045
2021-04-15 22:00 | 0 | 0.3815 | 0.7 | 48.11
2021-04-15 23:00 | 0 | 0.31655 | 0.7 | 46.79
2021-04-16 | 0 | 0.29386 | 0.71 | 37.215
2021-04-16 01:00 | 0 | 0.25152 | 0.72 | 38.175
2021-04-16 02:00 | 0 | 0.25648 | 0.72 | 36.42
2021-04-16 03:00 | 0 | 0.23089 | 0.72 | 35.41
2021-04-16 04:00 | 0 | 0.20708 | 0.72 | 36.05
2021-04-16 05:00 | 0 | 0.16103 | 0.73 | 40.385
2021-04-16 06:00 | 0.00055256 | 0.1314 | 0.72 | 47.76
2021-04-16 07:00 | 0.25772 | 0.072703 | 0.65 | 51.215
2021-04-16 08:00 | 0.85366 | 0.033423 | 0.6 | 22.605
2021-04-16 09:00 | 0.90267 | 0.0034705 | 0.57 | 16.06
2021-04-16 10:00 | 0.79972 | 0.003285 | 0.55 | 4.5
2021-04-16 11:00 | 0.75964 | 0.016535 | 0.55 | 0.865
2021-04-16 12:00 | 0.69577 | 0.06997 | 0.56 | 12.02
2021-04-16 13:00 | 0.67144 | 0.11521 | 0.58 | 19.935
2021-04-16 14:00 | 0.78546 | 0.15315 | 0.59 | 26.335
2021-04-16 15:00 | 0.71443 | 0.12855 | 0.59 | 32.115
2021-04-16 16:00 | 0.6136 | 0.10504 | 0.6 | 40.015
2021-04-16 17:00 | 0.22848 | 0.097868 | 0.6 | 65.635
2021-04-16 18:00 | 0 | 0.039963 | 0.64 | 96.55
2021-04-16 19:00 | 0 | 0.12179 | 0.6 | 54.035
2021-04-16 20:00 | 0 | 0.42241 | 0.66 | 58.685
2021-04-16 21:00 | 0 | 0.4775 | 0.65 | 43.725
2021-04-16 22:00 | 0 | 0.43185 | 0.7 | 43
2021-04-16 23:00 | 0 | 0.38445 | 0.65 | 42.505
2021-04-17 | 0 | 0.30887 | 0.66 | 39.51
2021-04-17 01:00 | 0 | 0.29004 | 0.7 | 44.13
2021-04-17 02:00 | 0 | 0.23254 | 0.68 | 36.48
2021-04-17 03:00 | 0 | 0.23536 | 0.68 | 34.83
2021-04-17 04:00 | 0 | 0.19345 | 0.69 | 37.18
2021-04-17 05:00 | 0 | 0.10999 | 0.7 | 40.96
2021-04-17 06:00 | 0.00048712 | 0.084603 | 0.7 | 42.65
2021-04-17 07:00 | 0.25228 | 0.059703 | 0.64 | 34.835
2021-04-17 08:00 | 0.83112 | 0.057938 | 0.6 | 21.525
2021-04-17 09:00 | 0.86377 | 0.062938 | 0.58 | 28.165
2021-04-17 10:00 | 0.84337 | 0.050318 | 0.59 | 31.775
2021-04-17 11:00 | 0.84607 | 0.060512 | 0.6 | 34.785
2021-04-17 12:00 | 0.82086 | 0.057278 | 0.61 | 35.645
2021-04-17 13:00 | 0.82591 | 0.051344 | 0.62 | 32.545
2021-04-17 14:00 | 0.85003 | 0.047071 | 0.63 | 32.525
2021-04-17 15:00 | 0.86602 | 0.021084 | 0.62 | 33.265
2021-04-17 16:00 | 0.62089 | 0.010099 | 0.63 | 35.805
2021-04-17 17:00 | 0.23338 | 0.029405 | 0.65 | 89.995
2021-04-17 18:00 | 0 | 0.49353 | 0.64 | 142
2021-04-17 19:00 | 0 | 0.62021 | 0.64 | 109.73
2021-04-17 20:00 | 0 | 0.64653 | 0.6 | 68.195
2021-04-17 21:00 | 0 | 0.68513 | 0.67 | 56.5
2021-04-17 22:00 | 0 | 0.66118 | 0.68 | 64.525
2021-04-17 23:00 | 0 | 0.62498 | 0.68 | 65.315
2021-04-18 | 0 | 0.42166 | 0.69 | 76.29
2021-04-18 01:00 | 0 | 0.31398 | 0.69 | 56.32
2021-04-18 02:00 | 0 | 0.30517 | 0.71 | 53.915
2021-04-18 03:00 | 0 | 0.21422 | 0.71 | 46.16
2021-04-18 04:00 | 0 | 0.14374 | 0.7 | 45.45
2021-04-18 05:00 | 0 | 0.22037 | 0.72 | 42.965
2021-04-18 06:00 | 0.00040907 | 0.24149 | 0.72 | 44.72
2021-04-18 07:00 | 0.23758 | 0.25398 | 0.68 | 42.295
2021-04-18 08:00 | 0.80338 | 0.29484 | 0.63 | 29.43
2021-04-18 09:00 | 0.84003 | 0.28205 | 0.6 | 28.02
2021-04-18 10:00 | 0.85272 | 0.2243 | 0.58 | 18.415
2021-04-18 11:00 | 0.83336 | 0.1473 | 0.58 | 13.335
2021-04-18 12:00 | 0.8216 | 0.061424 | 0.59 | 19.915
2021-04-18 13:00 | 0.8178 | 0.070309 | 0.59 | 20.42
2021-04-18 14:00 | 0.78052 | 0.11483 | 0.61 | 26.875
2021-04-18 15:00 | 0.57075 | 0.15162 | 0.62 | 26.1
2021-04-18 16:00 | 0.4452 | 0.14295 | 0.65 | 36.465
2021-04-18 17:00 | 0.13203 | 0.30906 | 0.66 | 155.875
2021-04-18 18:00 | 0 | 0.23759 | 0.67 | 79.885
2021-04-18 19:00 | 0 | 0.2544 | 0.66 | 163.48
2021-04-18 20:00 | 0 | 0.2558 | 0.67 | 212.015
2021-04-18 21:00 | 0 | 0.35202 | 0.67 | 94.275
2021-04-18 22:00 | 0 | 0.37304 | 0.68 | 68.24
2021-04-18 23:00 | 0 | 0.42718 | 0.68 | 53.17
2021-04-19 | 0 | 0.45089 | 0.68 | 44.445
2021-04-19 01:00 | 0 | 0.46022 | 0.69 | 39.61
2021-04-19 02:00 | 0 | 0.453 | 0.7 | 38.395
2021-04-19 03:00 | 0 | 0.44879 | 0.72 | 39.5
2021-04-19 04:00 | 0 | 0.28918 | 0.72 | 39.065
2021-04-19 05:00 | 0 | 0.21024 | 0.72 | 51.88
2021-04-19 06:00 | 0.00032881 | 0.17785 | 0.69 | 181.69
2021-04-19 07:00 | 0.065618 | 0.10698 | 0.63 | 107.795
2021-04-19 08:00 | 0.14493 | 0.049878 | 0.59 | 21.52
2021-04-19 09:00 | 0.30783 | 0.008309 | 0.57 | -3.435
2021-04-19 10:00 | 0.35829 | 0.0049245 | 0.57 | 18.17
2021-04-19 11:00 | 0.32695 | 0.010655 | 0.57 | -3.04
2021-04-19 12:00 | 0.56571 | 0.016147 | 0.6 | 0.105
2021-04-19 13:00 | 0.50211 | 0.0081655 | 0.58 | 23.38
2021-04-19 14:00 | 0.19455 | 0.0047275 | 0.58 | 25.57
2021-04-19 15:00 | 0.1729 | 0.0038525 | 0.59 | 30.53
2021-04-19 16:00 | 0.19898 | 0.002503 | 0.6 | 56.89
2021-04-19 17:00 | 0.16085 | 0.047833 | 0.64 | 180.565
2021-04-19 18:00 | 0 | 0.23933 | 0.63 | 1319.885
2021-04-19 19:00 | 0 | 0.22357 | 0.64 | 109.64
2021-04-19 20:00 | 0 | 0.19905 | 0.67 | 91.635
2021-04-19 21:00 | 0 | 0.18107 | 0.68 | 78.11
2021-04-19 22:00 | 0 | 0.17408 | 0.68 | 62.74
2021-04-19 23:00 | 0 | 0.19287 | 0.68 | 57.46
2021-04-20 | 0 | 0.16996 | 0.7 | 51.82
2021-04-20 01:00 | 0 | 0.14344 | 0.7 | 37.64
2021-04-20 02:00 | 0 | 0.14046 | 0.71 | 35.57
2021-04-20 03:00 | 0 | 0.069778 | 0.71 | 35.52
2021-04-20 04:00 | 0 | 0.048057 | 0.71 | 35.83
2021-04-20 05:00 | 0 | 0.022891 | 0.7 | 36.305
2021-04-20 06:00 | 0 | 0.057479 | 0.71 | 1271.37
2021-04-20 07:00 | 0.24579 | 0.037623 | 0.67 | 49.01
2021-04-20 08:00 | 0.81375 | 0.0089195 | 0.62 | 34.925
2021-04-20 09:00 | 0.8368 | 0 | 0.59 | 21.155
2021-04-20 10:00 | 0.83569 | 0.0040325 | 0.6 | 18.415
2021-04-20 11:00 | 0.70976 | 0.00452 | 0.57 | 17.56
2021-04-20 12:00 | 0.70365 | 0.0032895 | 0.58 | 18.385
2021-04-20 13:00 | 0.63907 | 0.001911 | 0.59 | 12.74
2021-04-20 14:00 | 0.65283 | 0.0027855 | 0.61 | 30.11
2021-04-20 15:00 | 0.70281 | 0.022936 | 0.63 | 34.43
2021-04-20 16:00 | 0.42674 | 0.12474 | 0.65 | 1181.06
2021-04-20 17:00 | 0.16606 | 0.22988 | 0.66 | 52.96
2021-04-20 18:00 | 0 | 0.43578 | 0.65 | 183.295
2021-04-20 19:00 | 0 | 0.58765 | 0.65 | 94.565
2021-04-20 20:00 | 0 | 0.55427 | 0.67 | 57.07
2021-04-20 21:00 | 0 | 0.55346 | 0.68 | 50.62
2021-04-20 22:00 | 0 | 0.44532 | 0.7 | 75.13
2021-04-20 23:00 | 0 | 0.44781 | 0.68 | 38.795
2021-04-21 | 0 | 0.44883 | 0.7 | 46.455
2021-04-21 01:00 | 0 | 0.34514 | 0.7 | 37.225
2021-04-21 02:00 | 0 | 0.32498 | 0.7 | 34.34
2021-04-21 03:00 | 0 | 0.24131 | 0.69 | 33.34
2021-04-21 04:00 | 0 | 0.16164 | 0.69 | 33.72
2021-04-21 05:00 | 0 | 0.13043 | 0.69 | 34.075
2021-04-21 06:00 | 0 | 0.095794 | 0.69 | 46.575
2021-04-21 07:00 | 0.22792 | 0.06365 | 0.66 | 118.62
2021-04-21 08:00 | 0.84221 | 0.018017 | 0.63 | 32.875
2021-04-21 09:00 | 0.87837 | 0.020467 | 0.59 | 15.295
2021-04-21 10:00 | 0.83813 | 0.020994 | 0.58 | -0.305
2021-04-21 11:00 | 0.82696 | 0.00856 | 0.59 | -99.7
2021-04-21 12:00 | 0.82856 | 0.011367 | 0.58 | -22.47
2021-04-21 13:00 | 0.83152 | 0.023006 | 0.56 | 9.18
2021-04-21 14:00 | 0.85564 | 0.038788 | 0.58 | 28.405
2021-04-21 15:00 | 0.85164 | 0.081334 | 0.61 | 33.4
2021-04-21 16:00 | 0.63073 | 0.12768 | 0.63 | 48.465
2021-04-21 17:00 | 0.21255 | 0.19258 | 0.64 | 175.82
2021-04-21 18:00 | 0 | 0.29032 | 0.63 | 269.175
2021-04-21 19:00 | 0 | 0.30505 | 0.64 | 214.11
2021-04-21 20:00 | 0 | 0.33653 | 0.65 | 143.695
2021-04-21 21:00 | 0 | 0.42562 | 0.7 | 103.425
2021-04-21 22:00 | 0 | 0.52877 | 0.67 | 61.355
2021-04-21 23:00 | 0 | 0.52033 | 0.68 | 50.675
2021-04-22 | 0 | 0.56813 | 0.7 | 47.385
2021-04-22 01:00 | 0 | 0.5571 | 0.7 | 42.185
2021-04-22 02:00 | 0 | 0.56218 | 0.7 | 35.78
2021-04-22 03:00 | 0 | 0.50064 | 0.7 | 32.725
2021-04-22 04:00 | 0 | 0.41846 | 0.71 | 35.03
2021-04-22 05:00 | 0 | 0.37972 | 0.71 | 34.605
2021-04-22 06:00 | 0 | 0.30115 | 0.7 | 64.625
2021-04-22 07:00 | 0.24667 | 0.19485 | 0.68 | 1028.465
2021-04-22 08:00 | 0.74533 | 0.12139 | 0.68 | 66.2
2021-04-22 09:00 | 0.8427 | 0.089738 | 0.69 | 44.45
2021-04-22 10:00 | 0.82102 | 0.085098 | 0.67 | 32.965
2021-04-22 11:00 | 0.80869 | 0.085552 | 0.66 | 35.98
2021-04-22 12:00 | 0.81416 | 0.096268 | 0.66 | 31.46
2021-04-22 13:00 | 0.81687 | 0.10504 | 0.67 | 43.985
2021-04-22 14:00 | 0.83916 | 0.10178 | 0.67 | 41.31
2021-04-22 15:00 | 0.84071 | 0.21573 | 0.67 | 46.04
2021-04-22 16:00 | 0.62255 | 0.37785 | 0.67 | 41.61
2021-04-22 17:00 | 0.20977 | 0.59377 | 0.65 | 61.72
2021-04-22 18:00 | 0 | 0.66935 | 0.64 | 72.29
2021-04-22 19:00 | 0 | 0.74964 | 0.66 | 119.825
2021-04-22 20:00 | 0 | 0.76847 | 0.68 | 78.395
2021-04-22 21:00 | 0 | 0.76002 | 0.7 | 59.73
2021-04-22 22:00 | 0 | 0.73008 | 0.7 | 57.365
2021-04-22 23:00 | 0 | 0.71922 | 0.68 | 48.68
2021-04-23 | 0 | 0.69087 | 0.69 | 39.28
2021-04-23 01:00 | 0 | 0.68756 | 0.68 | 33.87
2021-04-23 02:00 | 0 | 0.65335 | 0.7 | 32.03
2021-04-23 03:00 | 0 | 0.62169 | 0.67 | 30.36
2021-04-23 04:00 | 0 | 0.52873 | 0.67 | 30.85
2021-04-23 05:00 | 0 | 0.41778 | 0.68 | 33.64
2021-04-23 06:00 | 0 | 0.2643 | 0.68 | 50.92
2021-04-23 07:00 | 0.2439 | 0.15947 | 0.67 | 183.555
2021-04-23 08:00 | 0.82318 | 0.059751 | 0.64 | 37.735
2021-04-23 09:00 | 0.82319 | 0.049453 | 0.62 | 5.695
2021-04-23 10:00 | 0.80554 | 0.047035 | 0.61 | 4.98
2021-04-23 11:00 | 0.78337 | 0.05354 | 0.6 | 2.48
2021-04-23 12:00 | 0.75185 | 0.05356 | 0.6 | -8.87
2021-04-23 13:00 | 0.71765 | 0.065521 | 0.6 | 9.17
2021-04-23 14:00 | 0.55607 | 0.091935 | 0.61 | 22.975
2021-04-23 15:00 | 0.44848 | 0.15436 | 0.6 | 24.58
2021-04-23 16:00 | 0.54356 | 0.2166 | 0.7 | 62.725
2021-04-23 17:00 | 0.18307 | 0.33353 | 0.66 | 109.58
2021-04-23 18:00 | 0 | 0.51858 | 0.65 | 186.865
2021-04-23 19:00 | 0 | 0.61603 | 0.65 | 188.12
2021-04-23 20:00 | 0 | 0.64081 | 0.66 | 142.525
2021-04-23 21:00 | 0 | 0.63728 | 0.7 | 90.6
2021-04-23 22:00 | 0 | 0.6866 | 0.7 | 80.995
2021-04-23 23:00 | 0 | 0.6705 | 0.68 | 77.125
2021-04-24 | 0 | 0.60713 | 0.69 | 58.195
2021-04-24 01:00 | 0 | 0.64501 | 0.7 | 47.46
2021-04-24 02:00 | 0 | 0.67561 | 0.7 | 39.58
2021-04-24 03:00 | 0 | 0.66361 | 0.71 | 34.93
2021-04-24 04:00 | 0 | 0.59076 | 0.71 | 34.71
2021-04-24 05:00 | 0 | 0.55209 | 0.71 | 34.595
2021-04-24 06:00 | 0 | 0.42596 | 0.71 | 44.195
2021-04-24 07:00 | 0.24799 | 0.31366 | 0.68 | 39.695
2021-04-24 08:00 | 0.7644 | 0.15267 | 0.64 | 16.13
2021-04-24 09:00 | 0.86424 | 0.12158 | 0.61 | 18.14
2021-04-24 10:00 | 0.82916 | 0.085788 | 0.6 | -6.01
2021-04-24 11:00 | 0.81775 | 0.08082 | 0.6 | -22.085
2021-04-24 12:00 | 0.74468 | 0.10072 | 0.6 | -22.07
2021-04-24 13:00 | 0.70239 | 0.12032 | 0.6 | 0.775
2021-04-24 14:00 | 0.69374 | 0.15345 | 0.61 | 18.985
2021-04-24 15:00 | 0.79064 | 0.15953 | 0.64 | 21.71
2021-04-24 16:00 | 0.50016 | 0.18309 | 0.67 | 22.63
2021-04-24 17:00 | 0.15556 | 0.32655 | 0.67 | 69.395
2021-04-24 18:00 | 0 | 0.53567 | 0.67 | 104.04
2021-04-24 19:00 | 0 | 0.66246 | 0.67 | 59.385
2021-04-24 20:00 | 0 | 0.68944 | 0.67 | 64.2
2021-04-24 21:00 | 0 | 0.7277 | 0.68 | 56.385
2021-04-24 22:00 | 0 | 0.8258 | 0.7 | 63.62
2021-04-24 23:00 | 0 | 0.83965 | 0.7 | 55.25
2021-04-25 | 0 | 0.81226 | 0.7 | 43.47
2021-04-25 01:00 | 0 | 0.7029 | 0.72 | 53.455
2021-04-25 02:00 | 0 | 0.71234 | 0.72 | 54.15
2021-04-25 03:00 | 0 | 0.64568 | 0.72 | 36.89
2021-04-25 04:00 | 0 | 0.57245 | 0.72 | 36.02
2021-04-25 05:00 | 0 | 0.35006 | 0.72 | 41.955
2021-04-25 06:00 | 0 | 0.21041 | 0.72 | 42.185
2021-04-25 07:00 | 0.24414 | 0.084998 | 0.68 | 36.75
2021-04-25 08:00 | 0.66216 | 0.057271 | 0.6 | 20.61
2021-04-25 09:00 | 0.86591 | 0.091141 | 0.59 | 16.255
2021-04-25 10:00 | 0.78347 | 0.12489 | 0.57 | 14.87
2021-04-25 11:00 | 0.68161 | 0.094438 | 0.6 | 13.79
2021-04-25 12:00 | 0.73377 | 0.090061 | 0.58 | 16.38
2021-04-25 13:00 | 0.79696 | 0.10256 | 0.6 | 17.07
2021-04-25 14:00 | 0.79541 | 0.0838 | 0.62 | 23.625
2021-04-25 15:00 | 0.80905 | 0.070568 | 0.64 | 25.98
2021-04-25 16:00 | 0.64047 | 0.17885 | 0.7 | 38.725
2021-04-25 17:00 | 0.20919 | 0.33286 | 0.67 | 87.745
2021-04-25 18:00 | 0 | 0.4075 | 0.67 | 113.96
2021-04-25 19:00 | 0 | 0.45527 | 0.68 | 71.905
2021-04-25 20:00 | 0 | 0.50392 | 0.7 | 62.03
2021-04-25 21:00 | 0 | 0.46765 | 0.7 | 80.15
2021-04-25 22:00 | 0 | 0.4415 | 0.71 | 52.08
2021-04-25 23:00 | 0 | 0.41707 | 0.72 | 50.995
2021-04-26 | 0 | 0.40149 | 0.72 | 50.44
2021-04-26 01:00 | 0 | 0.4109 | 0.72 | 37.995
2021-04-26 02:00 | 0 | 0.40731 | 0.72 | 34.505
2021-04-26 03:00 | 0 | 0.38615 | 0.72 | 33.66
2021-04-26 04:00 | 0 | 0.27966 | 0.72 | 34.62
2021-04-26 05:00 | 0 | 0.31836 | 0.72 | 38.88
2021-04-26 06:00 | 0 | 0.28008 | 0.72 | 61.855
2021-04-26 07:00 | 0.24713 | 0.22765 | 0.67 | 24.495
2021-04-26 08:00 | 0.70927 | 0.12529 | 0.63 | -0.06
2021-04-26 09:00 | 0.87525 | 0.064863 | 0.6 | -1.74
2021-04-26 10:00 | 0.8634 | 0.058123 | 0.6 | -15.12
2021-04-26 11:00 | 0.77354 | 0.077368 | 0.6 | -12.945
2021-04-26 12:00 | 0.69923 | 0.079776 | 0.59 | -17.915
2021-04-26 13:00 | 0.77649 | 0.099321 | 0.6 | 1.7
2021-04-26 14:00 | 0.70823 | 0.094638 | 0.6 | 12.535
2021-04-26 15:00 | 0.69034 | 0.11743 | 0.61 | 11.76
2021-04-26 16:00 | 0.40729 | 0.12551 | 0.6 | 17.84
2021-04-26 17:00 | 0.19498 | 0.22426 | 0.66 | 42.365
2021-04-26 18:00 | 0 | 0.30272 | 0.6 | 207.57
2021-04-26 19:00 | 0 | 0.37091 | 0.6 | 86.86
2021-04-26 20:00 | 0 | 0.51497 | 0.67 | 67.785
2021-04-26 21:00 | 0 | 0.59003 | 0.67 | 52.255
2021-04-26 22:00 | 0 | 0.71935 | 0.67 | 29.635
2021-04-26 23:00 | 0 | 0.70967 | 0.69 | 37.435
2021-04-27 | 0 | 0.67773 | 0.69 | 37.27
2021-04-27 01:00 | 0 | 0.70238 | 0.69 | 30.795
2021-04-27 02:00 | 0 | 0.60974 | 0.69 | 29.59
2021-04-27 03:00 | 0 | 0.73838 | 0.69 | 31.155
2021-04-27 04:00 | 0 | 0.82157 | 0.69 | 31.725
2021-04-27 05:00 | 0 | 0.82326 | 0.69 | 40.3
2021-04-27 06:00 | 0 | 0.78263 | 0.68 | 101.815
2021-04-27 07:00 | 0.24375 | 0.73251 | 0.6 | 98.375
2021-04-27 08:00 | 0.70339 | 0.55621 | 0.59 | 15.755
2021-04-27 09:00 | 0.86694 | 0.44642 | 0.57 | -13.045
2021-04-27 10:00 | 0.84859 | 0.27878 | 0.6 | -11.05
2021-04-27 11:00 | 0.73525 | 0.19795 | 0.57 | -8.085
2021-04-27 12:00 | 0.79543 | 0.16509 | 0.56 | 2.635
2021-04-27 13:00 | 0.83632 | 0.15242 | 0.58 | 18.94
2021-04-27 14:00 | 0.80906 | 0.14133 | 0.59 | 19.195
2021-04-27 15:00 | 0.81563 | 0.19995 | 0.6 | 19.985
2021-04-27 16:00 | 0.603 | 0.21992 | 0.63 | 35.62
2021-04-27 17:00 | 0.19001 | 0.2866 | 0.64 | 113.035
2021-04-27 18:00 | 0 | 0.37554 | 0.64 | 249.515
2021-04-27 19:00 | 0 | 0.5263 | 0.6 | 141.39
2021-04-27 20:00 | 0 | 0.65575 | 0.66 | 69.525
2021-04-27 21:00 | 0 | 0.66121 | 0.67 | 66.57
2021-04-27 22:00 | 0 | 0.64888 | 0.67 | 37.14
2021-04-27 23:00 | 0 | 0.51247 | 0.68 | 34.185
2021-04-28 | 0 | 0.46077 | 0.69 | 39.425
2021-04-28 01:00 | 0 | 0.50196 | 0.69 | 32.98
2021-04-28 02:00 | 0 | 0.50577 | 0.69 | 30.98
2021-04-28 03:00 | 0 | 0.45309 | 0.69 | 31.34
2021-04-28 04:00 | 0 | 0.43891 | 0.7 | 32.585
2021-04-28 05:00 | 0 | 0.49227 | 0.7 | 43.03
2021-04-28 06:00 | 0 | 0.53399 | 0.69 | 68.415
2021-04-28 07:00 | 0.2408 | 0.50796 | 0.64 | 158.74
2021-04-28 08:00 | 0.69307 | 0.28575 | 0.59 | 37.885
2021-04-28 09:00 | 0.85999 | 0.18876 | 0.58 | 16.59
2021-04-28 10:00 | 0.83081 | 0.17444 | 0.57 | 22.095
2021-04-28 11:00 | 0.74069 | 0.14717 | 0.58 | 23.475
2021-04-28 12:00 | 0.64889 | 0.12338 | 0.59 | 28.845
2021-04-28 13:00 | 0.58073 | 0.11061 | 0.6 | 25.065
2021-04-28 14:00 | 0.5034 | 0.11185 | 0.62 | 35.945
2021-04-28 15:00 | 0.2149 | 0.20422 | 0.63 | 37.665
2021-04-28 16:00 | 0.2478 | 0.25409 | 0.65 | 52.8
2021-04-28 17:00 | 0.086956 | 0.3889 | 0.7 | 78.26
2021-04-28 18:00 | 0 | 0.48027 | 0.6 | 177.025
2021-04-28 19:00 | 0 | 0.46415 | 0.64 | 64.725
2021-04-28 20:00 | 0 | 0.42691 | 0.66 | 73.74
2021-04-28 21:00 | 0 | 0.31846 | 0.67 | 56.005
2021-04-28 22:00 | 0 | 0.26734 | 0.7 | 40.81
2021-04-28 23:00 | 0 | 0.22416 | 0.69 | 44.035
2021-04-29 | 0 | 0.21681 | 0.69 | 33.695
2021-04-29 01:00 | 0 | 0.23898 | 0.69 | 32.875
2021-04-29 02:00 | 0 | 0.27291 | 0.68 | 27.105
2021-04-29 03:00 | 0 | 0.25452 | 0.69 | 27.395
2021-04-29 04:00 | 0 | 0.24249 | 0.69 | 29.635
2021-04-29 05:00 | 0 | 0.17308 | 0.7 | 41.8
2021-04-29 06:00 | 0 | 0.12893 | 0.68 | 104.505
2021-04-29 07:00 | 0.23183 | 0.11191 | 0.63 | 206.895
2021-04-29 08:00 | 0.64734 | 0.053991 | 0.61 | 56.975
2021-04-29 09:00 | 0.69017 | 0.050249 | 0.58 | 11.785
2021-04-29 10:00 | 0.65979 | 0.045202 | 0.56 | 17.46
2021-04-29 11:00 | 0.62543 | 0.042703 | 0.56 | 18.72
2021-04-29 12:00 | 0.49896 | 0.032808 | 0.6 | 20.01
2021-04-29 13:00 | 0.45216 | 0.049923 | 0.59 | 20.105
2021-04-29 14:00 | 0.4203 | 0.059201 | 0.62 | 24.06
2021-04-29 15:00 | 0.34214 | 0.065782 | 0.64 | 28.405
2021-04-29 16:00 | 0.16994 | 0.047938 | 0.66 | 50.11
2021-04-29 17:00 | 0.064428 | 0.18882 | 0.65 | 163.85
2021-04-29 18:00 | 0 | 0.43587 | 0.6 | 213.28
2021-04-29 19:00 | 0 | 0.41026 | 0.65 | 63.65
2021-04-29 20:00 | 0 | 0.28526 | 0.66 | 54.725
2021-04-29 21:00 | 0 | 0.83208 | 0.66 | 38.235
2021-04-29 22:00 | 0 | 0.83675 | 0.67 | 32.02
2021-04-29 23:00 | 0 | 0.75556 | 0.7 | 29.45
2021-04-30 | 0 | 0.82756 | 0.68 | 30.365
2021-04-30 01:00 | 0 | 0.85946 | 0.68 | 29.31
2021-04-30 02:00 | 0 | 0.92234 | 0.67 | 24.72
2021-04-30 03:00 | 0 | 0.94801 | 0.68 | 25.445
2021-04-30 04:00 | 0 | 0.92504 | 0.68 | 28.025
2021-04-30 05:00 | 0 | 0.90897 | 0.68 | 33.65
2021-04-30 06:00 | 0 | 0.87107 | 0.7 | 48.95
2021-04-30 07:00 | 0.23093 | 0.74534 | 0.66 | -49.8
2021-04-30 08:00 | 0.67559 | 0.59241 | 0.61 | 14.695
2021-04-30 09:00 | 0.77357 | 0.52212 | 0.59 | -6.37
2021-04-30 10:00 | 0.7468 | 0.43633 | 0.58 | -0.695
2021-04-30 11:00 | 0.76582 | 0.38085 | 0.59 | 27.565
2021-04-30 12:00 | 0.75443 | 0.3786 | 0.6 | 17.1
2021-04-30 13:00 | 0.65241 | 0.24869 | 0.6 | 37.24
2021-04-30 14:00 | 0.61057 | 0.18456 | 0.6 | 40.235
2021-04-30 15:00 | 0.49923 | 0.16049 | 0.64 | 37.285
2021-04-30 16:00 | 0.37937 | 0.29011 | 0.64 | 48.155
2021-04-30 17:00 | 0.15625 | 0.48136 | 0.64 | 43.87
2021-04-30 18:00 | 0 | 0.6802 | 0.64 | 78.91
2021-04-30 19:00 | 0 | 0.69222 | 0.6 | 55.765
2021-04-30 20:00 | 0 | 0.73938 | 0.67 | 58.88
2021-04-30 21:00 | 0 | 0.70957 | 0.67 | 53.14
2021-04-30 22:00 | 0 | 0.60537 | 0.67 | 36.575
2021-04-30 23:00 | 0 | 0.57339 | 0.68 | 36.32
2021-05-01 | 0 | 0.70841 | 0.68 | 32.43
2021-05-01 01:00 | 0 | 0.80666 | 0.68 | 32.585
2021-05-01 02:00 | 0 | 0.86074 | 0.68 | 31.395
2021-05-01 03:00 | 0 | 0.88118 | 0.68 | 30.555
2021-05-01 04:00 | 0 | 0.89705 | 0.67 | 30.16
2021-05-01 05:00 | 0 | 0.90372 | 0.7 | 31.05
2021-05-01 06:00 | 0 | 0.88913 | 0.7 | 31.36
2021-05-01 07:00 | 0.10164 | 0.85009 | 0.6 | 34.025
2021-05-01 08:00 | 0.47845 | 0.60049 | 0.58 | 26.695
2021-05-01 09:00 | 0.79455 | 0.40938 | 0.56 | 23.665
2021-05-01 10:00 | 0.83223 | 0.25867 | 0.55 | 24.88
2021-05-01 11:00 | 0.81569 | 0.15459 | 0.56 | 27.87
2021-05-01 12:00 | 0.80176 | 0.076762 | 0.6 | 29.45
2021-05-01 13:00 | 0.72569 | 0.076546 | 0.58 | 28.735
2021-05-01 14:00 | 0.69702 | 0.089427 | 0.6 | 30.86
2021-05-01 15:00 | 0.64986 | 0.095067 | 0.61 | 33.745
2021-05-01 16:00 | 0.60961 | 0.09682 | 0.64 | 38.195
2021-05-01 17:00 | 0.14172 | 0.26936 | 0.66 | 54.35
2021-05-01 18:00 | 0 | 0.42282 | 0.66 | 60.21
2021-05-01 19:00 | 0 | 0.37842 | 0.68 | 42.015
2021-05-01 20:00 | 0 | 0.30883 | 0.68 | 39.345
2021-05-01 21:00 | 0 | 0.29365 | 0.68 | 34.615
2021-05-01 22:00 | 0 | 0.20545 | 0.69 | 34.18
2021-05-01 23:00 | 0 | 0.14458 | 0.68 | 33.08
2021-05-02 | 0 | 0.10069 | 0.68 | 31.945
2021-05-02 01:00 | 0 | 0.14211 | 0.69 | 32.19
2021-05-02 02:00 | 0 | 0.18579 | 0.68 | 30.09
2021-05-02 03:00 | 0 | 0.30999 | 0.68 | 30.205
2021-05-02 04:00 | 0 | 0.54152 | 0.68 | 29.775
2021-05-02 05:00 | 0 | 0.76228 | 0.67 | 30.84
2021-05-02 06:00 | 0 | 0.83518 | 0.67 | 30.305
2021-05-02 07:00 | 0.24054 | 0.7508 | 0.64 | -154.385
2021-05-02 08:00 | 0.65899 | 0.49773 | 0.58 | -16.1
2021-05-02 09:00 | 0.89074 | 0.45981 | 0.56 | -22.065
2021-05-02 10:00 | 0.87953 | 0.25661 | 0.56 | -29.835
2021-05-02 11:00 | 0.84887 | 0.15451 | 0.56 | -15.645
2021-05-02 12:00 | 0.83412 | 0.14168 | 0.56 | 3.02
2021-05-02 13:00 | 0.84787 | 0.13863 | 0.58 | 5.74
2021-05-02 14:00 | 0.86283 | 0.13219 | 0.59 | 10.57
2021-05-02 15:00 | 0.81075 | 0.12523 | 0.63 | 26.92
2021-05-02 16:00 | 0.63522 | 0.12621 | 0.67 | 42.455
2021-05-02 17:00 | 0.14584 | 0.14802 | 0.68 | 58.075
2021-05-02 18:00 | 0 | 0.19652 | 0.68 | 64.65
2021-05-02 19:00 | 0 | 0.22351 | 0.68 | 54.66
2021-05-02 20:00 | 0 | 0.33136 | 0.69 | 67.15
2021-05-02 21:00 | 0 | 0.49798 | 0.68 | 46.815
2021-05-02 22:00 | 0 | 0.65566 | 0.68 | 40.955
2021-05-02 23:00 | 0 | 0.64532 | 0.68 | 40.43
2021-05-03 | 0 | 0.53536 | 0.69 | 39.255
2021-05-03 01:00 | 0 | 0.73298 | 0.69 | 34.71
2021-05-03 02:00 | 0 | 0.86059 | 0.7 | 34.32
2021-05-03 03:00 | 0 | 0.90704 | 0.69 | 37.81
2021-05-03 04:00 | 0 | 0.90254 | 0.7 | 38.875
2021-05-03 05:00 | 0 | 0.85464 | 0.7 | 43.525
2021-05-03 06:00 | 0 | 0.81596 | 0.7 | 43.815
2021-05-03 07:00 | 0.1706 | 0.67726 | 0.66 | 52.655
2021-05-03 08:00 | 0.62184 | 0.38501 | 0.58 | 26.05
2021-05-03 09:00 | 0.75277 | 0.3654 | 0.56 | 14.435
2021-05-03 10:00 | 0.74774 | 0.32111 | 0.55 | 19.15
2021-05-03 11:00 | 0.75292 | 0.22195 | 0.57 | 25.47
2021-05-03 12:00 | 0.78304 | 0.1657 | 0.58 | 27.925
2021-05-03 13:00 | 0.76601 | 0.15929 | 0.6 | 26.025
2021-05-03 14:00 | 0.77104 | 0.16125 | 0.62 | 29.255
2021-05-03 15:00 | 0.71066 | 0.14115 | 0.63 | 42.355
2021-05-03 16:00 | 0.55478 | 0.12677 | 0.7 | 57.01
2021-05-03 17:00 | 0.1024 | 0.23069 | 0.67 | 63.925
2021-05-03 18:00 | 0 | 0.53259 | 0.66 | 64.86
2021-05-03 19:00 | 0 | 0.74108 | 0.67 | 40.46
2021-05-03 20:00 | 0 | 0.76656 | 0.69 | 47.8
2021-05-03 21:00 | 0 | 0.65565 | 0.7 | 53.305
2021-05-03 22:00 | 0 | 0.58556 | 0.71 | 39.325
2021-05-03 23:00 | 0 | 0.54565 | 0.71 | 48.17
2021-05-04 | 0 | 0.53286 | 0.7 | 38.165
2021-05-04 01:00 | 0 | 0.51691 | 0.71 | 33.115
2021-05-04 02:00 | 0 | 0.44292 | 0.71 | 31.525
2021-05-04 03:00 | 0 | 0.33167 | 0.72 | 31.375
2021-05-04 04:00 | 0 | 0.35585 | 0.72 | 32.055
2021-05-04 05:00 | 0 | 0.47806 | 0.72 | 40.145
2021-05-04 06:00 | 0 | 0.65381 | 0.71 | 46.295
2021-05-04 07:00 | 0.22388 | 0.89256 | 0.67 | 77.1
2021-05-04 08:00 | 0.6472 | 0.78756 | 0.6 | 40.855
2021-05-04 09:00 | 0.85611 | 0.57316 | 0.6 | 19.945
2021-05-04 10:00 | 0.8491 | 0.44505 | 0.58 | 17.915
2021-05-04 11:00 | 0.82524 | 0.53764 | 0.57 | 12.525
2021-05-04 12:00 | 0.80877 | 0.64167 | 0.59 | 21.665
2021-05-04 13:00 | 0.81496 | 0.5241 | 0.59 | 29.34
2021-05-04 14:00 | 0.60305 | 0.37983 | 0.61 | 29.235
2021-05-04 15:00 | 0.45808 | 0.34125 | 0.64 | 43.43
2021-05-04 16:00 | 0.40566 | 0.48795 | 0.64 | 67.185
2021-05-04 17:00 | 0.095909 | 0.53236 | 0.67 | 76.94
2021-05-04 18:00 | 0 | 0.6929 | 0.66 | 128.07
2021-05-04 19:00 | 0 | 0.75142 | 0.67 | 53.46
2021-05-04 20:00 | 0 | 0.81525 | 0.67 | 93.27
2021-05-04 21:00 | 0 | 0.87133 | 0.68 | 48.2
2021-05-04 22:00 | 0 | 0.84997 | 0.7 | 45.525
2021-05-04 23:00 | 0 | 0.88636 | 0.71 | 35.625
2021-05-05 | 0 | 0.82469 | 0.69 | 32.355
2021-05-05 01:00 | 0 | 0.86045 | 0.7 | 30.93
2021-05-05 02:00 | 0 | 0.87278 | 0.7 | 28.69
2021-05-05 03:00 | 0 | 0.8806 | 0.71 | 27.37
2021-05-05 04:00 | 0 | 0.87537 | 0.71 | 27.34
2021-05-05 05:00 | 0 | 0.88687 | 0.71 | 27.955
2021-05-05 06:00 | 0 | 0.87363 | 0.72 | 37.16
2021-05-05 07:00 | 0.19348 | 0.76008 | 0.67 | 48.47
2021-05-05 08:00 | 0.51716 | 0.62709 | 0.6 | 41.385
2021-05-05 09:00 | 0.74403 | 0.56207 | 0.61 | 58.235
2021-05-05 10:00 | 0.6917 | 0.48823 | 0.6 | 46.11
2021-05-05 11:00 | 0.65773 | 0.33113 | 0.59 | 50.105
2021-05-05 12:00 | 0.64228 | 0.28684 | 0.59 | 36.31
2021-05-05 13:00 | 0.60494 | 0.22281 | 0.59 | 34.335
2021-05-05 14:00 | 0.48949 | 0.25809 | 0.59 | 33.805
2021-05-05 15:00 | 0.50737 | 0.41646 | 0.59 | 33.895
2021-05-05 16:00 | 0.37703 | 0.71141 | 0.62 | 35.305
2021-05-05 17:00 | 0.094689 | 0.67866 | 0.66 | 51.14
2021-05-05 18:00 | 0 | 0.61512 | 0.65 | 52.015
2021-05-05 19:00 | 0 | 0.62257 | 0.66 | 55.09
2021-05-05 20:00 | 0 | 0.69438 | 0.68 | 51.365
2021-05-05 21:00 | 0 | 0.83953 | 0.68 | 41.02
2021-05-05 22:00 | 0 | 0.86712 | 0.68 | 37.935
2021-05-05 23:00 | 0 | 0.8301 | 0.68 | 34.705
2021-05-06 | 0 | 0.80137 | 0.68 | 32.76
2021-05-06 01:00 | 0 | 0.77033 | 0.69 | 32.32
2021-05-06 02:00 | 0 | 0.66475 | 0.68 | 32.08
2021-05-06 03:00 | 0 | 0.54324 | 0.69 | 29.28
2021-05-06 04:00 | 0 | 0.61044 | 0.7 | 29.635
2021-05-06 05:00 | 0 | 0.71662 | 0.7 | 26.635
2021-05-06 06:00 | 0 | 0.77278 | 0.7 | 34.815
2021-05-06 07:00 | 0.20266 | 0.67373 | 0.65 | 62.19
2021-05-06 08:00 | 0.60234 | 0.45536 | 0.61 | 30.135
2021-05-06 09:00 | 0.82571 | 0.28481 | 0.58 | 2.705
2021-05-06 10:00 | 0.8261 | 0.221 | 0.61 | -9.48
2021-05-06 11:00 | 0.73734 | 0.11617 | 0.6 | -33.985
2021-05-06 12:00 | 0.7615 | 0.099726 | 0.6 | -34.035
2021-05-06 13:00 | 0.68361 | 0.095066 | 0.57 | -3.62
2021-05-06 14:00 | 0.70227 | 0.13386 | 0.59 | 24.1
2021-05-06 15:00 | 0.59853 | 0.19462 | 0.62 | 38.99
2021-05-06 16:00 | 0.57557 | 0.33317 | 0.64 | 53.645
2021-05-06 17:00 | 0.060468 | 0.38575 | 0.65 | 124.86
2021-05-06 18:00 | 0 | 0.33633 | 0.64 | 262.56
2021-05-06 19:00 | 0 | 0.37694 | 0.66 | 123.665
2021-05-06 20:00 | 0 | 0.61767 | 0.67 | 101.695
2021-05-06 21:00 | 0 | 0.68396 | 0.68 | 55.925
2021-05-06 22:00 | 0 | 0.68737 | 0.68 | 46.78
2021-05-06 23:00 | 0 | 0.71342 | 0.68 | 42.085
2021-05-07 | 0 | 0.64849 | 0.69 | 39.705
2021-05-07 01:00 | 0 | 0.65197 | 0.71 | 37.02
2021-05-07 02:00 | 0 | 0.66331 | 0.72 | 33.585
2021-05-07 03:00 | 0 | 0.77683 | 0.72 | 32.26
2021-05-07 04:00 | 0 | 0.73991 | 0.72 | 34.645
2021-05-07 05:00 | 0 | 0.62864 | 0.71 | 39.38
2021-05-07 06:00 | 0 | 0.53973 | 0.69 | 43.405
2021-05-07 07:00 | 0.1972 | 0.44845 | 0.64 | 42.135
2021-05-07 08:00 | 0.60834 | 0.30917 | 0.61 | 29.51
2021-05-07 09:00 | 0.8451 | 0.21393 | 0.58 | 2.865
2021-05-07 10:00 | 0.80097 | 0.14587 | 0.55 | 17.095
2021-05-07 11:00 | 0.8007 | 0.09215 | 0.55 | 19.265
2021-05-07 12:00 | 0.7681 | 0.085019 | 0.55 | 19.14
2021-05-07 13:00 | 0.70343 | 0.11869 | 0.56 | 31.025
2021-05-07 14:00 | 0.53306 | 0.15451 | 0.58 | 34.32
2021-05-07 15:00 | 0.26108 | 0.18483 | 0.6 | 1248.82
2021-05-07 16:00 | 0.1947 | 0.33094 | 0.63 | 55.74
2021-05-07 17:00 | 0.050438 | 0.45757 | 0.64 | 150.385
2021-05-07 18:00 | 0 | 0.42862 | 0.64 | 290.785
2021-05-07 19:00 | 0 | 0.513 | 0.7 | 146.05
2021-05-07 20:00 | 0 | 0.62513 | 0.67 | 157.855
2021-05-07 21:00 | 0 | 0.61851 | 0.68 | 130.59
2021-05-07 22:00 | 0 | 0.54549 | 0.69 | 102.915
2021-05-07 23:00 | 0 | 0.51722 | 0.7 | 107.96
2021-05-08 | 0 | 0.35766 | 0.7 | 71.4
2021-05-08 01:00 | 0 | 0.29719 | 0.73 | 56.25
2021-05-08 02:00 | 0 | 0.21488 | 0.7 | 53.13
2021-05-08 03:00 | 0 | 0.17457 | 0.73 | 41.765
2021-05-08 04:00 | 0 | 0.15752 | 0.73 | 41.085
2021-05-08 05:00 | 0 | 0.13007 | 0.73 | 52.465
2021-05-08 06:00 | 0 | 0.12077 | 0.72 | 73.16
2021-05-08 07:00 | 0.12978 | 0.09788 | 0.7 | 48.015
2021-05-08 08:00 | 0.49984 | 0.085303 | 0.62 | 33.21
2021-05-08 09:00 | 0.78265 | 0.049089 | 0.57 | 21.015
2021-05-08 10:00 | 0.69021 | 0.009819 | 0.6 | 20.75
2021-05-08 11:00 | 0.74954 | 0.011468 | 0.6 | 14.86
2021-05-08 12:00 | 0.63078 | 0.0074815 | 0.6 | 9.82
2021-05-08 13:00 | 0.58337 | 0.010405 | 0.62 | 24.34
2021-05-08 14:00 | 0.55 | 0.010731 | 0.6 | 32.725
2021-05-08 15:00 | 0.59699 | 0.021189 | 0.65 | 52.31
2021-05-08 16:00 | 0.41914 | 0.058028 | 0.66 | 137.665
2021-05-08 17:00 | 0.055816 | 0.18522 | 0.67 | 89.14
2021-05-08 18:00 | 0 | 0.38629 | 0.67 | 100.885
2021-05-08 19:00 | 0 | 0.28348 | 0.68 | 83.63
2021-05-08 20:00 | 0 | 0.20793 | 0.7 | 80.33
2021-05-08 21:00 | 0 | 0.26159 | 0.71 | 52.47
2021-05-08 22:00 | 0 | 0.23764 | 0.71 | 46.81
2021-05-08 23:00 | 0 | 0.25948 | 0.71 | 50.015
2021-05-09 | 0 | 0.2051 | 0.71 | 44.955
2021-05-09 01:00 | 0 | 0.13493 | 0.72 | 43.92
2021-05-09 02:00 | 0 | 0.064963 | 0.7 | 38.785
2021-05-09 03:00 | 0 | 0.044394 | 0.72 | 37.09
2021-05-09 04:00 | 0 | 0.005514 | 0.71 | 37.9
2021-05-09 05:00 | 0 | 0.0083365 | 0.71 | 38.205
2021-05-09 06:00 | 0 | 0.007368 | 0.72 | 36.575
2021-05-09 07:00 | 0.20376 | 0.008819 | 0.68 | 37.29
2021-05-09 08:00 | 0.56953 | 0.012626 | 0.65 | 33.78
2021-05-09 09:00 | 0.59946 | 0.043948 | 0.61 | 35.11
2021-05-09 10:00 | 0.68404 | 0.068159 | 0.59 | 37.04
2021-05-09 11:00 | 0.63525 | 0.048293 | 0.57 | 25.45
2021-05-09 12:00 | 0.69701 | 0.029217 | 0.57 | 12.635
2021-05-09 13:00 | 0.71003 | 0.044871 | 0.6 | 24.965
2021-05-09 14:00 | 0.76845 | 0.048728 | 0.58 | 21.845
2021-05-09 15:00 | 0.754 | 0.065702 | 0.6 | 23.335
2021-05-09 16:00 | 0.41305 | 0.078746 | 0.6 | 45.705
2021-05-09 17:00 | 0.056688 | 0.20679 | 0.68 | 50.045
2021-05-09 18:00 | 0 | 0.4267 | 0.68 | 83.88
2021-05-09 19:00 | 0 | 0.69222 | 0.68 | 67.3
2021-05-09 20:00 | 0 | 0.73249 | 0.7 | 56.73
2021-05-09 21:00 | 0 | 0.75478 | 0.7 | 50.22
2021-05-09 22:00 | 0 | 0.82403 | 0.7 | 40.085
2021-05-09 23:00 | 0 | 0.85918 | 0.7 | 36.83
2021-05-10 | 0 | 0.88848 | 0.72 | 34.795
2021-05-10 01:00 | 0 | 0.90483 | 0.73 | 36.995
2021-05-10 02:00 | 0 | 0.89509 | 0.73 | 35.655
2021-05-10 03:00 | 0 | 0.88958 | 0.73 | 35.515
2021-05-10 04:00 | 0 | 0.81094 | 0.73 | 37.82
2021-05-10 05:00 | 0 | 0.77127 | 0.73 | 46.3
2021-05-10 06:00 | 0 | 0.62821 | 0.7 | 39.02
2021-05-10 07:00 | 0.19965 | 0.42264 | 0.65 | 155.015
2021-05-10 08:00 | 0.58372 | 0.26623 | 0.61 | 36.23
2021-05-10 09:00 | 0.78653 | 0.20584 | 0.6 | 36.45
2021-05-10 10:00 | 0.76947 | 0.1429 | 0.57 | 22.585
2021-05-10 11:00 | 0.74821 | 0.093174 | 0.6 | 24.78
2021-05-10 12:00 | 0.71121 | 0.10392 | 0.6 | 25
2021-05-10 13:00 | 0.67636 | 0.093731 | 0.6 | 20.89
2021-05-10 14:00 | 0.53852 | 0.10303 | 0.6 | 34.145
2021-05-10 15:00 | 0.41343 | 0.12409 | 0.62 | 48.67
2021-05-10 16:00 | 0.29861 | 0.17905 | 0.62 | 1372.505
2021-05-10 17:00 | 0.055155 | 0.30333 | 0.6 | 93.21
2021-05-10 18:00 | 0 | 0.56331 | 0.64 | 167.255
2021-05-10 19:00 | 0 | 0.78295 | 0.65 | 61.07
2021-05-10 20:00 | 0 | 0.81646 | 0.67 | 54.91
2021-05-10 21:00 | 0 | 0.86869 | 0.68 | 48.125
2021-05-10 22:00 | 0 | 0.82583 | 0.68 | 48.115
2021-05-10 23:00 | 0 | 0.80476 | 0.7 | 53.415
2021-05-11 | 0 | 0.8266 | 0.7 | 50.565
2021-05-11 01:00 | 0 | 0.87918 | 0.7 | 47.87
2021-05-11 02:00 | 0 | 0.84892 | 0.7 | 45.17
2021-05-11 03:00 | 0 | 0.83804 | 0.7 | 36.29
2021-05-11 04:00 | 0 | 0.89334 | 0.7 | 35
2021-05-11 05:00 | 0 | 0.86756 | 0.68 | 36
2021-05-11 06:00 | 0 | 0.88445 | 0.68 | 42.75
2021-05-11 07:00 | 0.12351 | 0.80512 | 0.67 | 57.865
2021-05-11 08:00 | 0.55359 | 0.61252 | 0.62 | 47.375
2021-05-11 09:00 | 0.70331 | 0.48312 | 0.59 | 38.275
2021-05-11 10:00 | 0.73599 | 0.29808 | 0.57 | 30.995
2021-05-11 11:00 | 0.72578 | 0.23283 | 0.59 | 30.145
2021-05-11 12:00 | 0.70899 | 0.20868 | 0.59 | 34.025
2021-05-11 13:00 | 0.72657 | 0.18772 | 0.59 | 36.515
2021-05-11 14:00 | 0.77447 | 0.15957 | 0.6 | 42.005
2021-05-11 15:00 | 0.80094 | 0.13362 | 0.62 | 44.725
2021-05-11 16:00 | 0.57884 | 0.16431 | 0.65 | 54.925
2021-05-11 17:00 | 0.053401 | 0.33212 | 0.66 | 128.815
2021-05-11 18:00 | 0 | 0.38789 | 0.66 | 298.905
2021-05-11 19:00 | 0 | 0.40804 | 0.65 | 120.21
2021-05-11 20:00 | 0 | 0.37648 | 0.7 | 53.15
2021-05-11 21:00 | 0 | 0.45894 | 0.68 | 50.9
2021-05-11 22:00 | 0 | 0.62227 | 0.7 | 51.315
2021-05-11 23:00 | 0 | 0.67623 | 0.7 | 50.35
2021-05-12 | 0 | 0.63584 | 0.7 | 44.095
2021-05-12 01:00 | 0 | 0.60203 | 0.7 | 42
2021-05-12 02:00 | 0 | 0.67638 | 0.7 | 38.78
2021-05-12 03:00 | 0 | 0.64826 | 0.69 | 33.82
2021-05-12 04:00 | 0 | 0.57977 | 0.69 | 33.525
2021-05-12 05:00 | 0 | 0.56478 | 0.69 | 37.59
2021-05-12 06:00 | 0 | 0.60603 | 0.7 | 47.37
2021-05-12 07:00 | 0.18698 | 0.68912 | 0.7 | 66.96
2021-05-12 08:00 | 0.61651 | 0.52702 | 0.66 | 43.44
2021-05-12 09:00 | 0.82564 | 0.37438 | 0.63 | 40.305
2021-05-12 10:00 | 0.81674 | 0.25784 | 0.59 | 34.61
2021-05-12 11:00 | 0.78927 | 0.17006 | 0.59 | 33.48
2021-05-12 12:00 | 0.71275 | 0.10459 | 0.6 | 33.485
2021-05-12 13:00 | 0.64772 | 0.087277 | 0.61 | 43.99
2021-05-12 14:00 | 0.75967 | 0.077852 | 0.6 | 47.295
2021-05-12 15:00 | 0.65613 | 0.084895 | 0.62 | 58.815
2021-05-12 16:00 | 0.48384 | 0.1379 | 0.63 | 52.875
2021-05-12 17:00 | 0.053296 | 0.3304 | 0.65 | 162.89
2021-05-12 18:00 | 0 | 0.47022 | 0.6 | 1383.23
2021-05-12 19:00 | 0 | 0.63871 | 0.65 | 113.555
2021-05-12 20:00 | 0 | 0.70355 | 0.66 | 108.86
2021-05-12 21:00 | 0 | 0.71333 | 0.7 | 124.13
2021-05-12 22:00 | 0 | 0.6496 | 0.68 | 122.075
2021-05-12 23:00 | 0 | 0.59242 | 0.7 | 89.33
2021-05-13 | 0 | 0.60921 | 0.71 | 55.1
2021-05-13 01:00 | 0 | 0.62518 | 0.72 | 50.67
2021-05-13 02:00 | 0 | 0.6037 | 0.72 | 40.67
2021-05-13 03:00 | 0 | 0.61044 | 0.71 | 35.11
2021-05-13 04:00 | 0 | 0.53419 | 0.71 | 34.87
2021-05-13 05:00 | 0 | 0.48215 | 0.71 | 37.785
2021-05-13 06:00 | 0 | 0.39386 | 0.7 | 43.58
2021-05-13 07:00 | 0.18935 | 0.35117 | 0.65 | 65.845
2021-05-13 08:00 | 0.59124 | 0.29895 | 0.63 | 37.5
2021-05-13 09:00 | 0.802 | 0.15351 | 0.59 | 28.53
2021-05-13 10:00 | 0.78938 | 0.10661 | 0.56 | 18.785
2021-05-13 11:00 | 0.64804 | 0.11463 | 0.55 | 19.16
2021-05-13 12:00 | 0.59053 | 0.12256 | 0.55 | 14.96
2021-05-13 13:00 | 0.54435 | 0.13407 | 0.58 | 16.56
2021-05-13 14:00 | 0.48581 | 0.15345 | 0.59 | 22.245
2021-05-13 15:00 | 0.41102 | 0.16495 | 0.61 | 31.56
2021-05-13 16:00 | 0.43405 | 0.19154 | 0.64 | 50.67
2021-05-13 17:00 | 0.032428 | 0.25809 | 0.65 | 120.805
2021-05-13 18:00 | 0 | 0.44723 | 0.65 | 71.7
2021-05-13 19:00 | 0 | 0.61824 | 0.66 | 64.02
2021-05-13 20:00 | 0 | 0.70544 | 0.67 | 54.77
2021-05-13 21:00 | 0 | 0.78916 | 0.68 | 51.7
2021-05-13 22:00 | 0 | 0.87595 | 0.69 | 44.66
2021-05-13 23:00 | 0 | 0.883 | 0.7 | 40.4
2021-05-14 | 0 | 0.8613 | 0.7 | 34.355
2021-05-14 01:00 | 0 | 0.82093 | 0.69 | 31.485
2021-05-14 02:00 | 0 | 0.81921 | 0.68 | 21.91
2021-05-14 03:00 | 0 | 0.82808 | 0.67 | 7.735
2021-05-14 04:00 | 0 | 0.87322 | 0.67 | 13.095
2021-05-14 05:00 | 0 | 0.91683 | 0.68 | 27.655
2021-05-14 06:00 | 0 | 0.8819 | 0.7 | 36
2021-05-14 07:00 | 0.19021 | 0.88752 | 0.65 | 42.02
2021-05-14 08:00 | 0.58375 | 0.82522 | 0.59 | 15.275
2021-05-14 09:00 | 0.79558 | 0.71861 | 0.57 | -3.93
2021-05-14 10:00 | 0.74885 | 0.64135 | 0.6 | -29.99
2021-05-14 11:00 | 0.58145 | 0.53532 | 0.59 | -54.545
2021-05-14 12:00 | 0.5774 | 0.46659 | 0.6 | -35.415
2021-05-14 13:00 | 0.49338 | 0.3636 | 0.58 | -32.82
2021-05-14 14:00 | 0.4648 | 0.3293 | 0.56 | 2.235
2021-05-14 15:00 | 0.42588 | 0.38386 | 0.58 | 20.475
2021-05-14 16:00 | 0.44825 | 0.48703 | 0.6 | 38.85
2021-05-14 17:00 | 0.054432 | 0.53202 | 0.66 | 1232.75
2021-05-14 18:00 | 0 | 0.70065 | 0.65 | 69.845
2021-05-14 19:00 | 0 | 0.76144 | 0.65 | 55.36
2021-05-14 20:00 | 0 | 0.73994 | 0.67 | 62.61
2021-05-14 21:00 | 0 | 0.69457 | 0.67 | 54.68
2021-05-14 22:00 | 0 | 0.74466 | 0.69 | 48.06
2021-05-14 23:00 | 0 | 0.81866 | 0.7 | 47.65
2021-05-15 | 0 | 0.81864 | 0.69 | 34.9
2021-05-15 01:00 | 0 | 0.87281 | 0.68 | 32.23
2021-05-15 02:00 | 0 | 0.86838 | 0.68 | 29.635
2021-05-15 03:00 | 0 | 0.85762 | 0.68 | 24.87
2021-05-15 04:00 | 0 | 0.8748 | 0.7 | 23.855
2021-05-15 05:00 | 0 | 0.88014 | 0.69 | 26.625
2021-05-15 06:00 | 0 | 0.85355 | 0.7 | 30.89
2021-05-15 07:00 | 0.19444 | 0.8406 | 0.66 | 32.63
2021-05-15 08:00 | 0.59284 | 0.60758 | 0.59 | 5.13
2021-05-15 09:00 | 0.80886 | 0.39733 | 0.57 | 2.325
2021-05-15 10:00 | 0.80109 | 0.46835 | 0.6 | -37.7
2021-05-15 11:00 | 0.77531 | 0.402 | 0.6 | -48.77
2021-05-15 12:00 | 0.74489 | 0.38284 | 0.6 | -63.485
2021-05-15 13:00 | 0.68872 | 0.39205 | 0.62 | -60.83
2021-05-15 14:00 | 0.62875 | 0.26784 | 0.59 | -28.925
2021-05-15 15:00 | 0.64092 | 0.26352 | 0.57 | 3.575
2021-05-15 16:00 | 0.38808 | 0.28158 | 0.63 | 23.22
2021-05-15 17:00 | 0.051854 | 0.44687 | 0.65 | 71.02
2021-05-15 18:00 | 0 | 0.58601 | 0.64 | 105.845
2021-05-15 19:00 | 0 | 0.71678 | 0.65 | 51.505
2021-05-15 20:00 | 0 | 0.82528 | 0.65 | 49.81
2021-05-15 21:00 | 0 | 0.88782 | 0.7 | 44.6
2021-05-15 22:00 | 0 | 0.89979 | 0.68 | 42.985
2021-05-15 23:00 | 0 | 0.87419 | 0.69 | 46.46
2021-05-16 | 0 | 0.87604 | 0.69 | 43.47
2021-05-16 01:00 | 0 | 0.88373 | 0.69 | 42.97
2021-05-16 02:00 | 0 | 0.82438 | 0.68 | 35.45
2021-05-16 03:00 | 0 | 0.8533 | 0.68 | 33.005
2021-05-16 04:00 | 0 | 0.90685 | 0.68 | 33.2
2021-05-16 05:00 | 0 | 0.92686 | 0.69 | 35.76
2021-05-16 06:00 | 0 | 0.90839 | 0.69 | 34.54
2021-05-16 07:00 | 0.19833 | 0.88768 | 0.64 | 21.43
2021-05-16 08:00 | 0.6071 | 0.75115 | 0.59 | -18.68
2021-05-16 09:00 | 0.81475 | 0.50837 | 0.57 | -20.355
2021-05-16 10:00 | 0.80144 | 0.31668 | 0.61 | -33.77
2021-05-16 11:00 | 0.7791 | 0.24813 | 0.64 | -52.47
2021-05-16 12:00 | 0.7643 | 0.23752 | 0.64 | -65.33
2021-05-16 13:00 | 0.74648 | 0.20987 | 0.63 | -42.37
2021-05-16 14:00 | 0.66818 | 0.18543 | 0.6 | -20.67
2021-05-16 15:00 | 0.56301 | 0.15334 | 0.59 | -0.555
2021-05-16 16:00 | 0.3434 | 0.12602 | 0.64 | 21.775
2021-05-16 17:00 | 0.042995 | 0.17701 | 0.68 | 53.965
2021-05-16 18:00 | 0 | 0.16832 | 0.68 | 105.54
2021-05-16 19:00 | 0 | 0.27374 | 0.68 | 64.24
2021-05-16 20:00 | 0 | 0.5031 | 0.69 | 62.61
2021-05-16 21:00 | 0 | 0.55798 | 0.7 | 51.45
2021-05-16 22:00 | 0 | 0.50221 | 0.71 | 41.5
2021-05-16 23:00 | 0 | 0.52861 | 0.71 | 36.98
2021-05-17 | 0 | 0.6005 | 0.7 | 33.84
2021-05-17 01:00 | 0 | 0.57378 | 0.7 | 32.975
2021-05-17 02:00 | 0 | 0.62308 | 0.7 | 32.445
2021-05-17 03:00 | 0 | 0.66269 | 0.7 | 31.945
2021-05-17 04:00 | 0 | 0.7699 | 0.7 | 33.03
2021-05-17 05:00 | 0 | 0.73256 | 0.7 | 39.28
2021-05-17 06:00 | 0 | 0.62555 | 0.68 | 56.905
2021-05-17 07:00 | 0.16339 | 0.79139 | 0.63 | 215.615
2021-05-17 08:00 | 0.5669 | 0.54385 | 0.6 | 35.25
2021-05-17 09:00 | 0.71217 | 0.3128 | 0.58 | 3.015
2021-05-17 10:00 | 0.75956 | 0.26586 | 0.57 | -21.075
2021-05-17 11:00 | 0.67664 | 0.21424 | 0.58 | -24.99
2021-05-17 12:00 | 0.49441 | 0.37721 | 0.59 | -37.41
2021-05-17 13:00 | 0.43479 | 0.23469 | 0.57 | -26.425
2021-05-17 14:00 | 0.41141 | 0.18169 | 0.56 | 11.06
2021-05-17 15:00 | 0.49986 | 0.3754 | 0.59 | 19.245
2021-05-17 16:00 | 0.2406 | 0.43879 | 0.64 | 42.57
2021-05-17 17:00 | 0.034297 | 0.52942 | 0.6 | 137.995
2021-05-17 18:00 | 0 | 0.56625 | 0.63 | 600.895
2021-05-17 19:00 | 0 | 0.57958 | 0.64 | 71.845
2021-05-17 20:00 | 0 | 0.53888 | 0.65 | 191.815
2021-05-17 21:00 | 0 | 0.72432 | 0.66 | 136.505
2021-05-17 22:00 | 0 | 0.70699 | 0.67 | 89.935
2021-05-17 23:00 | 0 | 0.8493 | 0.69 | 41.27
2021-05-18 | 0 | 0.82818 | 0.7 | 35.44
2021-05-18 01:00 | 0 | 0.84645 | 0.7 | 48.17
2021-05-18 02:00 | 0 | 0.86834 | 0.7 | 36.38
2021-05-18 03:00 | 0 | 0.84879 | 0.7 | 27.275
2021-05-18 04:00 | 0 | 0.8538 | 0.69 | 27.755
2021-05-18 05:00 | 0 | 0.78401 | 0.7 | 39.725
2021-05-18 06:00 | 0 | 0.6933 | 0.7 | 64.835
2021-05-18 07:00 | 0.094899 | 0.70009 | 0.61 | 221.55
2021-05-18 08:00 | 0.30463 | 0.50999 | 0.58 | 26.48
2021-05-18 09:00 | 0.4046 | 0.43488 | 0.56 | -8.31
2021-05-18 10:00 | 0.38295 | 0.27587 | 0.56 | -19.805
2021-05-18 11:00 | 0.44803 | 0.25563 | 0.57 | -28.015
2021-05-18 12:00 | 0.48572 | 0.26692 | 0.57 | -11.845
2021-05-18 13:00 | 0.39258 | 0.51347 | 0.57 | 20.7
2021-05-18 14:00 | 0.34901 | 0.53458 | 0.59 | 21.725
2021-05-18 15:00 | 0.11655 | 0.33561 | 0.61 | 24.325
2021-05-18 16:00 | 0.084731 | 0.43971 | 0.65 | 123.885
2021-05-18 17:00 | 0.010804 | 0.58576 | 0.64 | 530.95
2021-05-18 18:00 | 0 | 0.53744 | 0.63 | 115.98
2021-05-18 19:00 | 0 | 0.4809 | 0.64 | 37.59
2021-05-18 20:00 | 0 | 0.61705 | 0.65 | 66.935
2021-05-18 21:00 | 0 | 0.71905 | 0.66 | 61.055
2021-05-18 22:00 | 0 | 0.74854 | 0.66 | 46.145
2021-05-18 23:00 | 0 | 0.7625 | 0.68 | 39.125
2021-05-19 | 0 | 0.68039 | 0.68 | 32.87
2021-05-19 01:00 | 0 | 0.59478 | 0.68 | 26.52
2021-05-19 02:00 | 0 | 0.52392 | 0.68 | 22.435
2021-05-19 03:00 | 0 | 0.47852 | 0.68 | 21.705
2021-05-19 04:00 | 0 | 0.50513 | 0.68 | 23.17
2021-05-19 05:00 | 0 | 0.48339 | 0.68 | 33.095
2021-05-19 06:00 | 0 | 0.41337 | 0.67 | 40.08
2021-05-19 07:00 | 0.10563 | 0.33685 | 0.64 | 171.93
2021-05-19 08:00 | 0.34776 | 0.19443 | 0.59 | 23.275
2021-05-19 09:00 | 0.56991 | 0.14498 | 0.57 | 4
2021-05-19 10:00 | 0.61849 | 0.081346 | 0.56 | 5.18
2021-05-19 11:00 | 0.46964 | 0.07461 | 0.56 | 25.165
2021-05-19 12:00 | 0.44057 | 0.065643 | 0.58 | 31.54
2021-05-19 13:00 | 0.44156 | 0.076609 | 0.59 | 12.5
2021-05-19 14:00 | 0.48078 | 0.11825 | 0.6 | 24.145
2021-05-19 15:00 | 0.30885 | 0.14455 | 0.6 | 18.965
2021-05-19 16:00 | 0.14137 | 0.25023 | 0.63 | 35.68
2021-05-19 17:00 | 0.047406 | 0.42025 | 0.63 | 134.79
2021-05-19 18:00 | 0 | 0.54187 | 0.61 | 177.89
2021-05-19 19:00 | 0 | 0.65496 | 0.6 | 55.74
2021-05-19 20:00 | 0 | 0.63041 | 0.64 | 76.985
2021-05-19 21:00 | 0 | 0.64066 | 0.65 | 55.625
2021-05-19 22:00 | 0 | 0.52238 | 0.66 | 60.315
2021-05-19 23:00 | 0 | 0.42435 | 0.66 | 39.71
2021-05-20 | 0 | 0.34011 | 0.67 | 35.1
2021-05-20 01:00 | 0 | 0.28439 | 0.67 | 33.965
2021-05-20 02:00 | 0 | 0.23428 | 0.7 | 31.965
2021-05-20 03:00 | 0 | 0.22837 | 0.67 | 29.285
2021-05-20 04:00 | 0 | 0.22541 | 0.67 | 31.695
2021-05-20 05:00 | 0 | 0.17611 | 0.67 | 34.995
2021-05-20 06:00 | 0 | 0.14407 | 0.66 | 47.025
2021-05-20 07:00 | 0.047252 | 0.1704 | 0.64 | 102.98
2021-05-20 08:00 | 0.34037 | 0.095636 | 0.59 | 25.955
2021-05-20 09:00 | 0.36565 | 0.10712 | 0.6 | -7.51
2021-05-20 10:00 | 0.26552 | 0.10125 | 0.59 | -26.17
2021-05-20 11:00 | 0.25654 | 0.083224 | 0.6 | -17.755
2021-05-20 12:00 | 0.22715 | 0.061803 | 0.59 | -1.665
2021-05-20 13:00 | 0.20883 | 0.091686 | 0.6 | 7.53
2021-05-20 14:00 | 0.10626 | 0.1521 | 0.6 | 2.355
2021-05-20 15:00 | 0.054024 | 0.20271 | 0.61 | 22.955
2021-05-20 16:00 | 0.038663 | 0.25036 | 0.66 | 50.525
2021-05-20 17:00 | 0.00512 | 0.35766 | 0.65 | 58.575
2021-05-20 18:00 | 0 | 0.35783 | 0.64 | 111.615
2021-05-20 19:00 | 0 | 0.27034 | 0.64 | 98.395
2021-05-20 20:00 | 0 | 0.12934 | 0.65 | 124.345
2021-05-20 21:00 | 0 | 0.36196 | 0.7 | 186.17
2021-05-20 22:00 | 0 | 0.51348 | 0.68 | 93.41
2021-05-20 23:00 | 0 | 0.6777 | 0.7 | 63.885
2021-05-21 | 0 | 0.76231 | 0.68 | 48.825
2021-05-21 01:00 | 0 | 0.91061 | 0.7 | 48.085
2021-05-21 02:00 | 0 | 0.86517 | 0.71 | 48.635
2021-05-21 03:00 | 0 | 0.77888 | 0.72 | 47.24
2021-05-21 04:00 | 0 | 0.67026 | 0.7 | 36.8
2021-05-21 05:00 | 0 | 0.60521 | 0.7 | 38.84
2021-05-21 06:00 | 0 | 0.59988 | 0.68 | 62.73
2021-05-21 07:00 | 0.015905 | 0.44642 | 0.64 | 186.165
2021-05-21 08:00 | 0.088663 | 0.32391 | 0.6 | 22.705
2021-05-21 09:00 | 0.13866 | 0.33552 | 0.56 | -1.805
2021-05-21 10:00 | 0.1834 | 0.30982 | 0.56 | -9.225
2021-05-21 11:00 | 0.25082 | 0.30081 | 0.6 | -11.15
2021-05-21 12:00 | 0.14545 | 0.29559 | 0.6 | 4.045
2021-05-21 13:00 | 0.11708 | 0.34852 | 0.57 | 11.04
2021-05-21 14:00 | 0.067916 | 0.4545 | 0.58 | 9.195
2021-05-21 15:00 | 0.034193 | 0.3612 | 0.6 | 19.765
2021-05-21 16:00 | 0.024973 | 0.1887 | 0.63 | 27.73
2021-05-21 17:00 | 0.0048178 | 0.25864 | 0.65 | 1121.005
2021-05-21 18:00 | 0 | 0.17977 | 0.65 | 66.39
2021-05-21 19:00 | 0 | 0.2237 | 0.64 | 128.24
2021-05-21 20:00 | 0 | 0.27677 | 0.65 | 115.205
2021-05-21 21:00 | 0 | 0.28152 | 0.66 | 72.42
2021-05-21 22:00 | 0 | 0.38423 | 0.68 | 74.745
2021-05-21 23:00 | 0 | 0.34346 | 0.7 | 81.09
2021-05-22 | 0 | 0.37424 | 0.7 | 55.955
2021-05-22 01:00 | 0 | 0.39871 | 0.7 | 44.58
2021-05-22 02:00 | 0 | 0.34934 | 0.7 | 37.4
2021-05-22 03:00 | 0 | 0.3565 | 0.71 | 34.2
2021-05-22 04:00 | 0 | 0.3006 | 0.7 | 33.575
2021-05-22 05:00 | 0 | 0.26184 | 0.69 | 34.05
2021-05-22 06:00 | 0 | 0.21954 | 0.69 | 39.435
2021-05-22 07:00 | 0.023585 | 0.2255 | 0.65 | 52.565
2021-05-22 08:00 | 0.062753 | 0.19671 | 0.59 | -6.535
2021-05-22 09:00 | 0.22034 | 0.17083 | 0.57 | -2.205
2021-05-22 10:00 | 0.23402 | 0.10648 | 0.58 | -11.905
2021-05-22 11:00 | 0.27011 | 0.18474 | 0.58 | -18.505
2021-05-22 12:00 | 0.42784 | 0.26015 | 0.59 | -4.21
2021-05-22 13:00 | 0.37926 | 0.36507 | 0.59 | -1.17
2021-05-22 14:00 | 0.26199 | 0.41848 | 0.6 | 16.58
2021-05-22 15:00 | 0.21269 | 0.34042 | 0.6 | 27.27
2021-05-22 16:00 | 0.07295 | 0.22147 | 0.67 | 47.9
2021-05-22 17:00 | 0.016699 | 0.03761 | 0.7 | 153.245
2021-05-22 18:00 | 0 | 0.006104 | 0.67 | 259.225
2021-05-22 19:00 | 0 | 0.011083 | 0.67 | 81.755
2021-05-22 20:00 | 0 | 0.097449 | 0.67 | 68.145
2021-05-22 21:00 | 0 | 0.14825 | 0.68 | 55.185
2021-05-22 22:00 | 0 | 0.14412 | 0.69 | 67.58
2021-05-22 23:00 | 0 | 0.13799 | 0.68 | 49.05
2021-05-23 | 0 | 0.27931 | 0.68 | 37.04
2021-05-23 01:00 | 0 | 0.26384 | 0.7 | 32.945
2021-05-23 02:00 | 0 | 0.15708 | 0.68 | 32.01
2021-05-23 03:00 | 0 | 0.13318 | 0.68 | 31.245
2021-05-23 04:00 | 0 | 0.19685 | 0.69 | 31.38
2021-05-23 05:00 | 0 | 0.26447 | 0.69 | 31.625
2021-05-23 06:00 | 0 | 0.22202 | 0.69 | 32.68
2021-05-23 07:00 | 0.0055395 | 0.21835 | 0.64 | 18.14
2021-05-23 08:00 | 0.015114 | 0.20439 | 0.6 | -10.18
2021-05-23 09:00 | 0.024104 | 0.18469 | 0.59 | -22.985
2021-05-23 10:00 | 0.029259 | 0.17214 | 0.6 | -18.3
2021-05-23 11:00 | 0.067212 | 0.14756 | 0.59 | -14.18
2021-05-23 12:00 | 0.052057 | 0.14143 | 0.59 | -10.99
2021-05-23 13:00 | 0.02477 | 0.18883 | 0.58 | 7.495
2021-05-23 14:00 | 0.03173 | 0.21259 | 0.6 | 13.43
2021-05-23 15:00 | 0.02377 | 0.22363 | 0.63 | 28.655
2021-05-23 16:00 | 0.013587 | 0.20349 | 0.67 | 48.085
2021-05-23 17:00 | 0.0074372 | 0.27748 | 0.7 | 169.515
2021-05-23 18:00 | 0 | 0.37721 | 0.66 | 223.125
2021-05-23 19:00 | 0 | 0.57082 | 0.67 | 97.32
2021-05-23 20:00 | 0 | 0.40033 | 0.68 | 68.25
2021-05-23 21:00 | 0 | 0.38249 | 0.7 | 67.045
2021-05-23 22:00 | 0 | 0.38022 | 0.71 | 42.53
2021-05-23 23:00 | 0 | 0.49624 | 0.71 | 39.215
2021-05-24 | 0 | 0.59164 | 0.71 | 36.875
2021-05-24 01:00 | 0 | 0.58883 | 0.71 | 33.865
2021-05-24 02:00 | 0 | 0.57856 | 0.69 | 31.72
2021-05-24 03:00 | 0 | 0.52151 | 0.68 | 31.18
2021-05-24 04:00 | 0 | 0.51738 | 0.68 | 32.695
2021-05-24 05:00 | 0 | 0.52906 | 0.68 | 35.915
2021-05-24 06:00 | 0 | 0.49038 | 0.68 | 41.95
2021-05-24 07:00 | 0.19165 | 0.44109 | 0.64 | 92.765
2021-05-24 08:00 | 0.6138 | 0.42422 | 0.58 | 42.965
2021-05-24 09:00 | 0.83754 | 0.34651 | 0.56 | 30.14
2021-05-24 10:00 | 0.81576 | 0.30632 | 0.6 | 24.77
2021-05-24 11:00 | 0.79096 | 0.18708 | 0.57 | 29.02
2021-05-24 12:00 | 0.77043 | 0.14928 | 0.57 | 34.145
2021-05-24 13:00 | 0.78672 | 0.072278 | 0.58 | 37.78
2021-05-24 14:00 | 0.80932 | 0.055752 | 0.59 | 37.805
2021-05-24 15:00 | 0.81929 | 0.030305 | 0.59 | 44.265
2021-05-24 16:00 | 0.58357 | 0.058423 | 0.62 | 56.805
2021-05-24 17:00 | 0.040822 | 0.13065 | 0.64 | 194.27
2021-05-24 18:00 | 0 | 0.27782 | 0.63 | 1273.195
2021-05-24 19:00 | 0 | 0.37904 | 0.65 | 61.085
2021-05-24 20:00 | 0 | 0.44623 | 0.66 | 103.58
2021-05-24 21:00 | 0 | 0.56287 | 0.67 | 58.345
2021-05-24 22:00 | 0 | 0.60247 | 0.67 | 40.83
2021-05-24 23:00 | 0 | 0.63309 | 0.7 | 39.67
2021-05-25 | 0 | 0.64155 | 0.68 | 38.5
2021-05-25 01:00 | 0 | 0.55389 | 0.67 | 36.42
2021-05-25 02:00 | 0 | 0.4797 | 0.67 | 33.92
2021-05-25 03:00 | 0 | 0.46878 | 0.67 | 33.4
2021-05-25 04:00 | 0 | 0.52513 | 0.67 | 34.58
2021-05-25 05:00 | 0 | 0.55489 | 0.67 | 40.02
2021-05-25 06:00 | 0 | 0.48165 | 0.67 | 46.325
2021-05-25 07:00 | 0.18074 | 0.28913 | 0.63 | 139.54
2021-05-25 08:00 | 0.59402 | 0.14384 | 0.6 | 59.245
2021-05-25 09:00 | 0.80039 | 0.082777 | 0.56 | 35.19
2021-05-25 10:00 | 0.78063 | 0.018159 | 0.56 | 31.19
2021-05-25 11:00 | 0.75486 | 0.0054065 | 0.56 | 30.915
2021-05-25 12:00 | 0.73572 | 0.0013485 | 0.58 | 29.945
2021-05-25 13:00 | 0.75241 | 0 | 0.6 | 40.775
2021-05-25 14:00 | 0.77438 | 0.0011405 | 0.56 | 1315.13
2021-05-25 15:00 | 0.7805 | 0.002281 | 0.57 | 1312.335
2021-05-25 16:00 | 0.50659 | 0.000255 | 0.56 | 3847.67
2021-05-25 17:00 | 0.046849 | 0.002532 | 0.56 | 15000
2021-05-25 18:00 | 0 | 0.006281 | 0.58 | 13769.81
2021-05-25 19:00 | 0 | 0.027796 | 0.61 | 2533.055
2021-05-25 20:00 | 0 | 0.042427 | 0.62 | 218.985
2021-05-25 21:00 | 0 | 0.061692 | 0.62 | 259.05
2021-05-25 22:00 | 0 | 0.048944 | 0.63 | 283.545
2021-05-25 23:00 | 0 | 0.012374 | 0.7 | 125.51
2021-05-26 | 0 | 0.0091105 | 0.67 | 60.815
2021-05-26 01:00 | 0 | 0.001609 | 0.68 | 67.33
2021-05-26 02:00 | 0 | 0 | 0.68 | 73.895
2021-05-26 03:00 | 0 | 0.000553 | 0.68 | 50.015
2021-05-26 04:00 | 0 | 0 | 0.69 | 47.64
2021-05-26 05:00 | 0 | 6.5e-05 | 0.69 | 69.84
2021-05-26 06:00 | 0 | 8.7e-05 | 0.66 | 107.68
2021-05-26 07:00 | 0.1357 | 0.0011605 | 0.62 | 283.245
2021-05-26 08:00 | 0.58589 | 0.0055475 | 0.58 | 75.77
2021-05-26 09:00 | 0.78643 | 0.000632 | 0.55 | 38.7
2021-05-26 10:00 | 0.77272 | 0.0023645 | 0.54 | 36.41
2021-05-26 11:00 | 0.74465 | 0.000552 | 0.54 | 31.955
2021-05-26 12:00 | 0.73832 | 0.003525 | 0.53 | 30.13
2021-05-26 13:00 | 0.74544 | 0.00281 | 0.52 | 31.5
2021-05-26 14:00 | 0.76571 | 0.006458 | 0.54 | 45.795
2021-05-26 15:00 | 0.78445 | 0.002222 | 0.55 | 50.995
2021-05-26 16:00 | 0.55689 | 0.002295 | 0.59 | 64.015
2021-05-26 17:00 | 0.041915 | 0.0058875 | 0.61 | 266.455
2021-05-26 18:00 | 0 | 0.0096245 | 0.62 | 264.505
2021-05-26 19:00 | 0 | 0.030031 | 0.63 | 91.955
2021-05-26 20:00 | 0 | 0.049863 | 0.64 | 83.385
2021-05-26 21:00 | 0 | 0.082477 | 0.64 | 91.945
2021-05-26 22:00 | 0 | 0.08621 | 0.65 | 124.9
2021-05-26 23:00 | 0 | 0.036183 | 0.66 | 117.94
2021-05-27 | 0 | 0.029101 | 0.67 | 122.79
2021-05-27 01:00 | 0 | 0.04522 | 0.67 | 103.58
2021-05-27 02:00 | 0 | 0.019156 | 0.67 | 61.195
2021-05-27 03:00 | 0 | 0 | 0.66 | 50.88
2021-05-27 04:00 | 0 | 0.001689 | 0.66 | 53.115
2021-05-27 05:00 | 0 | 0.0012745 | 0.66 | 50.965
2021-05-27 06:00 | 0 | 0.0037595 | 0.64 | 333.625
2021-05-27 07:00 | 0.13498 | 0.008433 | 0.61 | 220.5
2021-05-27 08:00 | 0.57738 | 0.016975 | 0.57 | 93.4
2021-05-27 09:00 | 0.71425 | 0.064084 | 0.57 | 47.105
2021-05-27 10:00 | 0.66621 | 0.068104 | 0.6 | 44.885
2021-05-27 11:00 | 0.57964 | 0.020334 | 0.5 | 36.705
2021-05-27 12:00 | 0.57238 | 0.018287 | 0.53 | 37.475
2021-05-27 13:00 | 0.60384 | 0.028501 | 0.52 | 36.605
2021-05-27 14:00 | 0.54202 | 0.042744 | 0.53 | 39.92
2021-05-27 15:00 | 0.59502 | 0.054166 | 0.55 | 44.41
2021-05-27 16:00 | 0.29659 | 0.05256 | 0.59 | 64.28
2021-05-27 17:00 | 0.040076 | 0.036688 | 0.59 | 125.23
2021-05-27 18:00 | 0 | 0.038609 | 0.6 | 257.375
2021-05-27 19:00 | 0 | 0.22655 | 0.59 | 150.165
2021-05-27 20:00 | 0 | 0.45241 | 0.6 | 123.015
2021-05-27 21:00 | 0 | 0.54402 | 0.62 | 246.205
2021-05-27 22:00 | 0 | 0.70348 | 0.63 | 74.115
2021-05-27 23:00 | 0 | 0.71106 | 0.65 | 71.375
2021-05-28 | 0 | 0.69047 | 0.7 | 53.705
2021-05-28 01:00 | 0 | 0.74856 | 0.67 | 62.68
2021-05-28 02:00 | 0 | 0.69951 | 0.67 | 57.505
2021-05-28 03:00 | 0 | 0.72527 | 0.66 | 52.88
2021-05-28 04:00 | 0 | 0.73543 | 0.64 | 43.415
2021-05-28 05:00 | 0 | 0.71162 | 0.63 | 46.78
2021-05-28 06:00 | 0 | 0.60904 | 0.62 | 79.455
2021-05-28 07:00 | 0.13095 | 0.60164 | 0.57 | 1307.23
2021-05-28 08:00 | 0.55314 | 0.43487 | 0.5 | 96.015
2021-05-28 09:00 | 0.75708 | 0.32388 | 0.51 | 55.385
2021-05-28 10:00 | 0.74515 | 0.21037 | 0.5 | 41.32
2021-05-28 11:00 | 0.71061 | 0.16207 | 0.5 | 35.59
2021-05-28 12:00 | 0.70289 | 0.10858 | 0.5 | 35.125
2021-05-28 13:00 | 0.72043 | 0.12888 | 0.5 | 38.475
2021-05-28 14:00 | 0.72719 | 0.15877 | 0.51 | 41.71
2021-05-28 15:00 | 0.63881 | 0.24119 | 0.53 | 45.375
2021-05-28 16:00 | 0.49726 | 0.3734 | 0.57 | 134.37
2021-05-28 17:00 | 0.039439 | 0.63452 | 0.59 | 1110.77
2021-05-28 18:00 | 0 | 0.82503 | 0.59 | 68.77
2021-05-28 19:00 | 0 | 0.8736 | 0.59 | 76.395
2021-05-28 20:00 | 0 | 0.89769 | 0.6 | 253.29
2021-05-28 21:00 | 0 | 0.89439 | 0.6 | 140.29
2021-05-28 22:00 | 0 | 0.89801 | 0.61 | 110.27
2021-05-28 23:00 | 0 | 0.92264 | 0.63 | 104.39
2021-05-29 | 0 | 0.90664 | 0.62 | 77.775
2021-05-29 01:00 | 0 | 0.86492 | 0.65 | 80.68
2021-05-29 02:00 | 0 | 0.8645 | 0.66 | 83.265
2021-05-29 03:00 | 0 | 0.82304 | 0.64 | 67.76
2021-05-29 04:00 | 0 | 0.8384 | 0.65 | 61.065
2021-05-29 05:00 | 0 | 0.81097 | 0.66 | 58.58
2021-05-29 06:00 | 0 | 0.7726 | 0.66 | 61.3
2021-05-29 07:00 | 0.093188 | 0.7098 | 0.62 | 91.445
2021-05-29 08:00 | 0.55392 | 0.43285 | 0.56 | 68.41
2021-05-29 09:00 | 0.76288 | 0.25909 | 0.54 | 71.23
2021-05-29 10:00 | 0.74411 | 0.15291 | 0.52 | 62.885
2021-05-29 11:00 | 0.72252 | 0.18294 | 0.51 | 46.285
2021-05-29 12:00 | 0.71043 | 0.12223 | 0.53 | 42.01
2021-05-29 13:00 | 0.70025 | 0.097409 | 0.53 | 55.72
2021-05-29 14:00 | 0.73643 | 0.12885 | 0.54 | 66.11
2021-05-29 15:00 | 0.75159 | 0.10372 | 0.57 | 99.74
2021-05-29 16:00 | 0.51883 | 0.097531 | 0.6 | 162.78
2021-05-29 17:00 | 0.046018 | 0.11812 | 0.6 | 543.35
2021-05-29 18:00 | 0 | 0.14597 | 0.6 | 168.77
2021-05-29 19:00 | 0 | 0.21901 | 0.59 | 278.325
2021-05-29 20:00 | 0 | 0.25983 | 0.6 | 242.475
2021-05-29 21:00 | 0 | 0.44556 | 0.61 | 268.485
2021-05-29 22:00 | 0 | 0.59776 | 0.63 | 262.485
2021-05-29 23:00 | 0 | 0.66812 | 0.6 | 199.08
2021-05-30 | 0 | 0.5323 | 0.65 | 119.05
2021-05-30 01:00 | 0 | 0.44351 | 0.67 | 98.835
2021-05-30 02:00 | 0 | 0.3569 | 0.68 | 64.665
2021-05-30 03:00 | 0 | 0.26394 | 0.68 | 64.785
2021-05-30 04:00 | 0 | 0.18656 | 0.67 | 63.54
2021-05-30 05:00 | 0 | 0.10124 | 0.68 | 75.805
2021-05-30 06:00 | 0 | 0.051748 | 0.67 | 65.225
2021-05-30 07:00 | 0.089871 | 0.060311 | 0.63 | 193.845
2021-05-30 08:00 | 0.55634 | 0.075071 | 0.57 | 57.56
2021-05-30 09:00 | 0.77412 | 0.05238 | 0.54 | 59.67
2021-05-30 10:00 | 0.76477 | 0.028042 | 0.53 | 50.18
2021-05-30 11:00 | 0.71828 | 0.018094 | 0.53 | 35.82
2021-05-30 12:00 | 0.59066 | 0 | 0.53 | 35.77
2021-05-30 13:00 | 0.58115 | 0.0016585 | 0.55 | 41.39
2021-05-30 14:00 | 0.54782 | 0.000523 | 0.54 | 69.54
2021-05-30 15:00 | 0.5964 | 0.0019685 | 0.56 | 58.535
2021-05-30 16:00 | 0.41809 | 0.0032045 | 0.6 | 80.765
2021-05-30 17:00 | 0.047096 | 0.000522 | 0.6 | 2392.935
2021-05-30 18:00 | 0 | 0.0026415 | 0.59 | 1281.695
2021-05-30 19:00 | 0 | 0.002711 | 0.61 | 907.4
2021-05-30 20:00 | 0 | 0.01956 | 0.61 | 174.185
2021-05-30 21:00 | 0 | 0.019784 | 0.61 | 108.24
2021-05-30 22:00 | 0 | 0.012919 | 0.63 | 121.125
2021-05-30 23:00 | 0 | 0.011416 | 0.65 | 79.355
2021-05-31 | 0 | 0.004006 | 0.6 | 73.425
2021-05-31 01:00 | 0 | 0.015448 | 0.66 | 69.81
2021-05-31 02:00 | 0 | 0.015244 | 0.65 | 58.605
2021-05-31 03:00 | 0 | 0.017209 | 0.65 | 58.54
2021-05-31 04:00 | 0 | 0.0164 | 0.65 | 59.05
2021-05-31 05:00 | 0 | 0.021691 | 0.64 | 87.265
2021-05-31 06:00 | 0 | 0.028724 | 0.63 | 114.7
2021-05-31 07:00 | 0.05881 | 0.03659 | 0.59 | 371.73
2021-05-31 08:00 | 0.51323 | 0.030031 | 0.55 | 125.6
2021-05-31 09:00 | 0.63634 | 0.022208 | 0.5 | 87.825
2021-05-31 10:00 | 0.61666 | 0.048266 | 0.52 | 76.155
2021-05-31 11:00 | 0.5215 | 0.067206 | 0.52 | 79.605
2021-05-31 12:00 | 0.5661 | 0.060136 | 0.52 | 51.185
2021-05-31 13:00 | 0.56789 | 0.07844 | 0.54 | 60.09
2021-05-31 14:00 | 0.42192 | 0.033871 | 0.56 | 72.64
2021-05-31 15:00 | 0.41359 | 0.000639 | 0.55 | 72.62
2021-05-31 16:00 | 0.29758 | 0.010292 | 0.58 | 116.76
2021-05-31 17:00 | 0.039258 | 0.003809 | 0.6 | 1720.185
2021-05-31 18:00 | 0 | 0.013249 | 0.58 | 649.395
2021-05-31 19:00 | 0 | 0.0020485 | 0.59 | 226.255
2021-05-31 20:00 | 0 | 0 | 0.6 | 317.34
2021-05-31 21:00 | 0 | 0.002047 | 0.6 | 219.64
2021-05-31 22:00 | 0 | 0.001123 | 0.61 | 190.455
2021-05-31 23:00 | 0 | 0.0004585 | 0.6 | 195.675
2021-06-01 | 0 | 0.072489 | 0.63 | 142.79
2021-06-01 01:00 | 0 | 0.40229 | 0.64 | 111.935
2021-06-01 02:00 | 0 | 0.59388 | 0.64 | 71.125
2021-06-01 03:00 | 0 | 0.6525 | 0.65 | 56.685
2021-06-01 04:00 | 0 | 0.68793 | 0.65 | 48.53
2021-06-01 05:00 | 0 | 0.71637 | 0.63 | 64.035
2021-06-01 06:00 | 0 | 0.63228 | 0.62 | 168.27
2021-06-01 07:00 | 0.056143 | 0.5702 | 0.58 | 304.75
2021-06-01 08:00 | 0.4966 | 0.49807 | 0.55 | 126.585
2021-06-01 09:00 | 0.6777 | 0.44606 | 0.53 | 108.345
2021-06-01 10:00 | 0.66896 | 0.29695 | 0.52 | 76.81
2021-06-01 11:00 | 0.65728 | 0.23863 | 0.52 | 57.085
2021-06-01 12:00 | 0.61877 | 0.20282 | 0.52 | 63.735
2021-06-01 13:00 | 0.44008 | 0.14802 | 0.53 | 68.885
2021-06-01 14:00 | 0.43819 | 0.15395 | 0.55 | 97.18
2021-06-01 15:00 | 0.31749 | 0.20355 | 0.56 | 133.665
2021-06-01 16:00 | 0.10379 | 0.31395 | 0.59 | 236.255
2021-06-01 17:00 | 0.018312 | 0.44581 | 0.61 | 1326.585
2021-06-01 18:00 | 0 | 0.51433 | 0.6 | 2450.65
2021-06-01 19:00 | 0 | 0.53364 | 0.6 | 1197.69
2021-06-01 20:00 | 0 | 0.61189 | 0.6 | 291.82
2021-06-01 21:00 | 0 | 0.69048 | 0.6 | 215.06
2021-06-01 22:00 | 0 | 0.73584 | 0.6 | 231.315
2021-06-01 23:00 | 0 | 0.76959 | 0.62 | 183.44
2021-06-02 | 0 | 0.77872 | 0.63 | 124.77
2021-06-02 01:00 | 0 | 0.78889 | 0.63 | 77.105
2021-06-02 02:00 | 0 | 0.80099 | 0.62 | 61.155
2021-06-02 03:00 | 0 | 0.84988 | 0.63 | 50.135
2021-06-02 04:00 | 0 | 0.89041 | 0.63 | 54.005
2021-06-02 05:00 | 0 | 0.91821 | 0.62 | 75.28
2021-06-02 06:00 | 0 | 0.92034 | 0.62 | 195.775
2021-06-02 07:00 | 0.082484 | 0.90713 | 0.59 | 273.12
2021-06-02 08:00 | 0.5617 | 0.78312 | 0.55 | 259.415
2021-06-02 09:00 | 0.76922 | 0.67243 | 0.5 | 83.235
2021-06-02 10:00 | 0.76245 | 0.48646 | 0.5 | 81.395
2021-06-02 11:00 | 0.73195 | 0.35207 | 0.54 | 63.37
2021-06-02 12:00 | 0.72152 | 0.30655 | 0.54 | 69.195
2021-06-02 13:00 | 0.74352 | 0.21312 | 0.55 | 81.515
2021-06-02 14:00 | 0.77114 | 0.15868 | 0.55 | 88.89
2021-06-02 15:00 | 0.78118 | 0.087986 | 0.6 | 118.445
2021-06-02 16:00 | 0.55186 | 0.089827 | 0.6 | 212.74
2021-06-02 17:00 | 0.037815 | 0.18617 | 0.6 | 1072.615
2021-06-02 18:00 | 0 | 0.2669 | 0.59 | 1183.725
2021-06-02 19:00 | 0 | 0.45086 | 0.6 | 222.475
2021-06-02 20:00 | 0 | 0.62231 | 0.6 | 222.575
2021-06-02 21:00 | 0 | 0.82865 | 0.62 | 152.775
2021-06-02 22:00 | 0 | 0.89582 | 0.6 | 167.485
2021-06-02 23:00 | 0 | 0.91782 | 0.6 | 141.055
2021-06-03 | 0 | 0.9047 | 0.64 | 128.415
2021-06-03 01:00 | 0 | 0.87133 | 0.63 | 94.4
2021-06-03 02:00 | 0 | 0.90554 | 0.6 | 76.955
2021-06-03 03:00 | 0 | 0.92701 | 0.64 | 74.915
2021-06-03 04:00 | 0 | 0.91243 | 0.64 | 69.63
2021-06-03 05:00 | 0 | 0.90697 | 0.64 | 66.25
2021-06-03 06:00 | 0 | 0.90442 | 0.63 | 103.675
2021-06-03 07:00 | 0.045675 | 0.88236 | 0.59 | 1149.34
2021-06-03 08:00 | 0.60937 | 0.82832 | 0.57 | 152
2021-06-03 09:00 | 0.83196 | 0.85214 | 0.55 | 129.225
2021-06-03 10:00 | 0.80561 | 0.80607 | 0.54 | 118.005
2021-06-03 11:00 | 0.76867 | 0.70031 | 0.55 | 179.905
2021-06-03 12:00 | 0.74906 | 0.62642 | 0.56 | 275.995
2021-06-03 13:00 | 0.7567 | 0.56812 | 0.56 | 265.385
2021-06-03 14:00 | 0.77973 | 0.49682 | 0.57 | 276.39
2021-06-03 15:00 | 0.77831 | 0.50329 | 0.58 | 181.21
2021-06-03 16:00 | 0.5371 | 0.52947 | 0.58 | 1593.05
2021-06-03 17:00 | 0.0412 | 0.64043 | 0.57 | 1602.21
2021-06-03 18:00 | 0 | 0.66593 | 0.58 | 4173.655
2021-06-03 19:00 | 0 | 0.71889 | 0.59 | 4386.145
2021-06-03 20:00 | 0 | 0.82447 | 0.59 | 976.245
2021-06-03 21:00 | 0 | 0.87 | 0.6 | 1859.65
2021-06-03 22:00 | 0 | 0.89794 | 0.62 | 958.14
2021-06-03 23:00 | 0 | 0.90058 | 0.63 | 155.8
2021-06-04 | 0 | 0.89451 | 0.63 | 97.45
2021-06-04 01:00 | 0 | 0.84169 | 0.63 | 162.585
2021-06-04 02:00 | 0 | 0.77362 | 0.63 | 106.605
2021-06-04 03:00 | 0 | 0.77156 | 0.62 | 50.56
2021-06-04 04:00 | 0 | 0.71905 | 0.6 | 51.915
2021-06-04 05:00 | 0 | 0.65292 | 0.61 | 112.405
2021-06-04 06:00 | 0 | 0.73504 | 0.6 | 128.62
2021-06-04 07:00 | 0.055143 | 0.79253 | 0.58 | 1948.625
2021-06-04 08:00 | 0.55093 | 0.59261 | 0.57 | 36.825
2021-06-04 09:00 | 0.75939 | 0.43039 | 0.54 | 70.685
2021-06-04 10:00 | 0.74253 | 0.31875 | 0.51 | 44.175
2021-06-04 11:00 | 0.7242 | 0.19843 | 0.51 | 35.685
2021-06-04 12:00 | 0.68963 | 0.17228 | 0.5 | 30.345
2021-06-04 13:00 | 0.60991 | 0.18461 | 0.5 | 33.42
2021-06-04 14:00 | 0.50428 | 0.22549 | 0.54 | 68.715
2021-06-04 15:00 | 0.40724 | 0.28438 | 0.57 | 107.66
2021-06-04 16:00 | 0.26595 | 0.21861 | 0.57 | 228.885
2021-06-04 17:00 | 0.042303 | 0.23194 | 0.57 | 2007.21
2021-06-04 18:00 | 0 | 0.20895 | 0.57 | 94.005
2021-06-04 19:00 | 0 | 0.24213 | 0.57 | 178.425
2021-06-04 20:00 | 0 | 0.2636 | 0.57 | 850.96
2021-06-04 21:00 | 0 | 0.43565 | 0.58 | 839.31
2021-06-04 22:00 | 0 | 0.53766 | 0.59 | 142.425
2021-06-04 23:00 | 0 | 0.6223 | 0.6 | 85.545
2021-06-05 | 0 | 0.6389 | 0.6 | 95.18
2021-06-05 01:00 | 0 | 0.68189 | 0.61 | 94.41
2021-06-05 02:00 | 0 | 0.6592 | 0.6 | 85.73
2021-06-05 03:00 | 0 | 0.59289 | 0.61 | 63.54
2021-06-05 04:00 | 0 | 0.53548 | 0.62 | 66.915
2021-06-05 05:00 | 0 | 0.49237 | 0.62 | 88.855
2021-06-05 06:00 | 0 | 0.46013 | 0.61 | 107.83
2021-06-05 07:00 | 0.057741 | 0.4325 | 0.59 | 117.74
2021-06-05 08:00 | 0.45908 | 0.40301 | 0.5 | 39.08
2021-06-05 09:00 | 0.64019 | 0.26813 | 0.5 | 32.125
2021-06-05 10:00 | 0.59275 | 0.1943 | 0.5 | 33.475
2021-06-05 11:00 | 0.52058 | 0.10964 | 0.49 | 3.255
2021-06-05 12:00 | 0.49739 | 0.093279 | 0.5 | 0.52
2021-06-05 13:00 | 0.50478 | 0.11457 | 0.5 | 3.535
2021-06-05 14:00 | 0.27456 | 0.15807 | 0.53 | 21.035
2021-06-05 15:00 | 0.23749 | 0.17909 | 0.54 | 28.285
2021-06-05 16:00 | 0.13502 | 0.17839 | 0.59 | 77.505
2021-06-05 17:00 | 0.021185 | 0.1717 | 0.61 | 1290.115
2021-06-05 18:00 | 0 | 0.12209 | 0.6 | 667.015
2021-06-05 19:00 | 0 | 0.1498 | 0.62 | 791.525
2021-06-05 20:00 | 0 | 0.21884 | 0.63 | 106.355
2021-06-05 21:00 | 0 | 0.22976 | 0.63 | 101.71
2021-06-05 22:00 | 0 | 0.27502 | 0.63 | 76.015
2021-06-05 23:00 | 0 | 0.30629 | 0.6 | 74.055
2021-06-06 | 0 | 0.31405 | 0.65 | 69.855
2021-06-06 01:00 | 0 | 0.30107 | 0.66 | 62.54
2021-06-06 02:00 | 0 | 0.28677 | 0.66 | 55.16
2021-06-06 03:00 | 0 | 0.34356 | 0.66 | 54.165
2021-06-06 04:00 | 0 | 0.44577 | 0.67 | 54.88
2021-06-06 05:00 | 0 | 0.39904 | 0.67 | 58.94
2021-06-06 06:00 | 0 | 0.3503 | 0.66 | 51.31
2021-06-06 07:00 | 0.053129 | 0.29836 | 0.63 | 63.035
2021-06-06 08:00 | 0.54822 | 0.23494 | 0.58 | 54.7
2021-06-06 09:00 | 0.75861 | 0.15375 | 0.56 | 49.6
2021-06-06 10:00 | 0.73409 | 0.064659 | 0.54 | 56.88
2021-06-06 11:00 | 0.70488 | 0.052914 | 0.53 | 31.775
2021-06-06 12:00 | 0.64165 | 0.028293 | 0.53 | 28.805
2021-06-06 13:00 | 0.54542 | 0.010044 | 0.53 | 19.04
2021-06-06 14:00 | 0.50533 | 0.007552 | 0.55 | 32.615
2021-06-06 15:00 | 0.49251 | 0.012574 | 0.59 | 40.26
2021-06-06 16:00 | 0.45001 | 0.029861 | 0.62 | 120.435
2021-06-06 17:00 | 0.044897 | 0.029431 | 0.62 | 292.555
2021-06-06 18:00 | 0 | 0.070458 | 0.61 | 296.235
2021-06-06 19:00 | 0 | 0.070419 | 0.61 | 143.84
2021-06-06 20:00 | 0 | 0.10385 | 0.62 | 128.735
2021-06-06 21:00 | 0 | 0.136 | 0.63 | 105.87
2021-06-06 22:00 | 0 | 0.17518 | 0.64 | 99.595
2021-06-06 23:00 | 0 | 0.21071 | 0.65 | 67.12
2021-06-07 | 0 | 0.11162 | 0.66 | 60.315
2021-06-07 01:00 | 0 | 0.015448 | 0.67 | 55.485
2021-06-07 02:00 | 0 | 0.015244 | 0.67 | 49
2021-06-07 03:00 | 0 | 0.017209 | 0.67 | 53.675
2021-06-07 04:00 | 0 | 0.0164 | 0.67 | 54.78
2021-06-07 05:00 | 0 | 0.021691 | 0.66 | 103.865
2021-06-07 06:00 | 0 | 0.028724 | 0.63 | 159.42
2021-06-07 07:00 | 0.049727 | 0.03659 | 0.59 | 2739.095
2021-06-07 08:00 | 0.44402 | 0.030031 | 0.57 | 139.5
2021-06-07 09:00 | 0.45611 | 0.022208 | 0.55 | 57.79
2021-06-07 10:00 | 0.47516 | 0.048266 | 0.53 | 52.69
2021-06-07 11:00 | 0.46645 | 0.067206 | 0.53 | 37.705
2021-06-07 12:00 | 0.55375 | 0.060136 | 0.54 | 37.94
2021-06-07 13:00 | 0.47309 | 0.07844 | 0.56 | 40.15
2021-06-07 14:00 | 0.26545 | 0.033871 | 0.6 | 43.2
2021-06-07 15:00 | 0.24778 | 0.000639 | 0.58 | 44.025
2021-06-07 16:00 | 0.23145 | 0.010292 | 0.6 | 52.65
2021-06-07 17:00 | 0.01721 | 0.003809 | 0.59 | 1228.89
2021-06-07 18:00 | 0 | 0.013249 | 0.59 | 139.55
2021-06-07 19:00 | 0 | 0.0020485 | 0.59 | 88.435
2021-06-07 20:00 | 0 | 0 | 0.6 | 93.415
2021-06-07 21:00 | 0 | 0.002047 | 0.6 | 86.205
2021-06-07 22:00 | 0 | 0.001123 | 0.6 | 61.79
2021-06-07 23:00 | 0 | 0.0004585 | 0.62 | 83.68
2021-06-08 | 0 | 0.42967 | 0.63 | 46.79
2021-06-08 01:00 | 0 | 0.79787 | 0.64 | 43.075
2021-06-08 02:00 | 0 | 0.75946 | 0.64 | 44.56
2021-06-08 03:00 | 0 | 0.68832 | 0.64 | 41.02
2021-06-08 04:00 | 0 | 0.73117 | 0.64 | 38.29
2021-06-08 05:00 | 0 | 0.77983 | 0.63 | 46.265
2021-06-08 06:00 | 0 | 0.76615 | 0.62 | 67.56
2021-06-08 07:00 | 0.054906 | 0.72547 | 0.6 | 227.865
2021-06-08 08:00 | 0.54228 | 0.43747 | 0.6 | 146.265
2021-06-08 09:00 | 0.74364 | 0.2321 | 0.56 | 80.09
2021-06-08 10:00 | 0.73274 | 0.14932 | 0.54 | 65.56
2021-06-08 11:00 | 0.7062 | 0.067231 | 0.6 | 64.38
2021-06-08 12:00 | 0.66573 | 0.077731 | 0.56 | 56.6
2021-06-08 13:00 | 0.59355 | 0.06444 | 0.55 | 53.86
2021-06-08 14:00 | 0.47682 | 0.081893 | 0.57 | 62.36
2021-06-08 15:00 | 0.27255 | 0.10304 | 0.59 | 79.64
2021-06-08 16:00 | 0.15897 | 0.10353 | 0.6 | 109.69
2021-06-08 17:00 | 0.023114 | 0.11387 | 0.6 | 271.695
2021-06-08 18:00 | 0 | 0.13346 | 0.59 | 190.305
2021-06-08 19:00 | 0 | 0.18111 | 0.61 | 108.885
2021-06-08 20:00 | 0 | 0.32911 | 0.59 | 1302.405
2021-06-08 21:00 | 0 | 0.39033 | 0.6 | 64.32
2021-06-08 22:00 | 0 | 0.40421 | 0.61 | 68.425
2021-06-08 23:00 | 0 | 0.45023 | 0.63 | 72.825
2021-06-09 | 0 | 0.49948 | 0.62 | 48.44
2021-06-09 01:00 | 0 | 0.54763 | 0.62 | 56.445
2021-06-09 02:00 | 0 | 0.59646 | 0.62 | 66.645
2021-06-09 03:00 | 0 | 0.61235 | 0.64 | 50.845
2021-06-09 04:00 | 0 | 0.46141 | 0.62 | 49.3
2021-06-09 05:00 | 0 | 0.47695 | 0.61 | 46.795
2021-06-09 06:00 | 0 | 0.52797 | 0.6 | 45.82
2021-06-09 07:00 | 0.05035 | 0.51576 | 0.57 | 116.37
2021-06-09 08:00 | 0.5603 | 0.36982 | 0.54 | 100.245
2021-06-09 09:00 | 0.78087 | 0.21526 | 0.53 | 81.05
2021-06-09 10:00 | 0.76957 | 0.18508 | 0.51 | 47.925
2021-06-09 11:00 | 0.74027 | 0.1066 | 0.49 | 44.72
2021-06-09 12:00 | 0.72403 | 0.064211 | 0.49 | 39.685
2021-06-09 13:00 | 0.73331 | 0.033808 | 0.48 | 41.145
2021-06-09 14:00 | 0.74944 | 0.017063 | 0.48 | 32.685
2021-06-09 15:00 | 0.75024 | 0.0091875 | 0.51 | 49.765
2021-06-09 16:00 | 0.5218 | 0.0088605 | 0.56 | 56.75
2021-06-09 17:00 | 0.045459 | 0.029694 | 0.58 | 284.315
2021-06-09 18:00 | 0 | 0.0671 | 0.57 | 1407.54
2021-06-09 19:00 | 0 | 0.095279 | 0.57 | 1174.85
2021-06-09 20:00 | 0 | 0.11815 | 0.57 | 104.635
2021-06-09 21:00 | 0 | 0.08188 | 0.6 | 91.62
2021-06-09 22:00 | 0 | 0.035735 | 0.62 | 112.07
2021-06-09 23:00 | 0 | 0.0015505 | 0.62 | 74.68
2021-06-10 | 0 | 0.009444 | 0.63 | 47.425
2021-06-10 01:00 | 0 | 0.02508 | 0.62 | 49.2
2021-06-10 02:00 | 0 | 0.061941 | 0.62 | 57.41
2021-06-10 03:00 | 0 | 0.12186 | 0.63 | 60.585
2021-06-10 04:00 | 0 | 0.15577 | 0.63 | 60.39
2021-06-10 05:00 | 0 | 0.14836 | 0.6 | 70.695
2021-06-10 06:00 | 0 | 0.16845 | 0.6 | 178.88
2021-06-10 07:00 | 0.047269 | 0.2483 | 0.56 | 1231.37
2021-06-10 08:00 | 0.36946 | 0.2194 | 0.52 | 120.84
2021-06-10 09:00 | 0.57866 | 0.17639 | 0.52 | 85.635
2021-06-10 10:00 | 0.51844 | 0.20486 | 0.51 | 77.33
2021-06-10 11:00 | 0.573 | 0.16851 | 0.51 | 61.19
2021-06-10 12:00 | 0.53647 | 0.15764 | 0.5 | 35.295
2021-06-10 13:00 | 0.45949 | 0.098511 | 0.48 | 27.455
2021-06-10 14:00 | 0.30579 | 0.073105 | 0.49 | 31.645
2021-06-10 15:00 | 0.14383 | 0.058276 | 0.51 | 47.85
2021-06-10 16:00 | 0.054106 | 0.056536 | 0.56 | 85.015
2021-06-10 17:00 | 0.028103 | 0.061721 | 0.57 | 2303.295
2021-06-10 18:00 | 0 | 0.18269 | 0.57 | 6443.885
2021-06-10 19:00 | 0 | 0.28489 | 0.6 | 2362.575
2021-06-10 20:00 | 0 | 0.29726 | 0.58 | 2297.52
2021-06-10 21:00 | 0 | 0.28339 | 0.59 | 2243.775
2021-06-10 22:00 | 0 | 0.2907 | 0.6 | 164.855
2021-06-10 23:00 | 0 | 0.33597 | 0.62 | 121.96
2021-06-11 | 0 | 0.43234 | 0.63 | 85.505
2021-06-11 01:00 | 0 | 0.33903 | 0.63 | 60.97
2021-06-11 02:00 | 0 | 0.12091 | 0.64 | 75.555
2021-06-11 03:00 | 0 | 0.035592 | 0.64 | 71.92
2021-06-11 04:00 | 0 | 0.0054965 | 0.65 | 76.57
2021-06-11 05:00 | 0 | 0.005194 | 0.65 | 85.29
2021-06-11 06:00 | 0 | 0.001256 | 0.61 | 198.26
2021-06-11 07:00 | 0.031809 | 0.0012035 | 0.57 | 1335.525
2021-06-11 08:00 | 0.19822 | 0.008147 | 0.54 | 1301.88
2021-06-11 09:00 | 0.32088 | 0.019682 | 0.54 | 219.475
2021-06-11 10:00 | 0.38233 | 0.009147 | 0.52 | 94.975
2021-06-11 11:00 | 0.47711 | 0.006348 | 0.53 | 48.93
2021-06-11 12:00 | 0.33385 | 0.013305 | 0.53 | 40.105
2021-06-11 13:00 | 0.37823 | 0.041666 | 0.53 | 53.025
2021-06-11 14:00 | 0.41661 | 0.11872 | 0.54 | 81.555
2021-06-11 15:00 | 0.28613 | 0.19414 | 0.55 | 85.3
2021-06-11 16:00 | 0.24911 | 0.28819 | 0.57 | 166.045
2021-06-11 17:00 | 0.019741 | 0.4073 | 0.6 | 381.615
2021-06-11 18:00 | 0 | 0.57991 | 0.6 | 122.015
2021-06-11 19:00 | 0 | 0.68559 | 0.6 | 237.335
2021-06-11 20:00 | 0 | 0.75694 | 0.6 | 184.23
2021-06-11 21:00 | 0 | 0.7707 | 0.62 | 642.715
2021-06-11 22:00 | 0 | 0.81067 | 0.64 | 154.44
2021-06-11 23:00 | 0 | 0.80912 | 0.66 | 131.31
2021-06-12 | 0 | 0.76485 | 0.68 | 117.34
2021-06-12 01:00 | 0 | 0.72701 | 0.68 | 88.5
2021-06-12 02:00 | 0 | 0.73564 | 0.7 | 92.09
2021-06-12 03:00 | 0 | 0.69737 | 0.67 | 62.635
2021-06-12 04:00 | 0 | 0.70295 | 0.67 | 60.695
2021-06-12 05:00 | 0 | 0.70492 | 0.67 | 81.025
2021-06-12 06:00 | 0 | 0.71192 | 0.66 | 92.91
2021-06-12 07:00 | 0.05159 | 0.70901 | 0.62 | 88.745
2021-06-12 08:00 | 0.4779 | 0.60031 | 0.58 | 102.965
2021-06-12 09:00 | 0.67391 | 0.52596 | 0.56 | 74.52
2021-06-12 10:00 | 0.59573 | 0.47955 | 0.54 | 56.67
2021-06-12 11:00 | 0.59047 | 0.43123 | 0.54 | 54.695
2021-06-12 12:00 | 0.54022 | 0.42925 | 0.53 | 61.05
2021-06-12 13:00 | 0.51214 | 0.3414 | 0.53 | 45.92
2021-06-12 14:00 | 0.48931 | 0.34465 | 0.54 | 58.63
2021-06-12 15:00 | 0.32839 | 0.49137 | 0.56 | 79.865
2021-06-12 16:00 | 0.22895 | 0.54921 | 0.59 | 155.375
2021-06-12 17:00 | 0.021939 | 0.52817 | 0.6 | 201.105
2021-06-12 18:00 | 0 | 0.48593 | 0.59 | 302.325
2021-06-12 19:00 | 0 | 0.48419 | 0.6 | 256.68
2021-06-12 20:00 | 0 | 0.45376 | 0.61 | 186.92
2021-06-12 21:00 | 0 | 0.3841 | 0.63 | 131.735
2021-06-12 22:00 | 0 | 0.38985 | 0.6 | 164.785
2021-06-12 23:00 | 0 | 0.38915 | 0.65 | 139.93
2021-06-13 | 0 | 0.47644 | 0.66 | 94.63
2021-06-13 01:00 | 0 | 0.59033 | 0.7 | 98.32
2021-06-13 02:00 | 0 | 0.66765 | 0.69 | 74.865
2021-06-13 03:00 | 0 | 0.63172 | 0.68 | 63.205
2021-06-13 04:00 | 0 | 0.48873 | 0.68 | 72.675
2021-06-13 05:00 | 0 | 0.44524 | 0.68 | 63.715
2021-06-13 06:00 | 0 | 0.29742 | 0.67 | 79.095
2021-06-13 07:00 | 0.037658 | 0.27536 | 0.65 | 95.915
2021-06-13 08:00 | 0.23899 | 0.3033 | 0.61 | 88.26
2021-06-13 09:00 | 0.27986 | 0.23691 | 0.59 | 100.355
2021-06-13 10:00 | 0.29232 | 0.15041 | 0.58 | 67.285
2021-06-13 11:00 | 0.29769 | 0.092366 | 0.56 | 43.62
2021-06-13 12:00 | 0.30173 | 0.045579 | 0.55 | 43.98
2021-06-13 13:00 | 0.2951 | 0.05143 | 0.55 | 33.48
2021-06-13 14:00 | 0.17906 | 0.045214 | 0.55 | 44
2021-06-13 15:00 | 0.089415 | 0.14482 | 0.57 | 69.66
2021-06-13 16:00 | 0.0466 | 0.33206 | 0.6 | 107.32
2021-06-13 17:00 | 0.0115 | 0.41368 | 0.6 | 156.55
2021-06-13 18:00 | 0 | 0.42788 | 0.6 | 134.75
2021-06-13 19:00 | 0 | 0.39107 | 0.6 | 104.19
2021-06-13 20:00 | 0 | 0.43891 | 0.61 | 85.275
2021-06-13 21:00 | 0 | 0.65039 | 0.6 | 122.175
2021-06-13 22:00 | 0 | 0.57209 | 0.64 | 182.47
2021-06-13 23:00 | 0 | 0.47013 | 0.65 | 182.32
2021-06-14 | 0 | 0.35252 | 0.66 | 151.115
2021-06-14 01:00 | 0 | 0.14924 | 0.66 | 134.855
2021-06-14 02:00 | 0 | 0.11232 | 0.66 | 86.96
2021-06-14 03:00 | 0 | 0.10192 | 0.66 | 98.445
2021-06-14 04:00 | 0 | 0.066455 | 0.67 | 96.695
2021-06-14 05:00 | 0 | 0.070666 | 0.65 | 96.705
2021-06-14 06:00 | 0 | 0.02261 | 0.62 | 153.8
2021-06-14 07:00 | 0.036138 | 0.10718 | 0.59 | 1257.615
2021-06-14 08:00 | 0.43503 | 0.18895 | 0.57 | 202
2021-06-14 09:00 | 0.50726 | 0.19014 | 0.6 | 157.4
2021-06-14 10:00 | 0.36711 | 0.15367 | 0.57 | 86.61
2021-06-14 11:00 | 0.31393 | 0.10513 | 0.56 | 72.965
2021-06-14 12:00 | 0.39447 | 0.053842 | 0.56 | 62.175
2021-06-14 13:00 | 0.33007 | 0.077484 | 0.57 | 79.74
2021-06-14 14:00 | 0.25641 | 0.085936 | 0.57 | 94.905
2021-06-14 15:00 | 0.1576 | 0.067186 | 0.59 | 115.15
2021-06-14 16:00 | 0.10595 | 0.051162 | 0.6 | 166.84
2021-06-14 17:00 | 0.0091294 | 0.043382 | 0.6 | 968.09
2021-06-14 18:00 | 0 | 0.085777 | 0.59 | 2262.42
2021-06-14 19:00 | 0 | 0.22966 | 0.6 | 1223.7
2021-06-14 20:00 | 0 | 0.66714 | 0.59 | 1144.655
2021-06-14 21:00 | 0 | 0.90602 | 0.61 | 292.88
2021-06-14 22:00 | 0 | 0.93357 | 0.62 | 178.615
2021-06-14 23:00 | 0 | 0.9189 | 0.64 | 165.94
2021-06-15 | 0 | 0.51166 | 0.65 | 129.195
2021-06-15 01:00 | 0 | 0.29671 | 0.7 | 94.52
2021-06-15 02:00 | 0 | 0.38106 | 0.65 | 90.66
2021-06-15 03:00 | 0 | 0.42357 | 0.65 | 62.975
2021-06-15 04:00 | 0 | 0.42216 | 0.66 | 62.445
2021-06-15 05:00 | 0 | 0.45188 | 0.65 | 92.015
2021-06-15 06:00 | 0 | 0.55281 | 0.62 | 192.055
2021-06-15 07:00 | 0.046512 | 0.66722 | 0.59 | 881.875
2021-06-15 08:00 | 0.34981 | 0.53841 | 0.58 | 851.275
2021-06-15 09:00 | 0.37276 | 0.40285 | 0.57 | 1396.835
2021-06-15 10:00 | 0.57534 | 0.2875 | 0.58 | 2451.25
2021-06-15 11:00 | 0.64054 | 0.22984 | 0.56 | 1028.47
2021-06-15 12:00 | 0.60318 | 0.15172 | 0.57 | 57.15
2021-06-15 13:00 | 0.51714 | 0.10347 | 0.57 | 81.475
2021-06-15 14:00 | 0.40384 | 0.093636 | 0.57 | 78.395
2021-06-15 15:00 | 0.52966 | 0.11461 | 0.56 | 96.69
2021-06-15 16:00 | 0.3188 | 0.18426 | 0.59 | 197.44
2021-06-15 17:00 | 0.032507 | 0.40564 | 0.6 | 1273.095
2021-06-15 18:00 | 0 | 0.54959 | 0.59 | 1993.685
2021-06-15 19:00 | 0 | 0.53035 | 0.6 | 2406.43
2021-06-15 20:00 | 0 | 0.62436 | 0.6 | 396.985
2021-06-15 21:00 | 0 | 0.67692 | 0.62 | 1422.535
2021-06-15 22:00 | 0 | 0.66145 | 0.64 | 144.61
2021-06-15 23:00 | 0 | 0.64725 | 0.6 | 107.865
2021-06-16 | 0 | 0.67227 | 0.65 | 106.195
2021-06-16 01:00 | 0 | 0.64314 | 0.66 | 116.42
2021-06-16 02:00 | 0 | 0.67068 | 0.66 | 100.03
2021-06-16 03:00 | 0 | 0.73222 | 0.66 | 84.545
2021-06-16 04:00 | 0 | 0.76245 | 0.66 | 73.11
2021-06-16 05:00 | 0 | 0.7735 | 0.66 | 77.235
2021-06-16 06:00 | 0 | 0.81216 | 0.62 | 115.845
2021-06-16 07:00 | 0.05017 | 0.75966 | 0.58 | 949.505
2021-06-16 08:00 | 0.5116 | 0.59232 | 0.6 | 117.515
2021-06-16 09:00 | 0.70834 | 0.54948 | 0.6 | 91.59
2021-06-16 10:00 | 0.67344 | 0.57044 | 0.56 | 72.93
2021-06-16 11:00 | 0.68456 | 0.41799 | 0.55 | 65.305
2021-06-16 12:00 | 0.64036 | 0.36733 | 0.55 | 48.58
2021-06-16 13:00 | 0.60146 | 0.33473 | 0.55 | 71.525
2021-06-16 14:00 | 0.5329 | 0.32081 | 0.56 | 76.89
2021-06-16 15:00 | 0.65336 | 0.36179 | 0.57 | 84.385
2021-06-16 16:00 | 0.38791 | 0.45466 | 0.6 | 112.71
2021-06-16 17:00 | 0.045044 | 0.54716 | 0.59 | 185.245
2021-06-16 18:00 | 0 | 0.58394 | 0.59 | 143.985
2021-06-16 19:00 | 0 | 0.7172 | 0.6 | 678.28
2021-06-16 20:00 | 0 | 0.78134 | 0.6 | 121.775
2021-06-16 21:00 | 0 | 0.81944 | 0.6 | 122.69
2021-06-16 22:00 | 0 | 0.84065 | 0.6 | 122.285
2021-06-16 23:00 | 0 | 0.80688 | 0.63 | 75.25
2021-06-17 | 0 | 0.84072 | 0.65 | 74.03
2021-06-17 01:00 | 0 | 0.87307 | 0.65 | 101.64
2021-06-17 02:00 | 0 | 0.82402 | 0.66 | 81.88
2021-06-17 03:00 | 0 | 0.83521 | 0.66 | 70.475
2021-06-17 04:00 | 0 | 0.84515 | 0.66 | 65.26
2021-06-17 05:00 | 0 | 0.87771 | 0.66 | 73.97
2021-06-17 06:00 | 0 | 0.87711 | 0.64 | 101.215
2021-06-17 07:00 | 0.049645 | 0.84907 | 0.62 | 212.225
2021-06-17 08:00 | 0.515 | 0.85769 | 0.61 | 123.835
2021-06-17 09:00 | 0.73385 | 0.89757 | 0.61 | 39.085
2021-06-17 10:00 | 0.65145 | 0.90358 | 0.57 | 35.73
2021-06-17 11:00 | 0.3694 | 0.82606 | 0.6 | 13.145
2021-06-17 12:00 | 0.35206 | 0.7302 | 0.58 | -47.655
2021-06-17 13:00 | 0.31276 | 0.61237 | 0.57 | -17.855
2021-06-17 14:00 | 0.18078 | 0.50673 | 0.6 | 3.83
2021-06-17 15:00 | 0.15371 | 0.48177 | 0.57 | 29.675
2021-06-17 16:00 | 0.098596 | 0.59717 | 0.61 | 29.795
2021-06-17 17:00 | 0.010128 | 0.67501 | 0.63 | 77.66
2021-06-17 18:00 | 0 | 0.50589 | 0.62 | 198.335
2021-06-17 19:00 | 0 | 0.5418 | 0.61 | 200.59
2021-06-17 20:00 | 0 | 0.71052 | 0.61 | 103.49
2021-06-17 21:00 | 0 | 0.81138 | 0.63 | 107.225
2021-06-17 22:00 | 0 | 0.77736 | 0.66 | 85.65
2021-06-17 23:00 | 0 | 0.80418 | 0.67 | 81.64
2021-06-18 | 0 | 0.85656 | 0.68 | 76.375
2021-06-18 01:00 | 0 | 0.84405 | 0.67 | 73.16
2021-06-18 02:00 | 0 | 0.90241 | 0.67 | 65.735
2021-06-18 03:00 | 0 | 0.90646 | 0.67 | 63.43
2021-06-18 04:00 | 0 | 0.90646 | 0.67 | 50.35
2021-06-18 05:00 | 0 | 0.9064 | 0.67 | 52.655
2021-06-18 06:00 | 0 | 0.89835 | 0.65 | 65.515
2021-06-18 07:00 | 0.039821 | 0.84265 | 0.61 | 132.495
2021-06-18 08:00 | 0.33635 | 0.54471 | 0.6 | 19.475
2021-06-18 09:00 | 0.55486 | 0.35048 | 0.54 | 0.95
2021-06-18 10:00 | 0.61257 | 0.38272 | 0.54 | -2.54
2021-06-18 11:00 | 0.64824 | 0.53232 | 0.56 | -32.44
2021-06-18 12:00 | 0.64352 | 0.66525 | 0.6 | -88.935
2021-06-18 13:00 | 0.65057 | 0.52129 | 0.56 | -35.97
2021-06-18 14:00 | 0.64333 | 0.58202 | 0.53 | 20.85
2021-06-18 15:00 | 0.49814 | 0.51652 | 0.57 | 42.15
2021-06-18 16:00 | 0.31481 | 0.6294 | 0.6 | 87.445
2021-06-18 17:00 | 0.035341 | 0.60729 | 0.61 | 116.69
2021-06-18 18:00 | 0 | 0.61361 | 0.61 | 183.765
2021-06-18 19:00 | 0 | 0.71758 | 0.62 | 101.355
2021-06-18 20:00 | 0 | 0.77243 | 0.6 | 124.045
2021-06-18 21:00 | 0 | 0.77965 | 0.64 | 108.395
2021-06-18 22:00 | 0 | 0.76735 | 0.65 | 107.635
2021-06-18 23:00 | 0 | 0.78654 | 0.6 | 64.695
2021-06-19 | 0 | 0.79045 | 0.66 | 52.555
2021-06-19 01:00 | 0 | 0.75627 | 0.67 | 53.745
2021-06-19 02:00 | 0 | 0.72927 | 0.68 | 54.515
2021-06-19 03:00 | 0 | 0.63715 | 0.69 | 52.355
2021-06-19 04:00 | 0 | 0.55052 | 0.7 | 57.055
2021-06-19 05:00 | 0 | 0.66785 | 0.68 | 57.79
2021-06-19 06:00 | 0 | 0.7328 | 0.68 | 59.88
2021-06-19 07:00 | 0.050799 | 0.7365 | 0.65 | 78.07
2021-06-19 08:00 | 0.46394 | 0.62548 | 0.58 | 54.59
2021-06-19 09:00 | 0.55619 | 0.51072 | 0.5 | 44.985
2021-06-19 10:00 | 0.36465 | 0.40094 | 0.52 | 24.66
2021-06-19 11:00 | 0.36671 | 0.35974 | 0.51 | 12.41
2021-06-19 12:00 | 0.40542 | 0.27326 | 0.52 | 14.585
2021-06-19 13:00 | 0.25038 | 0.24318 | 0.51 | 15.965
2021-06-19 14:00 | 0.21711 | 0.1895 | 0.53 | 19.06
2021-06-19 15:00 | 0.12452 | 0.12388 | 0.56 | 40.685
2021-06-19 16:00 | 0.12348 | 0.13801 | 0.61 | 74.34
2021-06-19 17:00 | 0.016568 | 0.19493 | 0.63 | 145.6
2021-06-19 18:00 | 0 | 0.19837 | 0.62 | 275.36
2021-06-19 19:00 | 0 | 0.27021 | 0.62 | 143.755
2021-06-19 20:00 | 0 | 0.47108 | 0.62 | 124.645
2021-06-19 21:00 | 0 | 0.59459 | 0.65 | 88.25
2021-06-19 22:00 | 0 | 0.62225 | 0.66 | 77.795
2021-06-19 23:00 | 0 | 0.56881 | 0.67 | 72.8
2021-06-20 | 0 | 0.45448 | 0.67 | 79.36
2021-06-20 01:00 | 0 | 0.38738 | 0.66 | 63.665
2021-06-20 02:00 | 0 | 0.38237 | 0.67 | 55.105
2021-06-20 03:00 | 0 | 0.35295 | 0.68 | 76.135
2021-06-20 04:00 | 0 | 0.35278 | 0.68 | 72.745
2021-06-20 05:00 | 0 | 0.40318 | 0.69 | 67.53
2021-06-20 06:00 | 0 | 0.35661 | 0.7 | 53.51
2021-06-20 07:00 | 0.040588 | 0.31942 | 0.68 | 71.95
2021-06-20 08:00 | 0.38186 | 0.19718 | 0.6 | 37.01
2021-06-20 09:00 | 0.73177 | 0.083836 | 0.55 | 16.725
2021-06-20 10:00 | 0.64166 | 0.076231 | 0.56 | -2.075
2021-06-20 11:00 | 0.65392 | 0.048598 | 0.6 | -36.175
2021-06-20 12:00 | 0.67177 | 0.020899 | 0.6 | -39.12
2021-06-20 13:00 | 0.57724 | 0.020916 | 0.6 | -32.98
2021-06-20 14:00 | 0.48482 | 0.018576 | 0.56 | -7.91
2021-06-20 15:00 | 0.40107 | 0.050112 | 0.58 | 15.71
2021-06-20 16:00 | 0.35752 | 0.10647 | 0.63 | 127.66
2021-06-20 17:00 | 0.047283 | 0.15511 | 0.65 | 141.335
2021-06-20 18:00 | 0 | 0.2462 | 0.64 | 251.32
2021-06-20 19:00 | 0 | 0.19228 | 0.64 | 288.54
2021-06-20 20:00 | 0 | 0.14626 | 0.64 | 176.42
2021-06-20 21:00 | 0 | 0.11964 | 0.67 | 115.485
2021-06-20 22:00 | 0 | 0.166 | 0.68 | 115.475
2021-06-20 23:00 | 0 | 0.20892 | 0.69 | 80.395
2021-06-21 | 0 | 0.23539 | 0.71 | 80.435
2021-06-21 01:00 | 0 | 0.12568 | 0.71 | 64.13
2021-06-21 02:00 | 0 | 0.019053 | 0.71 | 55.935
2021-06-21 03:00 | 0 | 0.013156 | 0.71 | 57.035
2021-06-21 04:00 | 0 | 0.087757 | 0.7 | 82.265
2021-06-21 05:00 | 0 | 0.165 | 0.69 | 105.625
2021-06-21 06:00 | 0 | 0.18524 | 0.67 | 218.78
2021-06-21 07:00 | 0.049532 | 0.37312 | 0.63 | 909.785
2021-06-21 08:00 | 0.53374 | 0.33242 | 0.6 | 43.86
2021-06-21 09:00 | 0.74531 | 0.27393 | 0.57 | 29.21
2021-06-21 10:00 | 0.72542 | 0.16176 | 0.57 | 3.565
2021-06-21 11:00 | 0.69665 | 0.11814 | 0.58 | -15.185
2021-06-21 12:00 | 0.65426 | 0.076706 | 0.55 | -16.39
2021-06-21 13:00 | 0.48842 | 0.075698 | 0.55 | 15.54
2021-06-21 14:00 | 0.54634 | 0.086573 | 0.57 | 23.595
2021-06-21 15:00 | 0.61495 | 0.1093 | 0.58 | 31.62
2021-06-21 16:00 | 0.40706 | 0.17408 | 0.63 | 48.275
2021-06-21 17:00 | 0.039074 | 0.21014 | 0.63 | 1241.48
2021-06-21 18:00 | 0 | 0.23882 | 0.62 | 807.46
2021-06-21 19:00 | 0 | 0.24172 | 0.63 | 225.905
2021-06-21 20:00 | 0 | 0.26706 | 0.65 | 146.145
2021-06-21 21:00 | 0 | 0.35555 | 0.65 | 132.18
2021-06-21 22:00 | 0 | 0.34883 | 0.65 | 97.645
2021-06-21 23:00 | 0 | 0.27782 | 0.67 | 87.05
2021-06-22 | 0 | 0.15348 | 0.69 | 82.87
2021-06-22 01:00 | 0 | 0.10028 | 0.69 | 61.99
2021-06-22 02:00 | 0 | 0.06117 | 0.69 | 64.015
2021-06-22 03:00 | 0 | 0.048481 | 0.69 | 53.095
2021-06-22 04:00 | 0 | 0.087277 | 0.67 | 50.355
2021-06-22 05:00 | 0 | 0.09756 | 0.66 | 59.77
2021-06-22 06:00 | 0 | 0.10269 | 0.66 | 71.775
2021-06-22 07:00 | 0.046363 | 0.073455 | 0.62 | 162.125
2021-06-22 08:00 | 0.46579 | 0.06921 | 0.57 | 35.19
2021-06-22 09:00 | 0.74242 | 0.055348 | 0.54 | 8.785
2021-06-22 10:00 | 0.73153 | 0.066589 | 0.53 | -1.8
2021-06-22 11:00 | 0.70283 | 0.034683 | 0.54 | -16.46
2021-06-22 12:00 | 0.68291 | 0.052997 | 0.54 | -1.79
2021-06-22 13:00 | 0.61466 | 0.062843 | 0.56 | 25.565
2021-06-22 14:00 | 0.68956 | 0.079954 | 0.6 | 40.825
2021-06-22 15:00 | 0.63846 | 0.052262 | 0.6 | 35.22
2021-06-22 16:00 | 0.5257 | 0.079252 | 0.63 | 50.145
2021-06-22 17:00 | 0.044427 | 0.12236 | 0.63 | 95.745
2021-06-22 18:00 | 0 | 0.17207 | 0.62 | 276.09
2021-06-22 19:00 | 0 | 0.12841 | 0.63 | 90.525
2021-06-22 20:00 | 0 | 0.1292 | 0.63 | 93.595
2021-06-22 21:00 | 0 | 0.11157 | 0.64 | 91.615
2021-06-22 22:00 | 0 | 0.17471 | 0.65 | 69.485
2021-06-22 23:00 | 0 | 0.22034 | 0.67 | 54.56
2021-06-23 | 0 | 0.3186 | 0.67 | 40.05
2021-06-23 01:00 | 0 | 0.38022 | 0.66 | 36.89
2021-06-23 02:00 | 0 | 0.33687 | 0.66 | 31.19
2021-06-23 03:00 | 0 | 0.26905 | 0.7 | 29.525
2021-06-23 04:00 | 0 | 0.23983 | 0.68 | 33.385
2021-06-23 05:00 | 0 | 0.20774 | 0.67 | 43.8
2021-06-23 06:00 | 0 | 0.17379 | 0.67 | 51.265
2021-06-23 07:00 | 0.044881 | 0.1607 | 0.66 | 109.74
2021-06-23 08:00 | 0.56203 | 0.12249 | 0.62 | 63.635
2021-06-23 09:00 | 0.77552 | 0.06986 | 0.58 | 22.555
2021-06-23 10:00 | 0.77145 | 0.046899 | 0.56 | 7.835
2021-06-23 11:00 | 0.741 | 0.039644 | 0.56 | 5.54
2021-06-23 12:00 | 0.72679 | 0.040276 | 0.56 | 5.455
2021-06-23 13:00 | 0.74135 | 0.049654 | 0.58 | 16.625
2021-06-23 14:00 | 0.76265 | 0.066881 | 0.6 | 17.25
2021-06-23 15:00 | 0.7732 | 0.13905 | 0.62 | 32.78
2021-06-23 16:00 | 0.55241 | 0.16182 | 0.64 | 43.21
2021-06-23 17:00 | 0.038701 | 0.22117 | 0.65 | 117.895
2021-06-23 18:00 | 0 | 0.26214 | 0.64 | 127.1
2021-06-23 19:00 | 0 | 0.32939 | 0.66 | 88.45
2021-06-23 20:00 | 0 | 0.38088 | 0.7 | 86.86
2021-06-23 21:00 | 0 | 0.36518 | 0.68 | 64.83
2021-06-23 22:00 | 0 | 0.37366 | 0.69 | 63.8
2021-06-23 23:00 | 0 | 0.38961 | 0.68 | 48.285
2021-06-24 | 0 | 0.36694 | 0.7 | 50.53
2021-06-24 01:00 | 0 | 0.38883 | 0.7 | 42.04
2021-06-24 02:00 | 0 | 0.37922 | 0.68 | 39.09
2021-06-24 03:00 | 0 | 0.43968 | 0.66 | 32.82
2021-06-24 04:00 | 0 | 0.44962 | 0.67 | 32.785
2021-06-24 05:00 | 0 | 0.42372 | 0.68 | 40.83
2021-06-24 06:00 | 0 | 0.44039 | 0.67 | 44.39
2021-06-24 07:00 | 0.043561 | 0.41496 | 0.7 | 63.68
2021-06-24 08:00 | 0.56432 | 0.25966 | 0.64 | 76.71
2021-06-24 09:00 | 0.776 | 0.1779 | 0.62 | 53.335
2021-06-24 10:00 | 0.76116 | 0.1129 | 0.6 | 46.34
2021-06-24 11:00 | 0.73517 | 0.053333 | 0.6 | 25.045
2021-06-24 12:00 | 0.71657 | 0.07458 | 0.62 | 43.015
2021-06-24 13:00 | 0.73099 | 0.079151 | 0.63 | 41.01
2021-06-24 14:00 | 0.76165 | 0.10124 | 0.65 | 62.315
2021-06-24 15:00 | 0.76136 | 0.1025 | 0.65 | 57.92
2021-06-24 16:00 | 0.55188 | 0.11154 | 0.7 | 70.115
2021-06-24 17:00 | 0.041685 | 0.21019 | 0.66 | 87.355
2021-06-24 18:00 | 0 | 0.30275 | 0.65 | 116.935
2021-06-24 19:00 | 0 | 0.39997 | 0.65 | 78.945
2021-06-24 20:00 | 0 | 0.40404 | 0.66 | 74.87
2021-06-24 21:00 | 0 | 0.50931 | 0.7 | 68.1
2021-06-24 22:00 | 0 | 0.64728 | 0.66 | 59.085
2021-06-24 23:00 | 0 | 0.67787 | 0.66 | 49.59
2021-06-25 | 0 | 0.58712 | 0.7 | 35.345
2021-06-25 01:00 | 0 | 0.38142 | 0.68 | 41.885
2021-06-25 02:00 | 0 | 0.16641 | 0.68 | 33.935
2021-06-25 03:00 | 0 | 0.039726 | 0.68 | 28.175
2021-06-25 04:00 | 0 | 0.0060285 | 0.68 | 29.9
2021-06-25 05:00 | 0 | 4.8e-05 | 0.67 | 39.79
2021-06-25 06:00 | 0 | 0.0033945 | 0.68 | 51.935
2021-06-25 07:00 | 0.041214 | 0.0016055 | 0.66 | 72.26
2021-06-25 08:00 | 0.56088 | 0.0023135 | 0.63 | 100.905
2021-06-25 09:00 | 0.77908 | 0.00677 | 0.62 | 81.95
2021-06-25 10:00 | 0.7796 | 0.011428 | 0.62 | 162.84
2021-06-25 11:00 | 0.74566 | 0.0012855 | 0.62 | 106.015
2021-06-25 12:00 | 0.72514 | 0.0053825 | 0.63 | 63.265
2021-06-25 13:00 | 0.73602 | 0.0015055 | 0.64 | 136.495
2021-06-25 14:00 | 0.75859 | 0.011126 | 0.6 | 91.255
2021-06-25 15:00 | 0.74342 | 0.008965 | 0.64 | 134.43
2021-06-25 16:00 | 0.54384 | 0.015285 | 0.64 | 1389.15
2021-06-25 17:00 | 0.042525 | 0.040017 | 0.63 | 254.95
2021-06-25 18:00 | 0 | 0.14204 | 0.65 | 100.89
2021-06-25 19:00 | 0 | 0.13179 | 0.65 | 96.27
2021-06-25 20:00 | 0 | 0.045003 | 0.6 | 72.365
2021-06-25 21:00 | 0 | 0.032441 | 0.69 | 97.35
2021-06-25 22:00 | 0 | 0.018912 | 0.68 | 102.575
2021-06-25 23:00 | 0 | 0.027255 | 0.68 | 87
2021-06-26 | 0 | 0.070199 | 0.69 | 72.075
2021-06-26 01:00 | 0 | 0.086924 | 0.72 | 82.07
2021-06-26 02:00 | 0 | 0.11775 | 0.7 | 54.265
2021-06-26 03:00 | 0 | 0.15421 | 0.69 | 45.585
2021-06-26 04:00 | 0 | 0.20291 | 0.69 | 44.51
2021-06-26 05:00 | 0 | 0.1765 | 0.69 | 54.135
2021-06-26 06:00 | 0 | 0.067364 | 0.7 | 42.485
2021-06-26 07:00 | 0.044625 | 0.021868 | 0.7 | 56.68
2021-06-26 08:00 | 0.57938 | 0.016819 | 0.68 | 79.115
2021-06-26 09:00 | 0.79098 | 0.064498 | 0.65 | 82.68
2021-06-26 10:00 | 0.76904 | 0.12019 | 0.62 | 63.48
2021-06-26 11:00 | 0.72892 | 0.13365 | 0.63 | 61.755
2021-06-26 12:00 | 0.70931 | 0.19301 | 0.63 | 55.915
2021-06-26 13:00 | 0.72249 | 0.20354 | 0.63 | 43.46
2021-06-26 14:00 | 0.74564 | 0.25224 | 0.64 | 48.125
2021-06-26 15:00 | 0.72562 | 0.23228 | 0.66 | 62.21
2021-06-26 16:00 | 0.51905 | 0.22719 | 0.66 | 67.425
2021-06-26 17:00 | 0.043907 | 0.274 | 0.66 | 99.835
2021-06-26 18:00 | 0 | 0.35781 | 0.65 | 131.645
2021-06-26 19:00 | 0 | 0.4387 | 0.7 | 67.35
2021-06-26 20:00 | 0 | 0.62212 | 0.66 | 84.445
2021-06-26 21:00 | 0 | 0.80509 | 0.68 | 77.515
2021-06-26 22:00 | 0 | 0.92616 | 0.68 | 57.77
2021-06-26 23:00 | 0 | 0.94437 | 0.7 | 51.9
2021-06-27 | 0 | 0.92298 | 0.69 | 49.86
2021-06-27 01:00 | 0 | 0.92127 | 0.68 | 42.315
2021-06-27 02:00 | 0 | 0.92441 | 0.7 | 42.555
2021-06-27 03:00 | 0 | 0.91928 | 0.68 | 36.98
2021-06-27 04:00 | 0 | 0.89038 | 0.68 | 33.4
2021-06-27 05:00 | 0 | 0.88306 | 0.68 | 37.285
2021-06-27 06:00 | 0 | 0.93092 | 0.69 | 37.93
2021-06-27 07:00 | 0.048929 | 0.91937 | 0.68 | 54.375
2021-06-27 08:00 | 0.55097 | 0.8131 | 0.64 | 63.135
2021-06-27 09:00 | 0.7586 | 0.77285 | 0.6 | 42.515
2021-06-27 10:00 | 0.7415 | 0.65974 | 0.58 | 30.825
2021-06-27 11:00 | 0.7015 | 0.5689 | 0.58 | 28.77
2021-06-27 12:00 | 0.65602 | 0.41146 | 0.6 | 28.51
2021-06-27 13:00 | 0.6142 | 0.3194 | 0.57 | 29.62
2021-06-27 14:00 | 0.57089 | 0.24021 | 0.6 | 31.845
2021-06-27 15:00 | 0.42163 | 0.1738 | 0.61 | 39.82
2021-06-27 16:00 | 0.23043 | 0.14286 | 0.64 | 61.35
2021-06-27 17:00 | 0.022064 | 0.19371 | 0.65 | 98.31
2021-06-27 18:00 | 0 | 0.26516 | 0.64 | 177.185
2021-06-27 19:00 | 0 | 0.31882 | 0.64 | 104.51
2021-06-27 20:00 | 0 | 0.34574 | 0.66 | 136.475
2021-06-27 21:00 | 0 | 0.34868 | 0.7 | 91.735
2021-06-27 22:00 | 0 | 0.5739 | 0.69 | 93.755
2021-06-27 23:00 | 0 | 0.66788 | 0.7 | 77.245
2021-06-28 | 0 | 0.4909 | 0.71 | 61.635
2021-06-28 01:00 | 0 | 0.27893 | 0.7 | 61.435
2021-06-28 02:00 | 0 | 0.2592 | 0.7 | 78.365
2021-06-28 03:00 | 0 | 0.32514 | 0.7 | 57.92
2021-06-28 04:00 | 0 | 0.3483 | 0.69 | 57.78
2021-06-28 05:00 | 0 | 0.40061 | 0.67 | 73.16
2021-06-28 06:00 | 0 | 0.37963 | 0.65 | 85.555
2021-06-28 07:00 | 0.036809 | 0.31194 | 0.63 | 130.14
2021-06-28 08:00 | 0.30314 | 0.21866 | 0.6 | 78.53
2021-06-28 09:00 | 0.51645 | 0.14915 | 0.57 | 57.645
2021-06-28 10:00 | 0.50266 | 0.097305 | 0.55 | 26.905
2021-06-28 11:00 | 0.4848 | 0.087463 | 0.55 | 6.265
2021-06-28 12:00 | 0.51489 | 0.046931 | 0.55 | 1.085
2021-06-28 13:00 | 0.39742 | 0.048595 | 0.55 | 10.48
2021-06-28 14:00 | 0.46324 | 0.084558 | 0.59 | 30.95
2021-06-28 15:00 | 0.50828 | 0.08775 | 0.6 | 72.415
2021-06-28 16:00 | 0.27827 | 0.093115 | 0.65 | 1249.005
2021-06-28 17:00 | 0.029077 | 0.083636 | 0.64 | 187.84
2021-06-28 18:00 | 0 | 0.13112 | 0.63 | 210.05
2021-06-28 19:00 | 0 | 0.26267 | 0.6 | 81.215
2021-06-28 20:00 | 0 | 0.39009 | 0.65 | 82.115
2021-06-28 21:00 | 0 | 0.42414 | 0.67 | 79.01
2021-06-28 22:00 | 0 | 0.41685 | 0.67 | 71.105
2021-06-28 23:00 | 0 | 0.3534 | 0.66 | 63.065
2021-06-29 | 0 | 0.46602 | 0.66 | 52.34
2021-06-29 01:00 | 0 | 0.55165 | 0.66 | 56.035
2021-06-29 02:00 | 0 | 0.57452 | 0.66 | 50.36
2021-06-29 03:00 | 0 | 0.53093 | 0.66 | 44.43
2021-06-29 04:00 | 0 | 0.54 | 0.66 | 44.85
2021-06-29 05:00 | 0 | 0.54633 | 0.65 | 53.975
2021-06-29 06:00 | 0 | 0.52667 | 0.64 | 53.94
2021-06-29 07:00 | 0.047412 | 0.48276 | 0.63 | 66.8
2021-06-29 08:00 | 0.53109 | 0.38565 | 0.61 | 66.54
2021-06-29 09:00 | 0.74995 | 0.25137 | 0.58 | 50
2021-06-29 10:00 | 0.7253 | 0.19216 | 0.6 | 47.55
2021-06-29 11:00 | 0.68658 | 0.22866 | 0.57 | 45.835
2021-06-29 12:00 | 0.60895 | 0.21929 | 0.58 | 48.715
2021-06-29 13:00 | 0.43237 | 0.14464 | 0.59 | 45.715
2021-06-29 14:00 | 0.26057 | 0.13155 | 0.59 | 46.905
2021-06-29 15:00 | 0.21538 | 0.14298 | 0.61 | 54.925
2021-06-29 16:00 | 0.1306 | 0.22898 | 0.64 | 97.99
2021-06-29 17:00 | 0.024704 | 0.33209 | 0.6 | 107.045
2021-06-29 18:00 | 0 | 0.50354 | 0.63 | 220.905
2021-06-29 19:00 | 0 | 0.62307 | 0.62 | 91.295
2021-06-29 20:00 | 0 | 0.6533 | 0.64 | 77.36
2021-06-29 21:00 | 0 | 0.61343 | 0.66 | 70.495
2021-06-29 22:00 | 0 | 0.65301 | 0.67 | 68.12
2021-06-29 23:00 | 0 | 0.6952 | 0.66 | 48.495
2021-06-30 | 0 | 0.43804 | 0.66 | 39.06
2021-06-30 01:00 | 0 | 0.14785 | 0.67 | 42.245
2021-06-30 02:00 | 0 | 0.12323 | 0.67 | 35.565
2021-06-30 03:00 | 0 | 0.10386 | 0.67 | 33.02
2021-06-30 04:00 | 0 | 0.11545 | 0.66 | 35.1
2021-06-30 05:00 | 0 | 0.12495 | 0.66 | 40.125
2021-06-30 06:00 | 0 | 0.17189 | 0.65 | 44.625
2021-06-30 07:00 | 0.035083 | 0.17899 | 0.63 | 60.005
2021-06-30 08:00 | 0.21456 | 0.17118 | 0.62 | 74.075
2021-06-30 09:00 | 0.34602 | 0.075372 | 0.61 | 70.705
2021-06-30 10:00 | 0.43748 | 0.048842 | 0.58 | 55.83
2021-06-30 11:00 | 0.45138 | 0.045689 | 0.59 | 78.605
2021-06-30 12:00 | 0.46569 | 0.081488 | 0.59 | 39.625
2021-06-30 13:00 | 0.39057 | 0.11581 | 0.6 | 57.975
2021-06-30 14:00 | 0.26016 | 0.13483 | 0.6 | 57.49
2021-06-30 15:00 | 0.12284 | 0.15659 | 0.62 | 66.32
2021-06-30 16:00 | 0.064608 | 0.23031 | 0.64 | 105.685
2021-06-30 17:00 | 0.012215 | 0.34613 | 0.6 | 104.885
2021-06-30 18:00 | 0 | 0.36447 | 0.62 | 146.825
2021-06-30 19:00 | 0 | 0.2482 | 0.63 | 92.46
2021-06-30 20:00 | 0 | 0.36095 | 0.65 | 76.285
2021-06-30 21:00 | 0 | 0.62705 | 0.67 | 73.94
2021-06-30 22:00 | 0 | 0.69453 | 0.7 | 84.895
2021-06-30 23:00 | 0 | 0.82961 | 0.67 | 76.79
2021-07-01 | 0 | 0.68733 | 0.66 | 67.61
2021-07-01 01:00 | 0 | 0.53052 | 0.66 | 66.835
2021-07-01 02:00 | 0 | 0.47621 | 0.66 | 63.56
2021-07-01 03:00 | 0 | 0.49165 | 0.66 | 41.01
2021-07-01 04:00 | 0 | 0.3952 | 0.65 | 42.535
2021-07-01 05:00 | 0 | 0.34996 | 0.65 | 49.715
2021-07-01 06:00 | 0 | 0.25417 | 0.65 | 45.36
2021-07-01 07:00 | 0.044582 | 0.14366 | 0.64 | 75.4
2021-07-01 08:00 | 0.53342 | 0.071752 | 0.61 | 37.48
2021-07-01 09:00 | 0.73708 | 0.019633 | 0.59 | 63.645
2021-07-01 10:00 | 0.72478 | 0.025356 | 0.59 | 45.595
2021-07-01 11:00 | 0.60457 | 0.032125 | 0.5 | 60.315
2021-07-01 12:00 | 0.57231 | 0.015482 | 0.53 | 87.14
2021-07-01 13:00 | 0.49538 | 0.0068955 | 0.55 | 98.185
2021-07-01 14:00 | 0.42921 | 0.016265 | 0.58 | 119.54
2021-07-01 15:00 | 0.35364 | 0.017952 | 0.59 | 886.4
2021-07-01 16:00 | 0.37385 | 0.011487 | 0.63 | 85.1
2021-07-01 17:00 | 0.051511 | 0.059578 | 0.62 | 179.265
2021-07-01 18:00 | 0 | 0.18822 | 0.61 | 174.755
2021-07-01 19:00 | 0 | 0.24206 | 0.62 | 105.105
2021-07-01 20:00 | 0 | 0.20811 | 0.63 | 100.975
2021-07-01 21:00 | 0 | 0.26575 | 0.66 | 108.33
2021-07-01 22:00 | 0 | 0.23428 | 0.68 | 102.225
2021-07-01 23:00 | 0 | 0.2077 | 0.69 | 66.845
2021-07-02 | 0 | 0.19037 | 0.69 | 58.82
2021-07-02 01:00 | 0 | 0.172 | 0.68 | 55.64
2021-07-02 02:00 | 0 | 0.14531 | 0.68 | 46.56
2021-07-02 03:00 | 0 | 0.12574 | 0.68 | 38.71
2021-07-02 04:00 | 0 | 0.098922 | 0.68 | 47.12
2021-07-02 05:00 | 0 | 0.10814 | 0.69 | 67.585
2021-07-02 06:00 | 0 | 0.068716 | 0.68 | 58.17
2021-07-02 07:00 | 0.047535 | 0.040065 | 0.66 | 72.01
2021-07-02 08:00 | 0.53356 | 0.024459 | 0.63 | 119.505
2021-07-02 09:00 | 0.74895 | 0.002054 | 0.59 | 158.62
2021-07-02 10:00 | 0.73156 | 0.001401 | 0.6 | 129.365
2021-07-02 11:00 | 0.6699 | 0.004769 | 0.5 | 63.645
2021-07-02 12:00 | 0.65701 | 0.002665 | 0.54 | 52.035
2021-07-02 13:00 | 0.65372 | 3.85e-05 | 0.6 | 93.48
2021-07-02 14:00 | 0.61459 | 0.0014435 | 0.58 | 111.805
2021-07-02 15:00 | 0.50083 | 0.004642 | 0.6 | 134.235
2021-07-02 16:00 | 0.48895 | 0.008311 | 0.63 | 119.405
2021-07-02 17:00 | 0.049615 | 0.073676 | 0.64 | 116.645
2021-07-02 18:00 | 0 | 0.22667 | 0.6 | 290.44
2021-07-02 19:00 | 0 | 0.26632 | 0.6 | 150.26
2021-07-02 20:00 | 0 | 0.20465 | 0.65 | 111.915
2021-07-02 21:00 | 0 | 0.1541 | 0.67 | 109.41
2021-07-02 22:00 | 0 | 0.12607 | 0.69 | 79.575
2021-07-02 23:00 | 0 | 0.093401 | 0.7 | 94.395
2021-07-03 | 0 | 0.080162 | 0.71 | 80.87
2021-07-03 01:00 | 0 | 0.04105 | 0.71 | 96.18
2021-07-03 02:00 | 0 | 0.059615 | 0.72 | 84.57
2021-07-03 03:00 | 0 | 0.026638 | 0.72 | 68.845
2021-07-03 04:00 | 0 | 0.023926 | 0.72 | 48.82
2021-07-03 05:00 | 0 | 0.0083905 | 0.71 | 51.71
2021-07-03 06:00 | 0 | 0.29891 | 0.7 | 52.125
2021-07-03 07:00 | 0.047449 | 0.27313 | 0.7 | 55.715
2021-07-03 08:00 | 0.54892 | 0.22038 | 0.66 | 108.255
2021-07-03 09:00 | 0.77048 | 0.17157 | 0.62 | 1121.935
2021-07-03 10:00 | 0.76752 | 0.13422 | 0.61 | 594.37
2021-07-03 11:00 | 0.74654 | 0.15698 | 0.61 | 1451.765
2021-07-03 12:00 | 0.72776 | 0.14287 | 0.6 | 201.005
2021-07-03 13:00 | 0.74688 | 0.20682 | 0.61 | 259.885
2021-07-03 14:00 | 0.77566 | 0.35139 | 0.62 | 212.235
2021-07-03 15:00 | 0.78904 | 0.35315 | 0.62 | 214.73
2021-07-03 16:00 | 0.56193 | 0.41093 | 0.63 | 144.445
2021-07-03 17:00 | 0.047536 | 0.51969 | 0.64 | 228.135
2021-07-03 18:00 | 0 | 0.68312 | 0.64 | 150.485
2021-07-03 19:00 | 0 | 0.73879 | 0.65 | 122.825
2021-07-03 20:00 | 0 | 0.81364 | 0.64 | 90.41
2021-07-03 21:00 | 0 | 0.82717 | 0.66 | 78.795
2021-07-03 22:00 | 0 | 0.78616 | 0.67 | 66.265
2021-07-03 23:00 | 0 | 0.8125 | 0.69 | 61.265
2021-07-04 | 0 | 0.86496 | 0.69 | 55.955
2021-07-04 01:00 | 0 | 0.91125 | 0.69 | 45.99
2021-07-04 02:00 | 0 | 0.90588 | 0.7 | 40.885
2021-07-04 03:00 | 0 | 0.90664 | 0.68 | 38.91
2021-07-04 04:00 | 0 | 0.84707 | 0.68 | 39.835
2021-07-04 05:00 | 0 | 0.77199 | 0.68 | 41.07
2021-07-04 06:00 | 0 | 0.74948 | 0.68 | 53.725
2021-07-04 07:00 | 0.044404 | 0.73462 | 0.67 | 49.205
2021-07-04 08:00 | 0.53587 | 0.6556 | 0.56 | 35.76
2021-07-04 09:00 | 0.78949 | 0.58552 | 0.47 | 4.425
2021-07-04 10:00 | 0.7956 | 0.37027 | 0.4 | -1.915
2021-07-04 11:00 | 0.76221 | 0.24747 | 0.43 | -19.48
2021-07-04 12:00 | 0.73393 | 0.18265 | 0.43 | -30.345
2021-07-04 13:00 | 0.70203 | 0.12275 | 0.43 | -18.335
2021-07-04 14:00 | 0.75055 | 0.07347 | 0.47 | 6.85
2021-07-04 15:00 | 0.7676 | 0.052046 | 0.52 | 25.275
2021-07-04 16:00 | 0.45992 | 0.054071 | 0.59 | 46.17
2021-07-04 17:00 | 0.041964 | 0.062107 | 0.65 | 106.38
2021-07-04 18:00 | 0 | 0.11074 | 0.65 | 131.96
2021-07-04 19:00 | 0 | 0.13315 | 0.65 | 104.505
2021-07-04 20:00 | 0 | 0.27282 | 0.65 | 110.275
2021-07-04 21:00 | 0 | 0.50928 | 0.65 | 106.42
2021-07-04 22:00 | 0 | 0.62389 | 0.66 | 75.29
2021-07-04 23:00 | 0 | 0.77172 | 0.65 | 53.41
2021-07-05 | 0 | 0.81911 | 0.65 | 48.835
2021-07-05 01:00 | 0 | 0.79429 | 0.65 | 41.72
2021-07-05 02:00 | 0 | 0.7497 | 0.65 | 38.97
2021-07-05 03:00 | 0 | 0.60575 | 0.65 | 38.375
2021-07-05 04:00 | 0 | 0.46443 | 0.66 | 42.77
2021-07-05 05:00 | 0 | 0.43106 | 0.67 | 57.78
2021-07-05 06:00 | 0 | 0.42335 | 0.66 | 98.065
2021-07-05 07:00 | 0.048654 | 0.48409 | 0.6 | 126.815
2021-07-05 08:00 | 0.51852 | 0.29797 | 0.56 | 205.015
2021-07-05 09:00 | 0.62697 | 0.10545 | 0.51 | 88.52
2021-07-05 10:00 | 0.70681 | 0.036235 | 0.46 | 47.6
2021-07-05 11:00 | 0.50026 | 0.008959 | 0.44 | 34.145
2021-07-05 12:00 | 0.58223 | 0.0076885 | 0.4 | 28.56
2021-07-05 13:00 | 0.51861 | 0.002072 | 0.44 | 34.16
2021-07-05 14:00 | 0.48241 | 0.0087975 | 0.47 | 49.825
2021-07-05 15:00 | 0.53468 | 0.007252 | 0.5 | 45.97
2021-07-05 16:00 | 0.17677 | 0.02088 | 0.57 | 111.335
2021-07-05 17:00 | 0.040752 | 0.070162 | 0.61 | 143.46
2021-07-05 18:00 | 0 | 0.1345 | 0.61 | 225.37
2021-07-05 19:00 | 0 | 0.19893 | 0.6 | 178.975
2021-07-05 20:00 | 0 | 0.27837 | 0.6 | 211.395
2021-07-05 21:00 | 0 | 0.31577 | 0.62 | 154.1
2021-07-05 22:00 | 0 | 0.33459 | 0.6 | 184.81
2021-07-05 23:00 | 0 | 0.30028 | 0.64 | 186.315
2021-07-06 | 0 | 0.23331 | 0.64 | 201.925
2021-07-06 01:00 | 0 | 0.18815 | 0.66 | 161.385
2021-07-06 02:00 | 0 | 0.16115 | 0.68 | 118.07
2021-07-06 03:00 | 0 | 0.13442 | 0.7 | 154.36
2021-07-06 04:00 | 0 | 0.11996 | 0.7 | 123.92
2021-07-06 05:00 | 0 | 0.10925 | 0.69 | 108.06
2021-07-06 06:00 | 0 | 0.081701 | 0.67 | 194.26
2021-07-06 07:00 | 0.047356 | 0.039633 | 0.63 | 244.72
2021-07-06 08:00 | 0.55229 | 0.049793 | 0.56 | 299.56
2021-07-06 09:00 | 0.76913 | 0.064369 | 0.52 | 227.585
2021-07-06 10:00 | 0.76438 | 0.022378 | 0.5 | 125.45
2021-07-06 11:00 | 0.73705 | 0.034069 | 0.47 | 80.825
2021-07-06 12:00 | 0.71818 | 0.060943 | 0.46 | 79.935
2021-07-06 13:00 | 0.72097 | 0.045631 | 0.47 | 61.92
2021-07-06 14:00 | 0.73811 | 0.056997 | 0.51 | 66.945
2021-07-06 15:00 | 0.72254 | 0.049493 | 0.55 | 157.195
2021-07-06 16:00 | 0.51032 | 0.09061 | 0.6 | 207.745
2021-07-06 17:00 | 0.051726 | 0.17479 | 0.62 | 281.915
2021-07-06 18:00 | 0 | 0.47099 | 0.6 | 1661.105
2021-07-06 19:00 | 0 | 0.77255 | 0.62 | 305.29
2021-07-06 20:00 | 0 | 0.81645 | 0.6 | 275.98
2021-07-06 21:00 | 0 | 0.81929 | 0.65 | 288.055
2021-07-06 22:00 | 0 | 0.79887 | 0.66 | 229.275
2021-07-06 23:00 | 0 | 0.83091 | 0.67 | 166.305
2021-07-07 | 0 | 0.8126 | 0.68 | 145.185
2021-07-07 01:00 | 0 | 0.84883 | 0.7 | 180.44
2021-07-07 02:00 | 0 | 0.88634 | 0.7 | 103.57
2021-07-07 03:00 | 0 | 0.92526 | 0.71 | 61.86
2021-07-07 04:00 | 0 | 0.92217 | 0.7 | 77.825
2021-07-07 05:00 | 0 | 0.917 | 0.7 | 101.425
2021-07-07 06:00 | 0 | 0.93366 | 0.66 | 125.795
2021-07-07 07:00 | 0.048467 | 0.9133 | 0.63 | 285.78
2021-07-07 08:00 | 0.4632 | 0.78393 | 0.54 | 324.41
2021-07-07 09:00 | 0.59992 | 0.61056 | 0.5 | 147.535
2021-07-07 10:00 | 0.64286 | 0.46633 | 0.48 | 132.22
2021-07-07 11:00 | 0.4401 | 0.41774 | 0.46 | 57.69
2021-07-07 12:00 | 0.40785 | 0.44876 | 0.45 | 41.15
2021-07-07 13:00 | 0.38765 | 0.45846 | 0.47 | 97.685
2021-07-07 14:00 | 0.37168 | 0.40043 | 0.49 | 145.785
2021-07-07 15:00 | 0.26243 | 0.47111 | 0.54 | 168.555
2021-07-07 16:00 | 0.26418 | 0.37718 | 0.59 | 253.755
2021-07-07 17:00 | 0.051427 | 0.46865 | 0.62 | 298.76
2021-07-07 18:00 | 0 | 0.57719 | 0.61 | 547.355
2021-07-07 19:00 | 0 | 0.75414 | 0.61 | 289.865
2021-07-07 20:00 | 0 | 0.8756 | 0.61 | 263.55
2021-07-07 21:00 | 0 | 0.86973 | 0.63 | 196.98
2021-07-07 22:00 | 0 | 0.86878 | 0.64 | 206.425
2021-07-07 23:00 | 0 | 0.86551 | 0.65 | 189.365
2021-07-08 | 0 | 0.82018 | 0.7 | 181.26
2021-07-08 01:00 | 0 | 0.7404 | 0.68 | 188.29
2021-07-08 02:00 | 0 | 0.6469 | 0.68 | 145.3
2021-07-08 03:00 | 0 | 0.67768 | 0.68 | 98.34
2021-07-08 04:00 | 0 | 0.6617 | 0.68 | 97.93
2021-07-08 05:00 | 0 | 0.66782 | 0.67 | 192.45
2021-07-08 06:00 | 0 | 0.70245 | 0.65 | 229.005
2021-07-08 07:00 | 0.047993 | 0.75142 | 0.61 | 278.185
2021-07-08 08:00 | 0.53081 | 0.57583 | 0.56 | 373.73
2021-07-08 09:00 | 0.75224 | 0.57695 | 0.51 | 119.31
2021-07-08 10:00 | 0.7457 | 0.53627 | 0.51 | 339.635
2021-07-08 11:00 | 0.72159 | 0.57039 | 0.5 | 252.225
2021-07-08 12:00 | 0.65811 | 0.56059 | 0.5 | 140.9
2021-07-08 13:00 | 0.67155 | 0.58766 | 0.52 | 253.13
2021-07-08 14:00 | 0.60859 | 0.43626 | 0.53 | 252.68
2021-07-08 15:00 | 0.60519 | 0.46083 | 0.56 | 283.28
2021-07-08 16:00 | 0.46787 | 0.72816 | 0.6 | 295.6
2021-07-08 17:00 | 0.051343 | 0.61767 | 0.61 | 304.485
2021-07-08 18:00 | 0 | 0.64316 | 0.6 | 296.79
2021-07-08 19:00 | 0 | 0.79956 | 0.59 | 226.285
2021-07-08 20:00 | 0 | 0.88707 | 0.6 | 278.465
2021-07-08 21:00 | 0 | 0.87461 | 0.61 | 303.445
2021-07-08 22:00 | 0 | 0.90658 | 0.62 | 258.995
2021-07-08 23:00 | 0 | 0.90234 | 0.64 | 149.635
2021-07-09 | 0 | 0.90667 | 0.65 | 167.3
2021-07-09 01:00 | 0 | 0.90843 | 0.66 | 226.165
2021-07-09 02:00 | 0 | 0.83708 | 0.7 | 216.505
2021-07-09 03:00 | 0 | 0.85409 | 0.68 | 104.51
2021-07-09 04:00 | 0 | 0.88814 | 0.7 | 100.465
2021-07-09 05:00 | 0 | 0.90927 | 0.68 | 169.075
2021-07-09 06:00 | 0 | 0.90118 | 0.64 | 184.775
2021-07-09 07:00 | 0.048268 | 0.85372 | 0.63 | 222.195
2021-07-09 08:00 | 0.52303 | 0.77409 | 0.6 | 284.445
2021-07-09 09:00 | 0.70852 | 0.63303 | 0.57 | 334.8
2021-07-09 10:00 | 0.66095 | 0.57155 | 0.54 | 259.31
2021-07-09 11:00 | 0.62686 | 0.49179 | 0.5 | 285.86
2021-07-09 12:00 | 0.64939 | 0.39228 | 0.53 | 183.64
2021-07-09 13:00 | 0.635 | 0.43091 | 0.49 | 27.36
2021-07-09 14:00 | 0.55782 | 0.3799 | 0.49 | 46.395
2021-07-09 15:00 | 0.32838 | 0.35032 | 0.5 | 39.095
2021-07-09 16:00 | 0.28838 | 0.31205 | 0.6 | 115.36
2021-07-09 17:00 | 0.043885 | 0.37427 | 0.61 | 194.61
2021-07-09 18:00 | 0 | 0.42421 | 0.61 | 235.945
2021-07-09 19:00 | 0 | 0.40662 | 0.61 | 267.255
2021-07-09 20:00 | 0 | 0.42834 | 0.62 | 261.29
2021-07-09 21:00 | 0 | 0.39987 | 0.63 | 265.155
2021-07-09 22:00 | 0 | 0.3511 | 0.65 | 241.455
2021-07-09 23:00 | 0 | 0.29431 | 0.66 | 105.96
2021-07-10 | 0 | 0.27497 | 0.68 | 126.34
2021-07-10 01:00 | 0 | 0.238 | 0.68 | 69.42
2021-07-10 02:00 | 0 | 0.21797 | 0.67 | 51.695
2021-07-10 03:00 | 0 | 0.19201 | 0.67 | 51.765
2021-07-10 04:00 | 0 | 0.21404 | 0.67 | 55.285
2021-07-10 05:00 | 0 | 0.19372 | 0.66 | 100.01
2021-07-10 06:00 | 0 | 0.16094 | 0.67 | 62.155
2021-07-10 07:00 | 0.049991 | 0.10681 | 0.6 | 76.64
2021-07-10 08:00 | 0.52595 | 0.079596 | 0.53 | 50.595
2021-07-10 09:00 | 0.70023 | 0.032332 | 0.47 | 82.1
2021-07-10 10:00 | 0.64412 | 0.0033475 | 0.43 | 31.24
2021-07-10 11:00 | 0.56238 | 0.0065695 | 0.41 | 7.82
2021-07-10 12:00 | 0.59176 | 0.012429 | 0.4 | -10.395
2021-07-10 13:00 | 0.58055 | 0.016859 | 0.39 | 2.37
2021-07-10 14:00 | 0.50838 | 0.028924 | 0.4 | 21.995
2021-07-10 15:00 | 0.52383 | 0.066101 | 0.47 | 40.655
2021-07-10 16:00 | 0.28872 | 0.11992 | 0.5 | 75.625
2021-07-10 17:00 | 0.049649 | 0.21002 | 0.6 | 225.79
2021-07-10 18:00 | 0 | 0.31079 | 0.6 | 284.92
2021-07-10 19:00 | 0 | 0.31989 | 0.6 | 284.545
2021-07-10 20:00 | 0 | 0.32339 | 0.6 | 248.09
2021-07-10 21:00 | 0 | 0.35717 | 0.62 | 160.595
2021-07-10 22:00 | 0 | 0.32848 | 0.63 | 166.68
2021-07-10 23:00 | 0 | 0.32709 | 0.65 | 197.285
2021-07-11 | 0 | 0.31952 | 0.67 | 150.86
2021-07-11 01:00 | 0 | 0.27202 | 0.67 | 98.025
2021-07-11 02:00 | 0 | 0.23856 | 0.67 | 50.78
2021-07-11 03:00 | 0 | 0.21392 | 0.66 | 51.515
2021-07-11 04:00 | 0 | 0.20439 | 0.67 | 49.04
2021-07-11 05:00 | 0 | 0.17986 | 0.69 | 48.415
2021-07-11 06:00 | 0 | 0.042665 | 0.69 | 46.315
2021-07-11 07:00 | 0.04887 | 0.005262 | 0.66 | 63.465
2021-07-11 08:00 | 0.42064 | 0.0022405 | 0.56 | 42.21
2021-07-11 09:00 | 0.5436 | 0.004834 | 0.49 | 39.935
2021-07-11 10:00 | 0.56269 | 0.0050975 | 0.45 | 36.925
2021-07-11 11:00 | 0.66214 | 0.006268 | 0.44 | 37.16
2021-07-11 12:00 | 0.68438 | 0.01751 | 0.43 | 23.195
2021-07-11 13:00 | 0.69582 | 0.01327 | 0.44 | 31.83
2021-07-11 14:00 | 0.6697 | 0.034901 | 0.46 | 36.13
2021-07-11 15:00 | 0.49416 | 0.030068 | 0.51 | 47.38
2021-07-11 16:00 | 0.32289 | 0.016539 | 0.58 | 72.04
2021-07-11 17:00 | 0.025412 | 0.00281 | 0.63 | 126.72
2021-07-11 18:00 | 0 | 0.0035785 | 0.6 | 1407.825
2021-07-11 19:00 | 0 | 0.070987 | 0.6 | 887.715
2021-07-11 20:00 | 0 | 0.26129 | 0.63 | 96.84
2021-07-11 21:00 | 0 | 0.29062 | 0.65 | 60.025
2021-07-11 22:00 | 0 | 0.26668 | 0.66 | 96.855
2021-07-11 23:00 | 0 | 0.2381 | 0.67 | 65.225
2021-07-12 | 0 | 0.40387 | 0.68 | 89.055
2021-07-12 01:00 | 0 | 0.4861 | 0.67 | 53.925
2021-07-12 02:00 | 0 | 0.55986 | 0.69 | 84.83
2021-07-12 03:00 | 0 | 0.67831 | 0.7 | 56.92
2021-07-12 04:00 | 0 | 0.67073 | 0.69 | 61.385
2021-07-12 05:00 | 0 | 0.67511 | 0.68 | 123.735
2021-07-12 06:00 | 0 | 0.67921 | 0.66 | 91.685
2021-07-12 07:00 | 0.038321 | 0.68846 | 0.62 | 220.785
2021-07-12 08:00 | 0.32035 | 0.49959 | 0.55 | 90.2
2021-07-12 09:00 | 0.54801 | 0.37336 | 0.5 | 49.245
2021-07-12 10:00 | 0.73567 | 0.25149 | 0.46 | 30.44
2021-07-12 11:00 | 0.71879 | 0.16438 | 0.44 | 21.49
2021-07-12 12:00 | 0.71902 | 0.10535 | 0.44 | 22.565
2021-07-12 13:00 | 0.7344 | 0.096138 | 0.46 | 24.67
2021-07-12 14:00 | 0.77335 | 0.13663 | 0.5 | 46.315
2021-07-12 15:00 | 0.78976 | 0.13725 | 0.54 | 79.545
2021-07-12 16:00 | 0.57446 | 0.12782 | 0.59 | 103.38
2021-07-12 17:00 | 0.042191 | 0.15336 | 0.62 | 422.695
2021-07-12 18:00 | 0 | 0.10284 | 0.62 | 1020.49
2021-07-12 19:00 | 0 | 0.092968 | 0.62 | 117.68
2021-07-12 20:00 | 0 | 0.12908 | 0.62 | 181.015
2021-07-12 21:00 | 0 | 0.31377 | 0.64 | 167.435
2021-07-12 22:00 | 0 | 0.40905 | 0.66 | 145.92
2021-07-12 23:00 | 0 | 0.33237 | 0.67 | 117.755
2021-07-13 | 0 | 0.33604 | 0.69 | 75.93
2021-07-13 01:00 | 0 | 0.54265 | 0.68 | 64.475
2021-07-13 02:00 | 0 | 0.63515 | 0.69 | 68.2
2021-07-13 03:00 | 0 | 0.68186 | 0.69 | 55.7
2021-07-13 04:00 | 0 | 0.7833 | 0.68 | 60.395
2021-07-13 05:00 | 0 | 0.86038 | 0.68 | 57.885
2021-07-13 06:00 | 0 | 0.80759 | 0.66 | 92.19
2021-07-13 07:00 | 0.04168 | 0.75568 | 0.61 | 1468.515
2021-07-13 08:00 | 0.58906 | 0.67925 | 0.54 | 88.05
2021-07-13 09:00 | 0.82952 | 0.52379 | 0.49 | 40.7
2021-07-13 10:00 | 0.81538 | 0.36839 | 0.44 | 36.95
2021-07-13 11:00 | 0.77885 | 0.27687 | 0.42 | -3.14
2021-07-13 12:00 | 0.76312 | 0.24958 | 0.43 | -12.175
2021-07-13 13:00 | 0.7718 | 0.24086 | 0.44 | -3.115
2021-07-13 14:00 | 0.79048 | 0.2839 | 0.46 | 28.225
2021-07-13 15:00 | 0.80664 | 0.31514 | 0.51 | 38.615
2021-07-13 16:00 | 0.58363 | 0.35773 | 0.57 | 73.845
2021-07-13 17:00 | 0.043273 | 0.47207 | 0.62 | 117.325
2021-07-13 18:00 | 0 | 0.64307 | 0.62 | 288.3
2021-07-13 19:00 | 0 | 0.74492 | 0.6 | 156.34
2021-07-13 20:00 | 0 | 0.82463 | 0.63 | 117.195
2021-07-13 21:00 | 0 | 0.86032 | 0.65 | 82.915
2021-07-13 22:00 | 0 | 0.86518 | 0.7 | 87.77
2021-07-13 23:00 | 0 | 0.8623 | 0.67 | 46.43
2021-07-14 | 0 | 0.87703 | 0.67 | 52.85
2021-07-14 01:00 | 0 | 0.89657 | 0.67 | 47.41
2021-07-14 02:00 | 0 | 0.90922 | 0.68 | 54.625
2021-07-14 03:00 | 0 | 0.93232 | 0.68 | 54.84
2021-07-14 04:00 | 0 | 0.81569 | 0.68 | 40.225
2021-07-14 05:00 | 0 | 0.54602 | 0.67 | 44.92
2021-07-14 06:00 | 0 | 0.41178 | 0.66 | 52.33
2021-07-14 07:00 | 0.042198 | 0.3454 | 0.64 | 183.655
2021-07-14 08:00 | 0.57606 | 0.38846 | 0.58 | 54.485
2021-07-14 09:00 | 0.82054 | 0.33278 | 0.53 | 23.435
2021-07-14 10:00 | 0.8069 | 0.26953 | 0.51 | 90.8
2021-07-14 11:00 | 0.77018 | 0.19156 | 0.49 | 21.225
2021-07-14 12:00 | 0.75288 | 0.14107 | 0.5 | -14.69
2021-07-14 13:00 | 0.75701 | 0.17448 | 0.49 | -10.435
2021-07-14 14:00 | 0.77084 | 0.2214 | 0.52 | 28.26
2021-07-14 15:00 | 0.7805 | 0.26433 | 0.54 | 46.355
2021-07-14 16:00 | 0.5735 | 0.28637 | 0.59 | 64.09
2021-07-14 17:00 | 0.040518 | 0.40229 | 0.62 | 83.75
2021-07-14 18:00 | 0 | 0.57396 | 0.62 | 132.675
2021-07-14 19:00 | 0 | 0.70063 | 0.62 | 104.33
2021-07-14 20:00 | 0 | 0.73136 | 0.63 | 90.51
2021-07-14 21:00 | 0 | 0.75852 | 0.65 | 72.605
2021-07-14 22:00 | 0 | 0.78301 | 0.66 | 57.97
2021-07-14 23:00 | 0 | 0.82481 | 0.67 | 44.575
2021-07-15 | 0 | 0.8827 | 0.67 | 43.59
2021-07-15 01:00 | 0 | 0.90073 | 0.67 | 39.52
2021-07-15 02:00 | 0 | 0.89606 | 0.7 | 34.52
2021-07-15 03:00 | 0 | 0.84977 | 0.67 | 25.405
2021-07-15 04:00 | 0 | 0.84281 | 0.7 | 31.75
2021-07-15 05:00 | 0 | 0.80005 | 0.68 | 46.815
2021-07-15 06:00 | 0 | 0.73048 | 0.67 | 54.845
2021-07-15 07:00 | 0.042327 | 0.67515 | 0.65 | 70.135
2021-07-15 08:00 | 0.6024 | 0.51064 | 0.6 | 94.405
2021-07-15 09:00 | 0.83727 | 0.352 | 0.56 | 57.6
2021-07-15 10:00 | 0.82477 | 0.29967 | 0.53 | 49.04
2021-07-15 11:00 | 0.79 | 0.23359 | 0.51 | 42.84
2021-07-15 12:00 | 0.7641 | 0.22064 | 0.5 | 31.285
2021-07-15 13:00 | 0.76794 | 0.2729 | 0.5 | 35.13
2021-07-15 14:00 | 0.79635 | 0.2635 | 0.5 | 35.88
2021-07-15 15:00 | 0.80647 | 0.29554 | 0.52 | 36.91
2021-07-15 16:00 | 0.58524 | 0.33864 | 0.58 | 48.575
2021-07-15 17:00 | 0.082444 | 0.42179 | 0.6 | 61.185
2021-07-15 18:00 | 0 | 0.58139 | 0.63 | 140.485
2021-07-15 19:00 | 0 | 0.60613 | 0.64 | 98.53
2021-07-15 20:00 | 0 | 0.61001 | 0.7 | 84.455
2021-07-15 21:00 | 0 | 0.6031 | 0.66 | 62.02
2021-07-15 22:00 | 0 | 0.59303 | 0.66 | 43.14
2021-07-15 23:00 | 0 | 0.58256 | 0.68 | 33.48
2021-07-16 | 0 | 0.72035 | 0.68 | 48.385
2021-07-16 01:00 | 0 | 0.76331 | 0.68 | 45.295
2021-07-16 02:00 | 0 | 0.6732 | 0.69 | 43.26
2021-07-16 03:00 | 0 | 0.50766 | 0.68 | 39.9
2021-07-16 04:00 | 0 | 0.37376 | 0.68 | 41.51
2021-07-16 05:00 | 0 | 0.3441 | 0.67 | 53.25
2021-07-16 06:00 | 0 | 0.41924 | 0.66 | 44.305
2021-07-16 07:00 | 0.042475 | 0.55563 | 0.64 | 62.335
2021-07-16 08:00 | 0.60494 | 0.52 | 0.57 | 56.665
2021-07-16 09:00 | 0.83674 | 0.37909 | 0.52 | 50.855
2021-07-16 10:00 | 0.82099 | 0.24927 | 0.5 | 52.07
2021-07-16 11:00 | 0.78786 | 0.16532 | 0.49 | 59.535
2021-07-16 12:00 | 0.76429 | 0.10727 | 0.5 | 58.175
2021-07-16 13:00 | 0.76943 | 0.060705 | 0.51 | 50.995
2021-07-16 14:00 | 0.79592 | 0.043125 | 0.5 | 48.845
2021-07-16 15:00 | 0.80662 | 0.022337 | 0.55 | 55.135
2021-07-16 16:00 | 0.58657 | 0.020179 | 0.59 | 61.325
2021-07-16 17:00 | 0.088586 | 0.042091 | 0.63 | 94.825
2021-07-16 18:00 | 0 | 0.2156 | 0.63 | 1362.075
2021-07-16 19:00 | 0 | 0.20607 | 0.63 | 101.49
2021-07-16 20:00 | 0 | 0.11635 | 0.64 | 86.75
2021-07-16 21:00 | 0 | 0.030287 | 0.65 | 77.575
2021-07-16 22:00 | 0 | 0.065411 | 0.7 | 58.515
2021-07-16 23:00 | 0 | 0.29368 | 0.68 | 62.895
2021-07-17 | 0 | 0.37625 | 0.7 | 59.075
2021-07-17 01:00 | 0 | 0.34944 | 0.67 | 54.405
2021-07-17 02:00 | 0 | 0.31106 | 0.67 | 43.285
2021-07-17 03:00 | 0 | 0.31257 | 0.66 | 32.05
2021-07-17 04:00 | 0 | 0.30644 | 0.66 | 35.63
2021-07-17 05:00 | 0 | 0.33232 | 0.66 | 39.655
2021-07-17 06:00 | 0 | 0.34865 | 0.67 | 44.12
2021-07-17 07:00 | 0.048502 | 0.36409 | 0.63 | 52.685
2021-07-17 08:00 | 0.56966 | 0.22 | 0.53 | 35.66
2021-07-17 09:00 | 0.78493 | 0.08323 | 0.46 | 35.53
2021-07-17 10:00 | 0.77459 | 0.03829 | 0.42 | 24.135
2021-07-17 11:00 | 0.75634 | 0.044873 | 0.42 | -32.21
2021-07-17 12:00 | 0.69569 | 0.041681 | 0.41 | -42.395
2021-07-17 13:00 | 0.70655 | 0.066598 | 0.41 | -20.54
2021-07-17 14:00 | 0.75468 | 0.066856 | 0.42 | 2.76
2021-07-17 15:00 | 0.70204 | 0.076619 | 0.46 | 22.13
2021-07-17 16:00 | 0.46969 | 0.12065 | 0.55 | 47.355
2021-07-17 17:00 | 0.076067 | 0.19908 | 0.61 | 96.47
2021-07-17 18:00 | 0 | 0.29302 | 0.61 | 171.35
2021-07-17 19:00 | 0 | 0.38253 | 0.61 | 113.1
2021-07-17 20:00 | 0 | 0.49812 | 0.63 | 89.005
2021-07-17 21:00 | 0 | 0.4739 | 0.64 | 78.725
2021-07-17 22:00 | 0 | 0.42553 | 0.65 | 87.45
2021-07-17 23:00 | 0 | 0.37797 | 0.67 | 59.35
2021-07-18 | 0 | 0.39009 | 0.66 | 59.57
2021-07-18 01:00 | 0 | 0.39734 | 0.7 | 52.52
2021-07-18 02:00 | 0 | 0.36468 | 0.66 | 44.125
2021-07-18 03:00 | 0 | 0.30344 | 0.66 | 40.96
2021-07-18 04:00 | 0 | 0.24324 | 0.7 | 34.34
2021-07-18 05:00 | 0 | 0.21573 | 0.66 | 42.52
2021-07-18 06:00 | 0 | 0.17815 | 0.67 | 50.235
2021-07-18 07:00 | 0.050388 | 0.13493 | 0.63 | 62.855
2021-07-18 08:00 | 0.57111 | 0.063237 | 0.53 | 48.74
2021-07-18 09:00 | 0.7898 | 0.014498 | 0.45 | 40.305
2021-07-18 10:00 | 0.77946 | 0.003494 | 0.41 | 25.705
2021-07-18 11:00 | 0.75417 | 0.0005955 | 0.4 | 1.35
2021-07-18 12:00 | 0.73155 | 0.0095695 | 0.4 | -1.85
2021-07-18 13:00 | 0.73072 | 0.0028415 | 0.4 | -1.545
2021-07-18 14:00 | 0.77079 | 0.005584 | 0.43 | 4.63
2021-07-18 15:00 | 0.77934 | 0.005584 | 0.48 | 36.895
2021-07-18 16:00 | 0.57501 | 0.013008 | 0.56 | 63.27
2021-07-18 17:00 | 0.089406 | 0.049725 | 0.6 | 110.78
2021-07-18 18:00 | 0 | 0.16074 | 0.63 | 121.195
2021-07-18 19:00 | 0 | 0.16143 | 0.63 | 270.335
2021-07-18 20:00 | 0 | 0.099396 | 0.63 | 163.76
2021-07-18 21:00 | 0 | 0.13284 | 0.64 | 226.88
2021-07-18 22:00 | 0 | 0.11482 | 0.64 | 128.17
2021-07-18 23:00 | 0 | 0.09608 | 0.66 | 94.715
2021-07-19 | 0 | 0.074081 | 0.67 | 99.32
2021-07-19 01:00 | 0 | 0.035314 | 0.67 | 86.33
2021-07-19 02:00 | 0 | 0.0090685 | 0.7 | 81.79
2021-07-19 03:00 | 0 | 0.0019435 | 0.68 | 66.68
2021-07-19 04:00 | 0 | 0.002222 | 0.67 | 72.045
2021-07-19 05:00 | 0 | 0.004379 | 0.66 | 90.475
2021-07-19 06:00 | 0 | 0.0077865 | 0.65 | 109.025
2021-07-19 07:00 | 0.049136 | 0.004788 | 0.6 | 1284.38
2021-07-19 08:00 | 0.56771 | 0.005516 | 0.53 | 173.155
2021-07-19 09:00 | 0.77211 | 0.005485 | 0.49 | 113.87
2021-07-19 10:00 | 0.76976 | 0.012429 | 0.47 | 93.14
2021-07-19 11:00 | 0.74947 | 0.030227 | 0.45 | 79.93
2021-07-19 12:00 | 0.73187 | 0.049092 | 0.44 | 83.115
2021-07-19 13:00 | 0.72189 | 0.052833 | 0.45 | 78.21
2021-07-19 14:00 | 0.74922 | 0.052632 | 0.47 | 66.79
2021-07-19 15:00 | 0.77856 | 0.086126 | 0.5 | 93.505
2021-07-19 16:00 | 0.56893 | 0.12454 | 0.57 | 159.915
2021-07-19 17:00 | 0.08868 | 0.27805 | 0.61 | 228.055
2021-07-19 18:00 | 0 | 0.51984 | 0.62 | 244.45
2021-07-19 19:00 | 0 | 0.60946 | 0.62 | 204.11
2021-07-19 20:00 | 0 | 0.6558 | 0.63 | 158.555
2021-07-19 21:00 | 0 | 0.79174 | 0.65 | 110.495
2021-07-19 22:00 | 0 | 0.82267 | 0.67 | 145.5
2021-07-19 23:00 | 0 | 0.83873 | 0.68 | 81.885
2021-07-20 | 0 | 0.87334 | 0.68 | 77.395
2021-07-20 01:00 | 0 | 0.88842 | 0.69 | 68.035
2021-07-20 02:00 | 0 | 0.87667 | 0.7 | 57.435
2021-07-20 03:00 | 0 | 0.86046 | 0.69 | 41.31
2021-07-20 04:00 | 0 | 0.74212 | 0.69 | 44.08
2021-07-20 05:00 | 0 | 0.75254 | 0.7 | 104.205
2021-07-20 06:00 | 0 | 0.82961 | 0.64 | 1184.675
2021-07-20 07:00 | 0.031106 | 0.8186 | 0.6 | 67.145
2021-07-20 08:00 | 0.33338 | 0.62385 | 0.52 | 67.96
2021-07-20 09:00 | 0.49458 | 0.50955 | 0.48 | 65.95
2021-07-20 10:00 | 0.44836 | 0.53562 | 0.45 | 68.1
2021-07-20 11:00 | 0.44402 | 0.43317 | 0.43 | 33.525
2021-07-20 12:00 | 0.38053 | 0.43962 | 0.42 | 28.635
2021-07-20 13:00 | 0.40775 | 0.41588 | 0.43 | 38.365
2021-07-20 14:00 | 0.25889 | 0.34264 | 0.45 | 53.29
2021-07-20 15:00 | 0.081817 | 0.34407 | 0.48 | 74.15
2021-07-20 16:00 | 0.035029 | 0.35802 | 0.55 | 81.215
2021-07-20 17:00 | 0.012427 | 0.33949 | 0.59 | 109.715
2021-07-20 18:00 | 0 | 0.44987 | 0.6 | 231.905
2021-07-20 19:00 | 0 | 0.48127 | 0.61 | 193.225
2021-07-20 20:00 | 0 | 0.58598 | 0.61 | 176.025
2021-07-20 21:00 | 0 | 0.62934 | 0.63 | 118.12
2021-07-20 22:00 | 0 | 0.77098 | 0.66 | 152.45
2021-07-20 23:00 | 0 | 0.68568 | 0.7 | 89.59
2021-07-21 | 0 | 0.82242 | 0.67 | 90.525
2021-07-21 01:00 | 0 | 0.91463 | 0.66 | 72.92
2021-07-21 02:00 | 0 | 0.9018 | 0.66 | 66.33
2021-07-21 03:00 | 0 | 0.84417 | 0.66 | 100.255
2021-07-21 04:00 | 0 | 0.81335 | 0.66 | 103.555
2021-07-21 05:00 | 0 | 0.70664 | 0.64 | 95.565
2021-07-21 06:00 | 0 | 0.65528 | 0.63 | 76.94
2021-07-21 07:00 | 0.0053262 | 0.72547 | 0.59 | 193.04
2021-07-21 08:00 | 0.034036 | 0.64553 | 0.52 | 76.99
2021-07-21 09:00 | 0.062052 | 0.68397 | 0.5 | 43.525
2021-07-21 10:00 | 0.073142 | 0.69406 | 0.42 | 17.56
2021-07-21 11:00 | 0.080299 | 0.668 | 0.41 | -12.57
2021-07-21 12:00 | 0.06074 | 0.52781 | 0.41 | -25.765
2021-07-21 13:00 | 0.070678 | 0.31305 | 0.41 | -21.875
2021-07-21 14:00 | 0.044789 | 0.37592 | 0.42 | 7.105
2021-07-21 15:00 | 0.029846 | 0.37638 | 0.45 | 41.67
2021-07-21 16:00 | 0.015958 | 0.53607 | 0.53 | 104.695
2021-07-21 17:00 | 0.0056045 | 0.72451 | 0.58 | 235.435
2021-07-21 18:00 | 0 | 0.82906 | 0.58 | 5998.805
2021-07-21 19:00 | 0 | 0.84304 | 0.58 | 4485.73
2021-07-21 20:00 | 0 | 0.79667 | 0.59 | 1503.035
2021-07-21 21:00 | 0 | 0.7907 | 0.62 | 146.995
2021-07-21 22:00 | 0 | 0.72561 | 0.63 | 253.485
2021-07-21 23:00 | 0 | 0.72415 | 0.64 | 229.165
2021-07-22 | 0 | 0.52318 | 0.65 | 157.84
2021-07-22 01:00 | 0 | 0.44753 | 0.67 | 157.92
2021-07-22 02:00 | 0 | 0.47418 | 0.67 | 104.115
2021-07-22 03:00 | 0 | 0.47692 | 0.67 | 94.46
2021-07-22 04:00 | 0 | 0.5064 | 0.68 | 97.705
2021-07-22 05:00 | 0 | 0.50157 | 0.67 | 200.685
2021-07-22 06:00 | 0 | 0.6118 | 0.6 | 1416.9
2021-07-22 07:00 | 0.008223 | 0.7245 | 0.59 | 1398.785
2021-07-22 08:00 | 0.052815 | 0.83308 | 0.54 | 6.765
2021-07-22 09:00 | 0.058338 | 0.85645 | 0.47 | 16.685
2021-07-22 10:00 | 0.11326 | 0.75233 | 0.43 | 13.58
2021-07-22 11:00 | 0.27184 | 0.64297 | 0.43 | -16.755
2021-07-22 12:00 | 0.25643 | 0.58257 | 0.43 | -18.605
2021-07-22 13:00 | 0.16595 | 0.59386 | 0.43 | -11.09
2021-07-22 14:00 | 0.12417 | 0.55628 | 0.4 | 4.915
2021-07-22 15:00 | 0.073115 | 0.52612 | 0.5 | 66.045
2021-07-22 16:00 | 0.083254 | 0.66621 | 0.56 | 132.655
2021-07-22 17:00 | 0.046795 | 0.70698 | 0.61 | 1467.01
2021-07-22 18:00 | 0 | 0.63697 | 0.61 | 208.005
2021-07-22 19:00 | 0 | 0.67611 | 0.61 | 204.355
2021-07-22 20:00 | 0 | 0.76527 | 0.6 | 253.895
2021-07-22 21:00 | 0 | 0.76253 | 0.61 | 242.865
2021-07-22 22:00 | 0 | 0.72019 | 0.63 | 215.27
2021-07-22 23:00 | 0 | 0.7439 | 0.64 | 125.535
2021-07-23 | 0 | 0.82904 | 0.65 | 116.025
2021-07-23 01:00 | 0 | 0.85457 | 0.66 | 129.14
2021-07-23 02:00 | 0 | 0.8097 | 0.66 | 78.81
2021-07-23 03:00 | 0 | 0.85002 | 0.66 | 65.295
2021-07-23 04:00 | 0 | 0.85759 | 0.67 | 60.375
2021-07-23 05:00 | 0 | 0.876 | 0.66 | 116.195
2021-07-23 06:00 | 0 | 0.91586 | 0.65 | 120.025
2021-07-23 07:00 | 0.049257 | 0.88642 | 0.59 | 996.565
2021-07-23 08:00 | 0.55527 | 0.79193 | 0.55 | 117.325
2021-07-23 09:00 | 0.75164 | 0.73675 | 0.53 | 182.49
2021-07-23 10:00 | 0.77853 | 0.61584 | 0.51 | 156.445
2021-07-23 11:00 | 0.75118 | 0.51753 | 0.49 | 71.235
2021-07-23 12:00 | 0.6501 | 0.4083 | 0.48 | 111.54
2021-07-23 13:00 | 0.51118 | 0.34359 | 0.51 | 170.895
2021-07-23 14:00 | 0.56822 | 0.3486 | 0.52 | 334.66
2021-07-23 15:00 | 0.4036 | 0.40602 | 0.54 | 209.63
2021-07-23 16:00 | 0.14924 | 0.50427 | 0.6 | 189.72
2021-07-23 17:00 | 0.083519 | 0.58344 | 0.59 | 222.905
2021-07-23 18:00 | 0 | 0.58879 | 0.59 | 151.72
2021-07-23 19:00 | 0 | 0.61427 | 0.61 | 244.63
2021-07-23 20:00 | 0 | 0.5655 | 0.63 | 172.715
2021-07-23 21:00 | 0 | 0.71635 | 0.64 | 152.42
2021-07-23 22:00 | 0 | 0.83046 | 0.66 | 143.295
2021-07-23 23:00 | 0 | 0.87507 | 0.68 | 126.88
2021-07-24 | 0 | 0.88972 | 0.67 | 62.93
2021-07-24 01:00 | 0 | 0.8915 | 0.68 | 43.71
2021-07-24 02:00 | 0 | 0.85291 | 0.69 | 50.885
2021-07-24 03:00 | 0 | 0.83728 | 0.69 | 54.245
2021-07-24 04:00 | 0 | 0.82548 | 0.69 | 56.835
2021-07-24 05:00 | 0 | 0.8202 | 0.67 | 52.845
2021-07-24 06:00 | 0 | 0.86006 | 0.7 | 51.31
2021-07-24 07:00 | 0.048276 | 0.84056 | 0.64 | 82.24
2021-07-24 08:00 | 0.38338 | 0.63406 | 0.54 | 35.705
2021-07-24 09:00 | 0.60648 | 0.69318 | 0.46 | 11.465
2021-07-24 10:00 | 0.51673 | 0.68501 | 0.4 | 16.61
2021-07-24 11:00 | 0.35008 | 0.60796 | 0.41 | -0.065
2021-07-24 12:00 | 0.45565 | 0.37056 | 0.42 | -14.595
2021-07-24 13:00 | 0.48736 | 0.20947 | 0.42 | -27.13
2021-07-24 14:00 | 0.38872 | 0.18095 | 0.43 | -3.3
2021-07-24 15:00 | 0.18192 | 0.15541 | 0.47 | 10.405
2021-07-24 16:00 | 0.31266 | 0.062056 | 0.55 | 50.905
2021-07-24 17:00 | 0.10473 | 0.030154 | 0.63 | 68.41
2021-07-24 18:00 | 0 | 0.048327 | 0.64 | 137.8
2021-07-24 19:00 | 0 | 0.1541 | 0.64 | 106.22
2021-07-24 20:00 | 0 | 0.16383 | 0.65 | 93.27
2021-07-24 21:00 | 0 | 0.13317 | 0.66 | 82.505
2021-07-24 22:00 | 0 | 0.21804 | 0.67 | 76.525
2021-07-24 23:00 | 0 | 0.1368 | 0.68 | 51.45
2021-07-25 | 0 | 0.025118 | 0.67 | 48.27
2021-07-25 01:00 | 0 | 0 | 0.67 | 43.72
2021-07-25 02:00 | 0 | 0.002711 | 0.67 | 40.68
2021-07-25 03:00 | 0 | 0 | 0.67 | 38.87
2021-07-25 04:00 | 0 | 0.001655 | 0.67 | 39.96
2021-07-25 05:00 | 0 | 0.0012775 | 0.68 | 46.465
2021-07-25 06:00 | 0 | 0.00232 | 0.68 | 41.325
2021-07-25 07:00 | 0.05334 | 0.022821 | 0.64 | 78.015
2021-07-25 08:00 | 0.39577 | 0.041021 | 0.52 | 32.51
2021-07-25 09:00 | 0.74657 | 0.035028 | 0.46 | 33.805
2021-07-25 10:00 | 0.68094 | 0.048729 | 0.41 | 22.985
2021-07-25 11:00 | 0.75076 | 0.063824 | 0.4 | 3.79
2021-07-25 12:00 | 0.71643 | 0.074215 | 0.4 | -2.2
2021-07-25 13:00 | 0.45789 | 0.087687 | 0.4 | -4.965
2021-07-25 14:00 | 0.21336 | 0.14838 | 0.4 | 3.925
2021-07-25 15:00 | 0.20892 | 0.20884 | 0.45 | 25.14
2021-07-25 16:00 | 0.30139 | 0.25266 | 0.5 | 41.04
2021-07-25 17:00 | 0.095992 | 0.45487 | 0.6 | 77.04
2021-07-25 18:00 | 0 | 0.6586 | 0.61 | 132.81
2021-07-25 19:00 | 0 | 0.67537 | 0.62 | 114.93
2021-07-25 20:00 | 0 | 0.82674 | 0.62 | 86.065
2021-07-25 21:00 | 0 | 0.76555 | 0.64 | 74.51
2021-07-25 22:00 | 0 | 0.6284 | 0.65 | 57.105
2021-07-25 23:00 | 0 | 0.43606 | 0.7 | 47.815
2021-07-26 | 0 | 0.29515 | 0.66 | 42.455
2021-07-26 01:00 | 0 | 0.22314 | 0.66 | 43.355
2021-07-26 02:00 | 0 | 0.22109 | 0.66 | 40.53
2021-07-26 03:00 | 0 | 0.17822 | 0.7 | 36.905
2021-07-26 04:00 | 0 | 0.15401 | 0.67 | 46.03
2021-07-26 05:00 | 0 | 0.14961 | 0.66 | 51.815
2021-07-26 06:00 | 0 | 0.1487 | 0.6 | 27.48
2021-07-26 07:00 | 0.047568 | 0.12911 | 0.59 | 74.095
2021-07-26 08:00 | 0.5896 | 0.09274 | 0.52 | 121.955
2021-07-26 09:00 | 0.7956 | 0.077471 | 0.5 | 66.645
2021-07-26 10:00 | 0.77718 | 0.069533 | 0.47 | 58.48
2021-07-26 11:00 | 0.77967 | 0.085611 | 0.4 | 17.88
2021-07-26 12:00 | 0.7746 | 0.10449 | 0.44 | 29.875
2021-07-26 13:00 | 0.78272 | 0.11031 | 0.5 | 62.9
2021-07-26 14:00 | 0.67172 | 0.20591 | 0.49 | 51.74
2021-07-26 15:00 | 0.60738 | 0.2203 | 0.53 | 121.14
2021-07-26 16:00 | 0.21236 | 0.22666 | 0.58 | 63.775
2021-07-26 17:00 | 0.036975 | 0.30519 | 0.63 | 124.76
2021-07-26 18:00 | 0 | 0.3938 | 0.63 | 1340.27
2021-07-26 19:00 | 0 | 0.29075 | 0.64 | 224.075
2021-07-26 20:00 | 0 | 0.17328 | 0.65 | 87.585
2021-07-26 21:00 | 0 | 0.082072 | 0.7 | 141.32
2021-07-26 22:00 | 0 | 0.04561 | 0.69 | 60.61
2021-07-26 23:00 | 0 | 0.048462 | 0.7 | 52.005
2021-07-27 | 0 | 0.094917 | 0.72 | 44.225
2021-07-27 01:00 | 0 | 0.10648 | 0.72 | 44.255
2021-07-27 02:00 | 0 | 0.088604 | 0.72 | 53.165
2021-07-27 03:00 | 0 | 0.082542 | 0.71 | 59.78
2021-07-27 04:00 | 0 | 0.090682 | 0.71 | 66.85
2021-07-27 05:00 | 0 | 0.052572 | 0.7 | 80.585
2021-07-27 06:00 | 0 | 0.057595 | 0.66 | 81.66
2021-07-27 07:00 | 0.049406 | 0.051445 | 0.61 | 172.98
2021-07-27 08:00 | 0.58554 | 0.028747 | 0.54 | 207.65
2021-07-27 09:00 | 0.81669 | 0.01305 | 0.5 | -43.18
2021-07-27 10:00 | 0.81204 | 0.015688 | 0.45 | 23.355
2021-07-27 11:00 | 0.78316 | 0.038727 | 0.43 | 13.965
2021-07-27 12:00 | 0.77711 | 0.039778 | 0.43 | 18.505
2021-07-27 13:00 | 0.79205 | 0.042829 | 0.45 | 35.525
2021-07-27 14:00 | 0.81754 | 0.062926 | 0.46 | 46.665
2021-07-27 15:00 | 0.82962 | 0.088101 | 0.5 | 40.17
2021-07-27 16:00 | 0.6079 | 0.082211 | 0.58 | 42.125
2021-07-27 17:00 | 0.18944 | 0.019734 | 0.64 | 172.13
2021-07-27 18:00 | 0 | 0.064166 | 0.64 | 184.105
2021-07-27 19:00 | 0 | 0.08954 | 0.65 | 86.365
2021-07-27 20:00 | 0 | 0.20497 | 0.66 | 99.295
2021-07-27 21:00 | 0 | 0.48166 | 0.67 | 79.54
2021-07-27 22:00 | 0 | 0.61211 | 0.68 | 69.61
2021-07-27 23:00 | 0 | 0.64127 | 0.7 | 81.04
2021-07-28 | 0 | 0.58219 | 0.7 | 79.125
2021-07-28 01:00 | 0 | 0.49572 | 0.7 | 69.19
2021-07-28 02:00 | 0 | 0.46146 | 0.7 | 44.215
2021-07-28 03:00 | 0 | 0.51786 | 0.71 | 35.61
2021-07-28 04:00 | 0 | 0.50162 | 0.7 | 37.35
2021-07-28 05:00 | 0 | 0.42405 | 0.69 | 49.065
2021-07-28 06:00 | 0 | 0.32807 | 0.67 | 62.765
2021-07-28 07:00 | 0.046275 | 0.3002 | 0.62 | 118.93
2021-07-28 08:00 | 0.58964 | 0.20995 | 0.54 | 83.265
2021-07-28 09:00 | 0.81673 | 0.14216 | 0.49 | 38.645
2021-07-28 10:00 | 0.82246 | 0.14686 | 0.45 | 32.985
2021-07-28 11:00 | 0.79178 | 0.14785 | 0.43 | 18.085
2021-07-28 12:00 | 0.77213 | 0.079407 | 0.4 | 16.025
2021-07-28 13:00 | 0.77345 | 0.080419 | 0.44 | 20.51
2021-07-28 14:00 | 0.79481 | 0.077656 | 0.45 | 23.505
2021-07-28 15:00 | 0.79689 | 0.1018 | 0.49 | 35.505
2021-07-28 16:00 | 0.59864 | 0.10875 | 0.6 | 62.18
2021-07-28 17:00 | 0.18733 | 0.13086 | 0.64 | 79.735
2021-07-28 18:00 | 0 | 0.21482 | 0.63 | 142.275
2021-07-28 19:00 | 0 | 0.36532 | 0.66 | 100.61
2021-07-28 20:00 | 0 | 0.40108 | 0.68 | 83.23
2021-07-28 21:00 | 0 | 0.46533 | 0.69 | 71.075
2021-07-28 22:00 | 0 | 0.47098 | 0.69 | 65.48
2021-07-28 23:00 | 0 | 0.58471 | 0.7 | 72.95
2021-07-29 | 0 | 0.75663 | 0.7 | 67.975
2021-07-29 01:00 | 0 | 0.76345 | 0.7 | 53.28
2021-07-29 02:00 | 0 | 0.74181 | 0.7 | 41.61
2021-07-29 03:00 | 0 | 0.79591 | 0.72 | 47.335
2021-07-29 04:00 | 0 | 0.80112 | 0.72 | 54.71
2021-07-29 05:00 | 0 | 0.78468 | 0.71 | 65.95
2021-07-29 06:00 | 0 | 0.71616 | 0.69 | 71.47
2021-07-29 07:00 | 0.04622 | 0.63621 | 0.65 | 113.875
2021-07-29 08:00 | 0.59729 | 0.38188 | 0.58 | 71.45
2021-07-29 09:00 | 0.83122 | 0.31968 | 0.53 | 59.77
2021-07-29 10:00 | 0.8275 | 0.20922 | 0.46 | 24.32
2021-07-29 11:00 | 0.79719 | 0.19905 | 0.43 | 26.975
2021-07-29 12:00 | 0.78249 | 0.1366 | 0.42 | 23.3
2021-07-29 13:00 | 0.78917 | 0.16559 | 0.4 | 33.21
2021-07-29 14:00 | 0.8031 | 0.13256 | 0.46 | 38.485
2021-07-29 15:00 | 0.81803 | 0.14671 | 0.49 | 44.03
2021-07-29 16:00 | 0.60242 | 0.17961 | 0.57 | 53.86
2021-07-29 17:00 | 0.18774 | 0.3328 | 0.63 | 83.295
2021-07-29 18:00 | 0 | 0.40541 | 0.63 | 212.365
2021-07-29 19:00 | 0 | 0.53583 | 0.64 | 123.18
2021-07-29 20:00 | 0 | 0.68099 | 0.65 | 89.265
2021-07-29 21:00 | 0 | 0.79043 | 0.66 | 70.855
2021-07-29 22:00 | 0 | 0.86105 | 0.7 | 71.31
2021-07-29 23:00 | 0 | 0.79768 | 0.68 | 68.9
2021-07-30 | 0 | 0.81135 | 0.7 | 70.51
2021-07-30 01:00 | 0 | 0.84898 | 0.7 | 72.895
2021-07-30 02:00 | 0 | 0.86421 | 0.7 | 57.315
2021-07-30 03:00 | 0 | 0.86901 | 0.7 | 54.365
2021-07-30 04:00 | 0 | 0.86468 | 0.7 | 55.82
2021-07-30 05:00 | 0 | 0.87885 | 0.68 | 57.15
2021-07-30 06:00 | 0 | 0.88686 | 0.67 | 59.105
2021-07-30 07:00 | 0.056588 | 0.84986 | 0.62 | 151.25
2021-07-30 08:00 | 0.58794 | 0.63185 | 0.53 | 92.34
2021-07-30 09:00 | 0.78593 | 0.47884 | 0.47 | 46
2021-07-30 10:00 | 0.82416 | 0.31043 | 0.44 | 35.47
2021-07-30 11:00 | 0.79931 | 0.29576 | 0.42 | 24.505
2021-07-30 12:00 | 0.78 | 0.25344 | 0.41 | 19.275
2021-07-30 13:00 | 0.73433 | 0.22675 | 0.4 | 8.755
2021-07-30 14:00 | 0.73794 | 0.23253 | 0.46 | 9.445
2021-07-30 15:00 | 0.54401 | 0.17989 | 0.49 | 23.21
2021-07-30 16:00 | 0.40031 | 0.26928 | 0.56 | 22.705
2021-07-30 17:00 | 0.14596 | 0.37257 | 0.64 | 100.255
2021-07-30 18:00 | 0 | 0.5595 | 0.64 | 118.295
2021-07-30 19:00 | 0 | 0.73091 | 0.64 | 99.275
2021-07-30 20:00 | 0 | 0.77937 | 0.65 | 87.68
2021-07-30 21:00 | 0 | 0.85972 | 0.65 | 68.065
2021-07-30 22:00 | 0 | 0.82479 | 0.66 | 85.48
2021-07-30 23:00 | 0 | 0.84027 | 0.69 | 80.265
2021-07-31 | 0 | 0.8915 | 0.7 | 74.02
2021-07-31 01:00 | 0 | 0.9029 | 0.69 | 73.165
2021-07-31 02:00 | 0 | 0.88767 | 0.69 | 52.08
2021-07-31 03:00 | 0 | 0.91271 | 0.7 | 41.86
2021-07-31 04:00 | 0 | 0.92452 | 0.71 | 43.99
2021-07-31 05:00 | 0 | 0.91953 | 0.7 | 43.72
2021-07-31 06:00 | 0 | 0.86108 | 0.7 | 33.7
2021-07-31 07:00 | 0.083377 | 0.80476 | 0.7 | 44.375
2021-07-31 08:00 | 0.5815 | 0.53478 | 0.55 | 34.285
2021-07-31 09:00 | 0.82405 | 0.48789 | 0.49 | 37.11
2021-07-31 10:00 | 0.83292 | 0.43418 | 0.46 | 26.95
2021-07-31 11:00 | 0.80738 | 0.34052 | 0.43 | 18.54
2021-07-31 12:00 | 0.68196 | 0.29627 | 0.43 | -11.5
2021-07-31 13:00 | 0.65597 | 0.26018 | 0.45 | -31.465
2021-07-31 14:00 | 0.58028 | 0.22772 | 0.46 | -16.025
2021-07-31 15:00 | 0.53812 | 0.1796 | 0.5 | 23.44
2021-07-31 16:00 | 0.41391 | 0.10818 | 0.59 | 55.765
2021-07-31 17:00 | 0.14268 | 0.16757 | 0.66 | 103.33
2021-07-31 18:00 | 0 | 0.13073 | 0.66 | 122.9
2021-07-31 19:00 | 0 | 0.1308 | 0.66 | 82.185
2021-07-31 20:00 | 0 | 0.26471 | 0.67 | 81.985
2021-07-31 21:00 | 0 | 0.43745 | 0.68 | 70.115
2021-07-31 22:00 | 0 | 0.67586 | 0.69 | 72.375
2021-07-31 23:00 | 0 | 0.73185 | 0.69 | 70.155
2021-08-01 | 0 | 0.68412 | 0.69 | 53.05
2021-08-01 01:00 | 0 | 0.64943 | 0.69 | 51.62
2021-08-01 02:00 | 0 | 0.6364 | 0.72 | 41.635
2021-08-01 03:00 | 0 | 0.68168 | 0.72 | 34.84
2021-08-01 04:00 | 0 | 0.75661 | 0.71 | 15.655
2021-08-01 05:00 | 0 | 0.8089 | 0.7 | 36.13
2021-08-01 06:00 | 0 | 0.78439 | 0.72 | 41.16
2021-08-01 07:00 | 0.062461 | 0.74699 | 0.68 | 61.74
2021-08-01 08:00 | 0.52916 | 0.48895 | 0.56 | 31.06
2021-08-01 09:00 | 0.84523 | 0.36655 | 0.49 | 28.81
2021-08-01 10:00 | 0.80476 | 0.27763 | 0.45 | 24.015
2021-08-01 11:00 | 0.80291 | 0.23164 | 0.42 | 6.15
2021-08-01 12:00 | 0.7202 | 0.2264 | 0.43 | -20.19
2021-08-01 13:00 | 0.73002 | 0.23014 | 0.42 | 0.15
2021-08-01 14:00 | 0.7476 | 0.22237 | 0.4 | 6.26
2021-08-01 15:00 | 0.64701 | 0.15921 | 0.49 | 34.875
2021-08-01 16:00 | 0.39075 | 0.10854 | 0.58 | 46.66
2021-08-01 17:00 | 0.14558 | 0.21538 | 0.65 | 92.23
2021-08-01 18:00 | 0 | 0.35546 | 0.66 | 322.655
2021-08-01 19:00 | 0 | 0.37306 | 0.66 | 216.665
2021-08-01 20:00 | 0 | 0.42474 | 0.67 | 95.65
2021-08-01 21:00 | 0 | 0.33304 | 0.69 | 82.505
2021-08-01 22:00 | 0 | 0.29647 | 0.7 | 102.105
2021-08-01 23:00 | 0 | 0.43018 | 0.7 | 92.71
2021-08-02 | 0 | 0.37074 | 0.7 | 70.275
2021-08-02 01:00 | 0 | 0.35798 | 0.71 | 50.825
2021-08-02 02:00 | 0 | 0.51056 | 0.73 | 44.615
2021-08-02 03:00 | 0 | 0.64773 | 0.72 | 41.82
2021-08-02 04:00 | 0 | 0.56611 | 0.7 | 41.81
2021-08-02 05:00 | 0 | 0.45136 | 0.71 | 42.92
2021-08-02 06:00 | 0 | 0.422 | 0.69 | 43.52
2021-08-02 07:00 | 0.039588 | 0.4783 | 0.64 | 66.22
2021-08-02 08:00 | 0.23993 | 0.31162 | 0.56 | 53.845
2021-08-02 09:00 | 0.36399 | 0.15142 | 0.5 | 48.7
2021-08-02 10:00 | 0.36342 | 0.10859 | 0.48 | 39.47
2021-08-02 11:00 | 0.56775 | 0.10153 | 0.44 | 17.255
2021-08-02 12:00 | 0.61566 | 0.064819 | 0.44 | 23.095
2021-08-02 13:00 | 0.61534 | 0.059381 | 0.46 | 32.815
2021-08-02 14:00 | 0.50782 | 0.039936 | 0.48 | 55.235
2021-08-02 15:00 | 0.39612 | 0.024399 | 0.51 | 61.425
2021-08-02 16:00 | 0.47954 | 0.12135 | 0.59 | 59.195
2021-08-02 17:00 | 0.14393 | 0.27137 | 0.65 | 110.72
2021-08-02 18:00 | 0 | 0.47371 | 0.66 | 265.335
2021-08-02 19:00 | 0 | 0.63769 | 0.67 | 107.905
2021-08-02 20:00 | 0 | 0.66749 | 0.67 | 77.165
2021-08-02 21:00 | 0 | 0.6526 | 0.68 | 65.82
2021-08-02 22:00 | 0 | 0.56989 | 0.68 | 52.49
2021-08-02 23:00 | 0 | 0.5157 | 0.69 | 57.245
2021-08-03 | 0 | 0.43388 | 0.69 | 50.23
2021-08-03 01:00 | 0 | 0.33869 | 0.69 | 47.045
2021-08-03 02:00 | 0 | 0.31683 | 0.7 | 34.845
2021-08-03 03:00 | 0 | 0.2423 | 0.71 | 34.35
2021-08-03 04:00 | 0 | 0.19586 | 0.71 | 19.635
2021-08-03 05:00 | 0 | 0.17119 | 0.7 | 19.305
2021-08-03 06:00 | 0 | 0.15844 | 0.71 | 30.91
2021-08-03 07:00 | 0.063064 | 0.1095 | 0.66 | 40.05
2021-08-03 08:00 | 0.58331 | 0.10525 | 0.6 | 45.615
2021-08-03 09:00 | 0.81529 | 0.063453 | 0.55 | 53.75
2021-08-03 10:00 | 0.81379 | 0.043656 | 0.51 | 34.595
2021-08-03 11:00 | 0.77265 | 0.032498 | 0.5 | 24.25
2021-08-03 12:00 | 0.62012 | 0.020267 | 0.47 | 27.31
2021-08-03 13:00 | 0.52504 | 0.0074895 | 0.49 | 24.955
2021-08-03 14:00 | 0.71395 | 0.002293 | 0.52 | 36.3
2021-08-03 15:00 | 0.6317 | 0.00467 | 0.58 | 55.41
2021-08-03 16:00 | 0.536 | 0.002558 | 0.61 | 42.755
2021-08-03 17:00 | 0.17336 | 0.057401 | 0.7 | 73.385
2021-08-03 18:00 | 0 | 0.2163 | 0.66 | 152.31
2021-08-03 19:00 | 0 | 0.23653 | 0.66 | 69.44
2021-08-03 20:00 | 0 | 0.27199 | 0.68 | 65.75
2021-08-03 21:00 | 0 | 0.2437 | 0.67 | 49.28
2021-08-03 22:00 | 0 | 0.20996 | 0.68 | 47.355
2021-08-03 23:00 | 0 | 0.15893 | 0.66 | 39.505
2021-08-04 | 0 | 0.1508 | 0.67 | 50.295
2021-08-04 01:00 | 0 | 0.10281 | 0.68 | 42.545
2021-08-04 02:00 | 0 | 0.11156 | 0.68 | 35.915
2021-08-04 03:00 | 0 | 0.10654 | 0.68 | 28.25
2021-08-04 04:00 | 0 | 0.084034 | 0.68 | 28.815
2021-08-04 05:00 | 0 | 0.058347 | 0.67 | 31.475
2021-08-04 06:00 | 0 | 0.023188 | 0.66 | 33.655
2021-08-04 07:00 | 0.13738 | 0.0054035 | 0.6 | 67.645
2021-08-04 08:00 | 0.58799 | 0 | 0.52 | 34.595
2021-08-04 09:00 | 0.81169 | 0.0051155 | 0.45 | 28.275
2021-08-04 10:00 | 0.7976 | 0.008873 | 0.41 | 18.43
2021-08-04 11:00 | 0.77341 | 0.02917 | 0.39 | 13.06
2021-08-04 12:00 | 0.74693 | 0.020192 | 0.38 | 3.29
2021-08-04 13:00 | 0.73846 | 0.030229 | 0.39 | 8.31
2021-08-04 14:00 | 0.72205 | 0.014316 | 0.41 | 25.4
2021-08-04 15:00 | 0.50539 | 0.010091 | 0.46 | 30.76
2021-08-04 16:00 | 0.40907 | 0.0012685 | 0.55 | 54.07
2021-08-04 17:00 | 0.19531 | 0.0055375 | 0.63 | 80.56
2021-08-04 18:00 | 0 | 0 | 0.63 | 175.26
2021-08-04 19:00 | 0 | 0.19543 | 0.64 | 131.21
2021-08-04 20:00 | 0 | 0.2323 | 0.64 | 106.405
2021-08-04 21:00 | 0 | 0.20195 | 0.66 | 89.77
2021-08-04 22:00 | 0 | 0.19935 | 0.66 | 84.295
2021-08-04 23:00 | 0 | 0.21896 | 0.67 | 72.945
2021-08-05 | 0 | 0.21862 | 0.7 | 58.53
2021-08-05 01:00 | 0 | 0.22418 | 0.67 | 38.045
2021-08-05 02:00 | 0 | 0.21675 | 0.67 | 38.21
2021-08-05 03:00 | 0 | 0.19137 | 0.67 | 31.185
2021-08-05 04:00 | 0 | 0.18493 | 0.67 | 33.225
2021-08-05 05:00 | 0 | 0.19753 | 0.7 | 32.045
2021-08-05 06:00 | 0 | 0.1797 | 0.65 | 32.525
2021-08-05 07:00 | 0.18464 | 0.17255 | 0.6 | 60.51
2021-08-05 08:00 | 0.60615 | 0.10091 | 0.5 | 23.995
2021-08-05 09:00 | 0.8309 | 0.09977 | 0.43 | 3.505
2021-08-05 10:00 | 0.76525 | 0.050618 | 0.4 | 7.22
2021-08-05 11:00 | 0.75064 | 0.062929 | 0.39 | 4.575
2021-08-05 12:00 | 0.77949 | 0.065058 | 0.39 | -1.175
2021-08-05 13:00 | 0.78092 | 0.16072 | 0.39 | 9.05
2021-08-05 14:00 | 0.79735 | 0.24853 | 0.4 | 5.075
2021-08-05 15:00 | 0.82106 | 0.31697 | 0.45 | 22.26
2021-08-05 16:00 | 0.6102 | 0.36268 | 0.55 | 34.495
2021-08-05 17:00 | 0.19738 | 0.41676 | 0.63 | 62
2021-08-05 18:00 | 0 | 0.5688 | 0.64 | 98.465
2021-08-05 19:00 | 0 | 0.60327 | 0.64 | 91.925
2021-08-05 20:00 | 0 | 0.73056 | 0.64 | 94.65
2021-08-05 21:00 | 0 | 0.77637 | 0.65 | 76.885
2021-08-05 22:00 | 0 | 0.79685 | 0.66 | 65.6
2021-08-05 23:00 | 0 | 0.76942 | 0.66 | 60.735
2021-08-06 | 0 | 0.71446 | 0.66 | 61.49
2021-08-06 01:00 | 0 | 0.66601 | 0.67 | 49.745
2021-08-06 02:00 | 0 | 0.70004 | 0.67 | 31.195
2021-08-06 03:00 | 0 | 0.82132 | 0.7 | 29.805
2021-08-06 04:00 | 0 | 0.85153 | 0.67 | 33.655
2021-08-06 05:00 | 0 | 0.87018 | 0.67 | 26.12
2021-08-06 06:00 | 0 | 0.76188 | 0.66 | 31.53
2021-08-06 07:00 | 0.012101 | 0.58028 | 0.61 | 76.14
2021-08-06 08:00 | 0.085169 | 0.30776 | 0.52 | 42.13
2021-08-06 09:00 | 0.075651 | 0.40943 | 0.47 | 39.92
2021-08-06 10:00 | 0.038847 | 0.82416 | 0.44 | 28.735
2021-08-06 11:00 | 0.072218 | 0.42692 | 0.4 | 22.65
2021-08-06 12:00 | 0.10939 | 0.24038 | 0.44 | 27.805
2021-08-06 13:00 | 0.038218 | 0.15618 | 0.5 | 27.075
2021-08-06 14:00 | 0.071615 | 0.22517 | 0.49 | 39.93
2021-08-06 15:00 | 0.023968 | 0.23417 | 0.54 | 40.065
2021-08-06 16:00 | 0.01886 | 0.54576 | 0.61 | 41.275
2021-08-06 17:00 | 0.0088424 | 0.93884 | 0.65 | 64.215
2021-08-06 18:00 | 0 | 0.93218 | 0.64 | 137.255
2021-08-06 19:00 | 0 | 0.8304 | 0.64 | 93.91
2021-08-06 20:00 | 0 | 0.73177 | 0.64 | 84.455
2021-08-06 21:00 | 0 | 0.54371 | 0.64 | 78.955
2021-08-06 22:00 | 0 | 0.17572 | 0.63 | 84.625
2021-08-06 23:00 | 0 | 0.0032275 | 0.64 | 88.7
2021-08-07 | 0 | 0.003228 | 0.66 | 73.025
2021-08-07 01:00 | 0 | 0.0030085 | 0.67 | 69.505
2021-08-07 02:00 | 0 | 0.005468 | 0.68 | 49.735
2021-08-07 03:00 | 0 | 0.036804 | 0.68 | 38.145
2021-08-07 04:00 | 0 | 0.10524 | 0.69 | 39.675
2021-08-07 05:00 | 0 | 0.15852 | 0.69 | 41.865
2021-08-07 06:00 | 0 | 0.10632 | 0.68 | 42.16
2021-08-07 07:00 | 0.080139 | 0.058976 | 0.63 | 63.56
2021-08-07 08:00 | 0.27256 | 0.037492 | 0.55 | 54
2021-08-07 09:00 | 0.44413 | 0.031761 | 0.5 | 53.87
2021-08-07 10:00 | 0.40411 | 0.040269 | 0.46 | 13.36
2021-08-07 11:00 | 0.52431 | 0.032499 | 0.42 | 19.155
2021-08-07 12:00 | 0.55983 | 0.026929 | 0.41 | 12.835
2021-08-07 13:00 | 0.67629 | 0.01241 | 0.4 | 2.175
2021-08-07 14:00 | 0.71557 | 0.028359 | 0.43 | 4.475
2021-08-07 15:00 | 0.6905 | 0.03126 | 0.49 | 36.015
2021-08-07 16:00 | 0.51988 | 0.027852 | 0.57 | 68.815
2021-08-07 17:00 | 0.16173 | 0.041893 | 0.64 | 79.3
2021-08-07 18:00 | 0 | 0.009581 | 0.64 | 270.575
2021-08-07 19:00 | 0 | 0.007114 | 0.63 | 170.39
2021-08-07 20:00 | 0 | 0.0086985 | 0.63 | 134.375
2021-08-07 21:00 | 0 | 0.011277 | 0.64 | 116.385
2021-08-07 22:00 | 0 | 0.017149 | 0.7 | 99.535
2021-08-07 23:00 | 0 | 0.017746 | 0.66 | 94.61
2021-08-08 | 0 | 0.027823 | 0.66 | 90.85
2021-08-08 01:00 | 0 | 0.055135 | 0.68 | 85.435
2021-08-08 02:00 | 0 | 0.05948 | 0.69 | 76.735
2021-08-08 03:00 | 0 | 0.034194 | 0.69 | 65.615
2021-08-08 04:00 | 0 | 0.01834 | 0.68 | 59.99
2021-08-08 05:00 | 0 | 0.020087 | 0.69 | 57.87
2021-08-08 06:00 | 0 | 0.023848 | 0.69 | 57.66
2021-08-08 07:00 | 0.19661 | 0.021382 | 0.63 | 69.11
2021-08-08 08:00 | 0.63302 | 0.024137 | 0.52 | 29.765
2021-08-08 09:00 | 0.86738 | 0.023031 | 0.47 | 34.865
2021-08-08 10:00 | 0.85615 | 0.026454 | 0.42 | 20.925
2021-08-08 11:00 | 0.83017 | 0.043623 | 0.4 | 15.04
2021-08-08 12:00 | 0.82259 | 0.068912 | 0.41 | 19.68
2021-08-08 13:00 | 0.82794 | 0.091242 | 0.44 | 26.405
2021-08-08 14:00 | 0.85142 | 0.1048 | 0.47 | 36.415
2021-08-08 15:00 | 0.85478 | 0.16872 | 0.5 | 50.175
2021-08-08 16:00 | 0.63563 | 0.18409 | 0.56 | 76.775
2021-08-08 17:00 | 0.21337 | 0.23903 | 0.62 | 84.175
2021-08-08 18:00 | 0 | 0.3436 | 0.63 | 255.075
2021-08-08 19:00 | 0 | 0.3424 | 0.63 | 153.64
2021-08-08 20:00 | 0 | 0.36632 | 0.64 | 100.595
2021-08-08 21:00 | 0 | 0.45743 | 0.66 | 77.935
2021-08-08 22:00 | 0 | 0.41963 | 0.67 | 79.775
2021-08-08 23:00 | 0 | 0.34456 | 0.7 | 73.73
2021-08-09 | 0 | 0.38755 | 0.68 | 69.13
2021-08-09 01:00 | 0 | 0.44248 | 0.69 | 62.595
2021-08-09 02:00 | 0 | 0.40491 | 0.7 | 52.855
2021-08-09 03:00 | 0 | 0.38718 | 0.68 | 37.885
2021-08-09 04:00 | 0 | 0.4574 | 0.68 | 37.915
2021-08-09 05:00 | 0 | 0.54986 | 0.7 | 45.03
2021-08-09 06:00 | 0 | 0.64176 | 0.66 | 44.51
2021-08-09 07:00 | 0.19654 | 0.60913 | 0.61 | 80.11
2021-08-09 08:00 | 0.63623 | 0.43804 | 0.55 | 65.155
2021-08-09 09:00 | 0.86796 | 0.44159 | 0.52 | 65.785
2021-08-09 10:00 | 0.8763 | 0.33134 | 0.5 | 54.45
2021-08-09 11:00 | 0.85115 | 0.22444 | 0.49 | 52.865
2021-08-09 12:00 | 0.80873 | 0.22811 | 0.49 | 44.69
2021-08-09 13:00 | 0.81378 | 0.2356 | 0.49 | 40.465
2021-08-09 14:00 | 0.84714 | 0.22543 | 0.51 | 45.77
2021-08-09 15:00 | 0.87627 | 0.24922 | 0.54 | 45.8
2021-08-09 16:00 | 0.64543 | 0.28715 | 0.6 | 67.355
2021-08-09 17:00 | 0.21517 | 0.3639 | 0.62 | 81.03
2021-08-09 18:00 | 0 | 0.37692 | 0.62 | 174.81
2021-08-09 19:00 | 0 | 0.38896 | 0.62 | 116.52
2021-08-09 20:00 | 0 | 0.37299 | 0.63 | 73.735
2021-08-09 21:00 | 0 | 0.39175 | 0.65 | 66.715
2021-08-09 22:00 | 0 | 0.40462 | 0.66 | 72.64
2021-08-09 23:00 | 0 | 0.44391 | 0.66 | 68.35
2021-08-10 | 0 | 0.43659 | 0.67 | 68.705
2021-08-10 01:00 | 0 | 0.46633 | 0.67 | 55.65
2021-08-10 02:00 | 0 | 0.49992 | 0.67 | 38.09
2021-08-10 03:00 | 0 | 0.42234 | 0.67 | 43.205
2021-08-10 04:00 | 0 | 0.26718 | 0.67 | 41.54
2021-08-10 05:00 | 0 | 0.2058 | 0.67 | 45.63
2021-08-10 06:00 | 0 | 0.1698 | 0.65 | 55.225
2021-08-10 07:00 | 0.20943 | 0.11353 | 0.6 | 88.34
2021-08-10 08:00 | 0.64637 | 0.036683 | 0.54 | 62.155
2021-08-10 09:00 | 0.8715 | 0.002678 | 0.49 | 33.775
2021-08-10 10:00 | 0.85993 | 0.000199 | 0.45 | 29.975
2021-08-10 11:00 | 0.83442 | 0.0040935 | 0.43 | 11.775
2021-08-10 12:00 | 0.82501 | 0.004858 | 0.47 | 25.195
2021-08-10 13:00 | 0.84028 | 0.013404 | 0.49 | 20.995
2021-08-10 14:00 | 0.85683 | 0.013776 | 0.52 | 57.3
2021-08-10 15:00 | 0.87489 | 0.015109 | 0.55 | 50.17
2021-08-10 16:00 | 0.65086 | 0.02228 | 0.58 | 38.995
2021-08-10 17:00 | 0.22003 | 0.050061 | 0.63 | 60.94
2021-08-10 18:00 | 0 | 0.10239 | 0.63 | 160.86
2021-08-10 19:00 | 0 | 0.13896 | 0.62 | 83.75
2021-08-10 20:00 | 0 | 0.1224 | 0.64 | 70.415
2021-08-10 21:00 | 0 | 0.13593 | 0.65 | 71.015
2021-08-10 22:00 | 0 | 0.1583 | 0.65 | 56.64
2021-08-10 23:00 | 0 | 0.11672 | 0.66 | 55.23
2021-08-11 | 0 | 0.11643 | 0.67 | 57.46
2021-08-11 01:00 | 0 | 0.16679 | 0.67 | 57.325
2021-08-11 02:00 | 0 | 0.16509 | 0.67 | 51.49
2021-08-11 03:00 | 0 | 0.10707 | 0.68 | 41.63
2021-08-11 04:00 | 0 | 0.037039 | 0.69 | 44.545
2021-08-11 05:00 | 0 | 0.0086695 | 0.68 | 38.215
2021-08-11 06:00 | 0 | 0.005449 | 0.67 | 42.51
2021-08-11 07:00 | 0.20207 | 0.00316 | 0.63 | 84.215
2021-08-11 08:00 | 0.62149 | 0.006358 | 0.55 | 46.68
2021-08-11 09:00 | 0.841 | 0.000934 | 0.5 | 39.385
2021-08-11 10:00 | 0.84029 | 0.002502 | 0.48 | 30.28
2021-08-11 11:00 | 0.82482 | 0.003749 | 0.47 | 37.79
2021-08-11 12:00 | 0.78575 | 0.047898 | 0.47 | 27.415
2021-08-11 13:00 | 0.81072 | 0.04791 | 0.49 | 36.485
2021-08-11 14:00 | 0.8332 | 0.048804 | 0.49 | 26.36
2021-08-11 15:00 | 0.85281 | 0.039179 | 0.55 | 50.65
2021-08-11 16:00 | 0.62406 | 0.03152 | 0.6 | 72.835
2021-08-11 17:00 | 0.2164 | 0.038289 | 0.65 | 54.93
2021-08-11 18:00 | 0 | 0.094017 | 0.64 | 105.59
2021-08-11 19:00 | 0 | 0.19726 | 0.6 | 87.935
2021-08-11 20:00 | 0 | 0.22327 | 0.65 | 66.52
2021-08-11 21:00 | 0 | 0.24642 | 0.65 | 62.065
2021-08-11 22:00 | 0 | 0.30666 | 0.66 | 47.185
2021-08-11 23:00 | 0 | 0.33815 | 0.7 | 53.305
2021-08-12 | 0 | 0.3401 | 0.7 | 51.285
2021-08-12 01:00 | 0 | 0.35474 | 0.69 | 48.145
2021-08-12 02:00 | 0 | 0.31218 | 0.69 | 34.74
2021-08-12 03:00 | 0 | 0.29923 | 0.7 | 34.7
2021-08-12 04:00 | 0 | 0.24136 | 0.69 | 36.63
2021-08-12 05:00 | 0 | 0.22186 | 0.69 | 40.22
2021-08-12 06:00 | 0 | 0.17247 | 0.7 | 44.955
2021-08-12 07:00 | 0.2016 | 0.054138 | 0.62 | 76.07
2021-08-12 08:00 | 0.62358 | 0.027466 | 0.55 | 40.965
2021-08-12 09:00 | 0.84543 | 0.03098 | 0.5 | 35.49
2021-08-12 10:00 | 0.83123 | 0.012061 | 0.44 | 23.775
2021-08-12 11:00 | 0.82084 | 0.022821 | 0.42 | 18.275
2021-08-12 12:00 | 0.8002 | 0.018347 | 0.4 | 10.005
2021-08-12 13:00 | 0.80574 | 0.016303 | 0.43 | 13.155
2021-08-12 14:00 | 0.83037 | 0.010422 | 0.45 | 21.23
2021-08-12 15:00 | 0.84332 | 0.008437 | 0.5 | 36.64
2021-08-12 16:00 | 0.62239 | 0.013948 | 0.58 | 39.515
2021-08-12 17:00 | 0.21443 | 0.046524 | 0.65 | 90.68
2021-08-12 18:00 | 0 | 0.09897 | 0.65 | 182.8
2021-08-12 19:00 | 0 | 0.17015 | 0.65 | 146.815
2021-08-12 20:00 | 0 | 0.20662 | 0.66 | 90.07
2021-08-12 21:00 | 0 | 0.2233 | 0.67 | 90.395
2021-08-12 22:00 | 0 | 0.25083 | 0.67 | 86.125
2021-08-12 23:00 | 0 | 0.28557 | 0.68 | 72.52
2021-08-13 | 0 | 0.30805 | 0.69 | 77.74
2021-08-13 01:00 | 0 | 0.33132 | 0.69 | 56.36
2021-08-13 02:00 | 0 | 0.242 | 0.69 | 42.18
2021-08-13 03:00 | 0 | 0.13801 | 0.69 | 42.77
2021-08-13 04:00 | 0 | 0.055862 | 0.7 | 38
2021-08-13 05:00 | 0 | 0.069883 | 0.68 | 44.37
2021-08-13 06:00 | 0 | 0.10729 | 0.67 | 57.65
2021-08-13 07:00 | 0.12784 | 0.14489 | 0.62 | 96.07
2021-08-13 08:00 | 0.36471 | 0.14535 | 0.53 | 43.71
2021-08-13 09:00 | 0.58769 | 0.16694 | 0.5 | 25.37
2021-08-13 10:00 | 0.73474 | 0.24176 | 0.43 | 17.825
2021-08-13 11:00 | 0.74746 | 0.2209 | 0.41 | 14.3
2021-08-13 12:00 | 0.78321 | 0.14578 | 0.41 | 5.515
2021-08-13 13:00 | 0.81474 | 0.11633 | 0.43 | 16.175
2021-08-13 14:00 | 0.83262 | 0.16768 | 0.49 | 29.69
2021-08-13 15:00 | 0.84056 | 0.20054 | 0.53 | 39.325
2021-08-13 16:00 | 0.62715 | 0.22016 | 0.6 | 53.205
2021-08-13 17:00 | 0.22148 | 0.28072 | 0.65 | 58.145
2021-08-13 18:00 | 0 | 0.41317 | 0.65 | 81.745
2021-08-13 19:00 | 0 | 0.5426 | 0.65 | 84.74
2021-08-13 20:00 | 0 | 0.51115 | 0.65 | 84.655
2021-08-13 21:00 | 0 | 0.4906 | 0.7 | 80.03
2021-08-13 22:00 | 0 | 0.52674 | 0.65 | 77.605
2021-08-13 23:00 | 0 | 0.6274 | 0.65 | 75.975
2021-08-14 | 0 | 0.59225 | 0.66 | 74.22
2021-08-14 01:00 | 0 | 0.48224 | 0.67 | 82.44
2021-08-14 02:00 | 0 | 0.47899 | 0.67 | 69.035
2021-08-14 03:00 | 0 | 0.46475 | 0.7 | 47.53
2021-08-14 04:00 | 0 | 0.20437 | 0.67 | 39.12
2021-08-14 05:00 | 0 | 0.16726 | 0.67 | 43.79
2021-08-14 06:00 | 0 | 0.26486 | 0.7 | 30.595
2021-08-14 07:00 | 0.11309 | 0.34041 | 0.63 | 37.84
2021-08-14 08:00 | 0.35442 | 0.26116 | 0.5 | 7.81
2021-08-14 09:00 | 0.68394 | 0.10975 | 0.49 | 12.775
2021-08-14 10:00 | 0.77195 | 0.1048 | 0.45 | 12.09
2021-08-14 11:00 | 0.72788 | 0.16822 | 0.45 | -13.96
2021-08-14 12:00 | 0.78848 | 0.11542 | 0.45 | -23.075
2021-08-14 13:00 | 0.78642 | 0.16209 | 0.44 | -14.26
2021-08-14 14:00 | 0.79394 | 0.14318 | 0.46 | 2.745
2021-08-14 15:00 | 0.75989 | 0.34735 | 0.52 | 19.09
2021-08-14 16:00 | 0.58734 | 0.25344 | 0.6 | 35.245
2021-08-14 17:00 | 0.1769 | 0.091526 | 0.65 | 58.17
2021-08-14 18:00 | 0 | 0.054862 | 0.65 | 70.935
2021-08-14 19:00 | 0 | 0.011433 | 0.6 | 64.59
2021-08-14 20:00 | 0 | 0.008138 | 0.65 | 61.77
2021-08-14 21:00 | 0 | 0.0083495 | 0.65 | 58.175
2021-08-14 22:00 | 0 | 0.023949 | 0.67 | 52.92
2021-08-14 23:00 | 0 | 0.09383 | 0.69 | 51.29
2021-08-15 | 0 | 0.1177 | 0.68 | 48.675
2021-08-15 01:00 | 0 | 0.098828 | 0.69 | 49.58
2021-08-15 02:00 | 0 | 0.075885 | 0.69 | 41.835
2021-08-15 03:00 | 0 | 0.089764 | 0.69 | 40.905
2021-08-15 04:00 | 0 | 0.078692 | 0.69 | 39.465
2021-08-15 05:00 | 0 | 0.093724 | 0.69 | 37.08
2021-08-15 06:00 | 0 | 0.14207 | 0.69 | 31.06
2021-08-15 07:00 | 0.21546 | 0.1533 | 0.63 | 27.755
2021-08-15 08:00 | 0.64037 | 0.13185 | 0.55 | -89.885
2021-08-15 09:00 | 0.88822 | 0.073602 | 0.48 | -25.48
2021-08-15 10:00 | 0.88148 | 0.057134 | 0.5 | -38.295
2021-08-15 11:00 | 0.86088 | 0.064391 | 0.46 | -60.155
2021-08-15 12:00 | 0.85285 | 0.072 | 0.46 | -63.885
2021-08-15 13:00 | 0.85315 | 0.089901 | 0.47 | -72.49
2021-08-15 14:00 | 0.87439 | 0.20357 | 0.48 | 1.615
2021-08-15 15:00 | 0.88568 | 0.23596 | 0.54 | 55.95
2021-08-15 16:00 | 0.65167 | 0.12635 | 0.61 | 36.36
2021-08-15 17:00 | 0.22501 | 0.32729 | 0.66 | 44.485
2021-08-15 18:00 | 0 | 0.47251 | 0.67 | 78.71
2021-08-15 19:00 | 0 | 0.54689 | 0.67 | 60.93
2021-08-15 20:00 | 0 | 0.48459 | 0.68 | 48.36
2021-08-15 21:00 | 0 | 0.38799 | 0.68 | 41.255
2021-08-15 22:00 | 0 | 0.33786 | 0.69 | 39.26
2021-08-15 23:00 | 0 | 0.19982 | 0.7 | 38.29
2021-08-16 | 0 | 0.15867 | 0.7 | 38.405
2021-08-16 01:00 | 0 | 0.16487 | 0.7 | 37.45
2021-08-16 02:00 | 0 | 0.20764 | 0.7 | 34.695
2021-08-16 03:00 | 0 | 0.23163 | 0.7 | 35
2021-08-16 04:00 | 0 | 0.22765 | 0.7 | 37.675
2021-08-16 05:00 | 0 | 0.19416 | 0.7 | 44.985
2021-08-16 06:00 | 0 | 0.15427 | 0.68 | 97.19
2021-08-16 07:00 | 0.22015 | 0.12199 | 0.62 | 52.8
2021-08-16 08:00 | 0.63782 | 0.056768 | 0.53 | 2.695
2021-08-16 09:00 | 0.87676 | 0.020265 | 0.46 | 3.995
2021-08-16 10:00 | 0.8719 | 0.0155 | 0.43 | -0.485
2021-08-16 11:00 | 0.84884 | 0.009885 | 0.43 | -26.555
2021-08-16 12:00 | 0.8396 | 0.021353 | 0.42 | -25.235
2021-08-16 13:00 | 0.84619 | 0.02629 | 0.44 | 13.255
2021-08-16 14:00 | 0.87335 | 0.0299 | 0.51 | 49.955
2021-08-16 15:00 | 0.8878 | 0.032341 | 0.53 | 43.02
2021-08-16 16:00 | 0.65975 | 0.024955 | 0.58 | 15.605
2021-08-16 17:00 | 0.22859 | 0.014374 | 0.65 | 64.495
2021-08-16 18:00 | 0 | 0.013522 | 0.64 | 99.435
2021-08-16 19:00 | 0 | 0.0085375 | 0.65 | 89.67
2021-08-16 20:00 | 0 | 0.0045375 | 0.64 | 78.19
2021-08-16 21:00 | 0 | 0.0008745 | 0.65 | 69.86
2021-08-16 22:00 | 0 | 0.003731 | 0.65 | 50.49
2021-08-16 23:00 | 0 | 0.0009385 | 0.66 | 45.675
2021-08-17 | 0 | 7.4e-05 | 0.66 | 46.765
2021-08-17 01:00 | 0 | 6.4e-05 | 0.67 | 41.12
2021-08-17 02:00 | 0 | 0.0031715 | 0.67 | 36.91
2021-08-17 03:00 | 0 | 0.002056 | 0.66 | 31.08
2021-08-17 04:00 | 0 | 0.001206 | 0.67 | 33.095
2021-08-17 05:00 | 0 | 0.001666 | 0.66 | 42.24
2021-08-17 06:00 | 0 | 0.003542 | 0.65 | 38.975
2021-08-17 07:00 | 0.22396 | 0.014115 | 0.59 | 47
2021-08-17 08:00 | 0.64194 | 0.031725 | 0.5 | -13.67
2021-08-17 09:00 | 0.87269 | 0.043681 | 0.44 | -25.235
2021-08-17 10:00 | 0.85808 | 0.037128 | 0.42 | -29.085
2021-08-17 11:00 | 0.84528 | 0.0481 | 0.4 | -44.345
2021-08-17 12:00 | 0.82991 | 0.031356 | 0.4 | -33.275
2021-08-17 13:00 | 0.84157 | 0.046909 | 0.42 | -35.9
2021-08-17 14:00 | 0.86126 | 0.0568 | 0.43 | -17.675
2021-08-17 15:00 | 0.8707 | 0.079635 | 0.45 | 1.475
2021-08-17 16:00 | 0.64144 | 0.11986 | 0.56 | 58.585
2021-08-17 17:00 | 0.22547 | 0.20986 | 0.63 | 49.19
2021-08-17 18:00 | 0 | 0.36695 | 0.64 | 87.82
2021-08-17 19:00 | 0 | 0.48263 | 0.63 | 152.05
2021-08-17 20:00 | 0 | 0.56503 | 0.63 | 95.37
2021-08-17 21:00 | 0 | 0.71892 | 0.64 | 93.5
2021-08-17 22:00 | 0 | 0.78331 | 0.65 | 90.57
2021-08-17 23:00 | 0 | 0.83096 | 0.65 | 60.86
2021-08-18 | 0 | 0.82773 | 0.65 | 65.26
2021-08-18 01:00 | 0 | 0.84804 | 0.7 | 68.95
2021-08-18 02:00 | 0 | 0.86935 | 0.68 | 56.22
2021-08-18 03:00 | 0 | 0.8729 | 0.69 | 52.625
2021-08-18 04:00 | 0 | 0.86166 | 0.69 | 54.81
2021-08-18 05:00 | 0 | 0.71325 | 0.68 | 60.945
2021-08-18 06:00 | 0 | 0.41713 | 0.66 | 67.335
2021-08-18 07:00 | 0.22208 | 0.26246 | 0.6 | 121.745
2021-08-18 08:00 | 0.62808 | 0.18943 | 0.52 | 40.23
2021-08-18 09:00 | 0.86618 | 0.14973 | 0.49 | 45.9
2021-08-18 10:00 | 0.86163 | 0.22649 | 0.47 | 44.895
2021-08-18 11:00 | 0.84377 | 0.22081 | 0.5 | 44.47
2021-08-18 12:00 | 0.82522 | 0.23429 | 0.48 | 47.695
2021-08-18 13:00 | 0.827 | 0.23089 | 0.5 | 59.41
2021-08-18 14:00 | 0.8487 | 0.19214 | 0.52 | 39.95
2021-08-18 15:00 | 0.85667 | 0.17424 | 0.5 | 50.86
2021-08-18 16:00 | 0.62947 | 0.16537 | 0.57 | 50.38
2021-08-18 17:00 | 0.22703 | 0.26239 | 0.6 | 91.275
2021-08-18 18:00 | 0 | 0.46585 | 0.61 | 249.93
2021-08-18 19:00 | 0 | 0.73407 | 0.62 | 215.12
2021-08-18 20:00 | 0 | 0.88 | 0.63 | 118.66
2021-08-18 21:00 | 0 | 0.86176 | 0.64 | 86.85
2021-08-18 22:00 | 0 | 0.8439 | 0.65 | 102.83
2021-08-18 23:00 | 0 | 0.54493 | 0.65 | 78.84
2021-08-19 | 0 | 0.30668 | 0.65 | 74.775
2021-08-19 01:00 | 0 | 0.17427 | 0.66 | 70
2021-08-19 02:00 | 0 | 0.11179 | 0.66 | 48.565
2021-08-19 03:00 | 0 | 0.13869 | 0.66 | 35.055
2021-08-19 04:00 | 0 | 0.11758 | 0.66 | 36.54
2021-08-19 05:00 | 0 | 0.10437 | 0.66 | 50.21
2021-08-19 06:00 | 0 | 0.19257 | 0.66 | 66.725
2021-08-19 07:00 | 0.22298 | 0.28313 | 0.6 | 124.685
2021-08-19 08:00 | 0.64594 | 0.20679 | 0.51 | 48.635
2021-08-19 09:00 | 0.88748 | 0.16802 | 0.49 | 21.81
2021-08-19 10:00 | 0.88016 | 0.27011 | 0.44 | -7.155
2021-08-19 11:00 | 0.8627 | 0.24411 | 0.44 | -11.11
2021-08-19 12:00 | 0.85591 | 0.19456 | 0.44 | -11.325
2021-08-19 13:00 | 0.85551 | 0.12711 | 0.49 | 43.55
2021-08-19 14:00 | 0.88133 | 0.081874 | 0.5 | 46.555
2021-08-19 15:00 | 0.69752 | 0.094711 | 0.53 | 38.585
2021-08-19 16:00 | 0.43616 | 0.095394 | 0.6 | 61.795
2021-08-19 17:00 | 0.17587 | 0.11747 | 0.64 | 80.06
2021-08-19 18:00 | 0 | 0.14775 | 0.64 | 105.525
2021-08-19 19:00 | 0 | 0.21571 | 0.65 | 87.02
2021-08-19 20:00 | 0 | 0.33506 | 0.7 | 76.215
2021-08-19 21:00 | 0 | 0.26567 | 0.66 | 110.68
2021-08-19 22:00 | 0 | 0.2029 | 0.66 | 83.7
2021-08-19 23:00 | 0 | 0.10884 | 0.66 | 65.72
2021-08-20 | 0 | 0.013797 | 0.68 | 83.705
2021-08-20 01:00 | 0 | 3.95e-05 | 0.68 | 88.67
2021-08-20 02:00 | 0 | 2.3e-05 | 0.68 | 95.545
2021-08-20 03:00 | 0 | 0.000444 | 0.68 | 52.895
2021-08-20 04:00 | 0 | 6.4e-05 | 0.69 | 56.335
2021-08-20 05:00 | 0 | 0 | 0.69 | 62.5
2021-08-20 06:00 | 0 | 0 | 0.68 | 59.93
2021-08-20 07:00 | 0.23631 | 0 | 0.61 | 68.89
2021-08-20 08:00 | 0.64354 | 0.012429 | 0.52 | 28.835
2021-08-20 09:00 | 0.88583 | 0.001558 | 0.47 | 25.525
2021-08-20 10:00 | 0.86774 | 0.02195 | 0.44 | 27.245
2021-08-20 11:00 | 0.86567 | 0.028885 | 0.42 | 8.12
2021-08-20 12:00 | 0.8489 | 0.033936 | 0.41 | -6.705
2021-08-20 13:00 | 0.85982 | 0.026158 | 0.44 | 15.565
2021-08-20 14:00 | 0.89635 | 0.0095335 | 0.48 | 24.145
2021-08-20 15:00 | 0.89925 | 0.009507 | 0.5 | 30.74
2021-08-20 16:00 | 0.6637 | 0.0019785 | 0.57 | 57.315
2021-08-20 17:00 | 0.23379 | 0.009472 | 0.64 | 92.245
2021-08-20 18:00 | 0 | 0.006223 | 0.65 | 121.495
2021-08-20 19:00 | 0 | 0.095363 | 0.66 | 83.675
2021-08-20 20:00 | 0 | 0.31477 | 0.67 | 80.2
2021-08-20 21:00 | 0 | 0.27658 | 0.68 | 88.775
2021-08-20 22:00 | 0 | 0.26307 | 0.67 | 96.09
2021-08-20 23:00 | 0 | 0.21419 | 0.67 | 88.2
2021-08-21 | 0 | 0.19403 | 0.68 | 71.49
2021-08-21 01:00 | 0 | 0.10037 | 0.7 | 67.65
2021-08-21 02:00 | 0 | 0.079997 | 0.7 | 41.2
2021-08-21 03:00 | 0 | 0.19197 | 0.7 | 26.715
2021-08-21 04:00 | 0 | 0.25521 | 0.7 | 18.815
2021-08-21 05:00 | 0 | 0.19181 | 0.7 | 31.56
2021-08-21 06:00 | 0 | 0.18198 | 0.7 | 42.1
2021-08-21 07:00 | 0.23887 | 0.21184 | 0.64 | 52.09
2021-08-21 08:00 | 0.67212 | 0.16566 | 0.54 | 31.54
2021-08-21 09:00 | 0.90056 | 0.17777 | 0.5 | 34.35
2021-08-21 10:00 | 0.91054 | 0.17793 | 0.42 | 10.58
2021-08-21 11:00 | 0.89013 | 0.17909 | 0.4 | -1.425
2021-08-21 12:00 | 0.87611 | 0.11279 | 0.41 | -23.265
2021-08-21 13:00 | 0.87019 | 0.11135 | 0.42 | -27.87
2021-08-21 14:00 | 0.9029 | 0.070982 | 0.43 | -3.48
2021-08-21 15:00 | 0.9093 | 0.071245 | 0.48 | 14.385
2021-08-21 16:00 | 0.67075 | 0.17087 | 0.58 | 48.275
2021-08-21 17:00 | 0.23818 | 0.25318 | 0.64 | 95.77
2021-08-21 18:00 | 0 | 0.19329 | 0.65 | 109.28
2021-08-21 19:00 | 0 | 0.13204 | 0.65 | 94.995
2021-08-21 20:00 | 0 | 0.15178 | 0.7 | 79.99
2021-08-21 21:00 | 0 | 0.25524 | 0.68 | 101.94
2021-08-21 22:00 | 0 | 0.16519 | 0.69 | 103.185
2021-08-21 23:00 | 0 | 0.12803 | 0.7 | 77.035
2021-08-22 | 0 | 0.26233 | 0.69 | 64.45
2021-08-22 01:00 | 0 | 0.40426 | 0.7 | 46.3
2021-08-22 02:00 | 0 | 0.64882 | 0.7 | 41.635
2021-08-22 03:00 | 0 | 0.77071 | 0.7 | 44.865
2021-08-22 04:00 | 0 | 0.78435 | 0.71 | 41.8
2021-08-22 05:00 | 0 | 0.78421 | 0.71 | 45.115
2021-08-22 06:00 | 0 | 0.7364 | 0.71 | 51.505
2021-08-22 07:00 | 0.24407 | 0.62514 | 0.63 | 37.4
2021-08-22 08:00 | 0.76728 | 0.33076 | 0.53 | -1.245
2021-08-22 09:00 | 0.94855 | 0.25826 | 0.45 | -1.375
2021-08-22 10:00 | 0.92855 | 0.14562 | 0.44 | -19.505
2021-08-22 11:00 | 0.89728 | 0.09024 | 0.44 | -38.535
2021-08-22 12:00 | 0.88532 | 0.08366 | 0.43 | -34.955
2021-08-22 13:00 | 0.89692 | 0.074791 | 0.43 | -32.535
2021-08-22 14:00 | 0.90785 | 0.079635 | 0.44 | -24.045
2021-08-22 15:00 | 0.9351 | 0.057214 | 0.48 | 21.46
2021-08-22 16:00 | 0.75015 | 0.09156 | 0.56 | 37.71
2021-08-22 17:00 | 0.24387 | 0.10284 | 0.63 | 75.285
2021-08-22 18:00 | 0 | 0.092258 | 0.64 | 106.865
2021-08-22 19:00 | 0 | 0.22691 | 0.64 | 64.2
2021-08-22 20:00 | 0 | 0.25215 | 0.65 | 48.08
2021-08-22 21:00 | 0 | 0.27073 | 0.67 | 51.47
2021-08-22 22:00 | 0 | 0.32444 | 0.69 | 53.955
2021-08-22 23:00 | 0 | 0.41772 | 0.69 | 42.42
2021-08-23 | 0 | 0.42641 | 0.68 | 39.005
2021-08-23 01:00 | 0 | 0.40288 | 0.67 | 33.52
2021-08-23 02:00 | 0 | 0.46893 | 0.67 | 13.815
2021-08-23 03:00 | 0 | 0.61773 | 0.67 | 21.25
2021-08-23 04:00 | 0 | 0.73358 | 0.67 | 28.615
2021-08-23 05:00 | 0 | 0.75167 | 0.68 | 34.54
2021-08-23 06:00 | 0 | 0.70451 | 0.68 | 26.81
2021-08-23 07:00 | 0.23537 | 0.70452 | 0.6 | 52.825
2021-08-23 08:00 | 0.74795 | 0.40175 | 0.51 | 26.685
2021-08-23 09:00 | 0.92327 | 0.21938 | 0.44 | 2.51
2021-08-23 10:00 | 0.91415 | 0.16828 | 0.41 | 6.92
2021-08-23 11:00 | 0.88503 | 0.11052 | 0.41 | 1.08
2021-08-23 12:00 | 0.87503 | 0.074424 | 0.41 | -30.375
2021-08-23 13:00 | 0.88258 | 0.041705 | 0.4 | -28.27
2021-08-23 14:00 | 0.90425 | 0.029215 | 0.42 | 0.49
2021-08-23 15:00 | 0.92126 | 0.007399 | 0.47 | 33.935
2021-08-23 16:00 | 0.74291 | 0.0028605 | 0.54 | 36.755
2021-08-23 17:00 | 0.24389 | 0.008989 | 0.62 | 126.505
2021-08-23 18:00 | 0 | 0.086287 | 0.63 | 92.85
2021-08-23 19:00 | 0 | 0.15716 | 0.64 | 70.625
2021-08-23 20:00 | 0 | 0.12881 | 0.65 | 66.505
2021-08-23 21:00 | 0 | 0.090761 | 0.65 | 69.76
2021-08-23 22:00 | 0 | 0.032174 | 0.7 | 53.805
2021-08-23 23:00 | 0 | 0.0099645 | 0.69 | 57.375
2021-08-24 | 0 | 0.0029365 | 0.7 | 66.6
2021-08-24 01:00 | 0 | 0.016176 | 0.7 | 54.275
2021-08-24 02:00 | 0 | 0.017534 | 0.7 | 48.55
2021-08-24 03:00 | 0 | 0.0049395 | 0.7 | 40.755
2021-08-24 04:00 | 0 | 0.001 | 0.7 | 34.46
2021-08-24 05:00 | 0 | 0.006076 | 0.68 | 38.135
2021-08-24 06:00 | 0 | 0.010392 | 0.67 | 40.085
2021-08-24 07:00 | 0.24523 | 0.048608 | 0.6 | 83.94
2021-08-24 08:00 | 0.75333 | 0.048694 | 0.57 | 142.76
2021-08-24 09:00 | 0.92258 | 0.042384 | 0.53 | 120.125
2021-08-24 10:00 | 0.90401 | 0.066907 | 0.49 | 62.025
2021-08-24 11:00 | 0.88856 | 0.093961 | 0.4 | 44.305
2021-08-24 12:00 | 0.88623 | 0.10428 | 0.39 | -17.585
2021-08-24 13:00 | 0.89295 | 0.11516 | 0.38 | -3.63
2021-08-24 14:00 | 0.91233 | 0.1049 | 0.4 | -0.075
2021-08-24 15:00 | 0.91409 | 0.083322 | 0.44 | 27.23
2021-08-24 16:00 | 0.75415 | 0.099521 | 0.52 | 48.58
2021-08-24 17:00 | 0.24437 | 0.13085 | 0.6 | 70.395
2021-08-24 18:00 | 0 | 0.30576 | 0.61 | 80.485
2021-08-24 19:00 | 0 | 0.46766 | 0.61 | 70.665
2021-08-24 20:00 | 0 | 0.56798 | 0.63 | 61.985
2021-08-24 21:00 | 0 | 0.72853 | 0.65 | 71.035
2021-08-24 22:00 | 0 | 0.87057 | 0.66 | 65.365
2021-08-24 23:00 | 0 | 0.91232 | 0.7 | 62.655
2021-08-25 | 0 | 0.92774 | 0.67 | 66.105
2021-08-25 01:00 | 0 | 0.93213 | 0.67 | 61.25
2021-08-25 02:00 | 0 | 0.93772 | 0.66 | 49.42
2021-08-25 03:00 | 0 | 0.94355 | 0.7 | 47.915
2021-08-25 04:00 | 0 | 0.95677 | 0.66 | 46.6
2021-08-25 05:00 | 0 | 0.94882 | 0.66 | 59.105
2021-08-25 06:00 | 0 | 0.93642 | 0.65 | 227.21
2021-08-25 07:00 | 0.2591 | 0.81982 | 0.58 | 46.16
2021-08-25 08:00 | 0.89582 | 0.40015 | 0.51 | -20.755
2021-08-25 09:00 | 0.93619 | 0.14165 | 0.45 | -24.66
2021-08-25 10:00 | 0.91888 | 0.031471 | 0.42 | -35.815
2021-08-25 11:00 | 0.89497 | 0.005574 | 0.42 | -118.67
2021-08-25 12:00 | 0.89371 | 0.037542 | 0.43 | -38.28
2021-08-25 13:00 | 0.90722 | 0.074008 | 0.44 | -40.815
2021-08-25 14:00 | 0.92101 | 0.12303 | 0.4 | -32.33
2021-08-25 15:00 | 0.92864 | 0.1372 | 0.45 | 3.885
2021-08-25 16:00 | 0.75071 | 0.18312 | 0.5 | 17.19
2021-08-25 17:00 | 0.24675 | 0.35513 | 0.62 | 52.02
2021-08-25 18:00 | 0 | 0.57793 | 0.63 | 198.03
2021-08-25 19:00 | 0 | 0.71223 | 0.63 | 221.665
2021-08-25 20:00 | 0 | 0.70359 | 0.64 | 94.1
2021-08-25 21:00 | 0 | 0.83194 | 0.66 | 91.04
2021-08-25 22:00 | 0 | 0.82502 | 0.68 | 101.56
2021-08-25 23:00 | 0 | 0.83254 | 0.68 | 76.755
2021-08-26 | 0 | 0.83384 | 0.69 | 66.73
2021-08-26 01:00 | 0 | 0.82616 | 0.69 | 65.955
2021-08-26 02:00 | 0 | 0.78514 | 0.69 | 60.84
2021-08-26 03:00 | 0 | 0.625 | 0.69 | 52.34
2021-08-26 04:00 | 0 | 0.4693 | 0.68 | 54.445
2021-08-26 05:00 | 0 | 0.50051 | 0.66 | 76.075
2021-08-26 06:00 | 0.00027587 | 0.71975 | 0.64 | 81.525
2021-08-26 07:00 | 0.2476 | 0.6614 | 0.59 | 142.565
2021-08-26 08:00 | 0.88456 | 0.31316 | 0.54 | 63.67
2021-08-26 09:00 | 0.91509 | 0.18343 | 0.47 | 29.56
2021-08-26 10:00 | 0.84285 | 0.11763 | 0.42 | 19.47
2021-08-26 11:00 | 0.84146 | 0.11954 | 0.4 | 16.555
2021-08-26 12:00 | 0.74793 | 0.10377 | 0.39 | 24.455
2021-08-26 13:00 | 0.67542 | 0.1402 | 0.4 | 24.22
2021-08-26 14:00 | 0.47251 | 0.14299 | 0.44 | 40.055
2021-08-26 15:00 | 0.52506 | 0.15784 | 0.48 | 43.015
2021-08-26 16:00 | 0.53899 | 0.15896 | 0.54 | 46.245
2021-08-26 17:00 | 0.20257 | 0.11984 | 0.62 | 134.395
2021-08-26 18:00 | 0 | 0.22691 | 0.64 | 299.85
2021-08-26 19:00 | 0 | 0.44412 | 0.64 | 281.515
2021-08-26 20:00 | 0 | 0.65713 | 0.65 | 140.56
2021-08-26 21:00 | 0 | 0.75936 | 0.66 | 121.9
2021-08-26 22:00 | 0 | 0.77322 | 0.67 | 128.2
2021-08-26 23:00 | 0 | 0.75128 | 0.69 | 98.03
2021-08-27 | 0 | 0.72197 | 0.69 | 86.395
2021-08-27 01:00 | 0 | 0.6968 | 0.69 | 82.39
2021-08-27 02:00 | 0 | 0.68572 | 0.7 | 87.44
2021-08-27 03:00 | 0 | 0.65418 | 0.71 | 80.175
2021-08-27 04:00 | 0 | 0.61174 | 0.71 | 87.89
2021-08-27 05:00 | 0 | 0.59561 | 0.68 | 95.385
2021-08-27 06:00 | 0.00035042 | 0.59542 | 0.66 | 107.815
2021-08-27 07:00 | 0.25545 | 0.58742 | 0.58 | 141.545
2021-08-27 08:00 | 0.87207 | 0.43093 | 0.5 | 53.74
2021-08-27 09:00 | 0.91765 | 0.23018 | 0.45 | 34.425
2021-08-27 10:00 | 0.92624 | 0.16744 | 0.4 | 18.185
2021-08-27 11:00 | 0.91066 | 0.16184 | 0.39 | 7.745
2021-08-27 12:00 | 0.89797 | 0.17684 | 0.39 | -6.435
2021-08-27 13:00 | 0.91443 | 0.18053 | 0.39 | 17.76
2021-08-27 14:00 | 0.92956 | 0.17827 | 0.41 | 19.36
2021-08-27 15:00 | 0.93694 | 0.21805 | 0.46 | 36.17
2021-08-27 16:00 | 0.75675 | 0.23592 | 0.54 | 40.33
2021-08-27 17:00 | 0.24436 | 0.2062 | 0.62 | 77.94
2021-08-27 18:00 | 0 | 0.21161 | 0.64 | 229.455
2021-08-27 19:00 | 0 | 0.55867 | 0.64 | 162.04
2021-08-27 20:00 | 0 | 0.76264 | 0.65 | 106.695
2021-08-27 21:00 | 0 | 0.82035 | 0.68 | 96.74
2021-08-27 22:00 | 0 | 0.84689 | 0.68 | 98.265
2021-08-27 23:00 | 0 | 0.79513 | 0.7 | 86.59
2021-08-28 | 0 | 0.68211 | 0.7 | 75.345
2021-08-28 01:00 | 0 | 0.5786 | 0.7 | 65.365
2021-08-28 02:00 | 0 | 0.59324 | 0.72 | 64.25
2021-08-28 03:00 | 0 | 0.65277 | 0.72 | 66.265
2021-08-28 04:00 | 0 | 0.74057 | 0.72 | 55.575
2021-08-28 05:00 | 0 | 0.77122 | 0.72 | 60.23
2021-08-28 06:00 | 0.00048041 | 0.76145 | 0.72 | 59.7
2021-08-28 07:00 | 0.2567 | 0.64867 | 0.63 | 53.495
2021-08-28 08:00 | 0.89488 | 0.49265 | 0.54 | 31.575
2021-08-28 09:00 | 0.94685 | 0.42024 | 0.48 | 19.73
2021-08-28 10:00 | 0.92976 | 0.39662 | 0.4 | 1.795
2021-08-28 11:00 | 0.89144 | 0.43928 | 0.43 | -30.375
2021-08-28 12:00 | 0.85477 | 0.39546 | 0.42 | -33.85
2021-08-28 13:00 | 0.85127 | 0.3093 | 0.41 | -17.965
2021-08-28 14:00 | 0.82286 | 0.36024 | 0.42 | -12.475
2021-08-28 15:00 | 0.68847 | 0.44863 | 0.46 | 15.005
2021-08-28 16:00 | 0.75635 | 0.53377 | 0.57 | 33.335
2021-08-28 17:00 | 0.255 | 0.7272 | 0.64 | 98.29
2021-08-28 18:00 | 0 | 0.78806 | 0.66 | 102.475
2021-08-28 19:00 | 0 | 0.8359 | 0.66 | 93.56
2021-08-28 20:00 | 0 | 0.87745 | 0.67 | 89.31
2021-08-28 21:00 | 0 | 0.88722 | 0.7 | 91.905
2021-08-28 22:00 | 0 | 0.88945 | 0.69 | 71.36
2021-08-28 23:00 | 0 | 0.88746 | 0.7 | 63.335
2021-08-29 | 0 | 0.85104 | 0.72 | 66.43
2021-08-29 01:00 | 0 | 0.83252 | 0.72 | 65.975
2021-08-29 02:00 | 0 | 0.83323 | 0.72 | 61.235
2021-08-29 03:00 | 0 | 0.81819 | 0.73 | 46.575
2021-08-29 04:00 | 0 | 0.80432 | 0.72 | 45.35
2021-08-29 05:00 | 0 | 0.80861 | 0.73 | 50.73
2021-08-29 06:00 | 0.0011499 | 0.78508 | 0.72 | 58.455
2021-08-29 07:00 | 0.23846 | 0.73726 | 0.65 | 61.58
2021-08-29 08:00 | 0.74214 | 0.71178 | 0.56 | 42.945
2021-08-29 09:00 | 0.74816 | 0.61102 | 0.53 | 58.295
2021-08-29 10:00 | 0.67883 | 0.50694 | 0.48 | 57.475
2021-08-29 11:00 | 0.7434 | 0.40855 | 0.4 | 27.925
2021-08-29 12:00 | 0.76429 | 0.32916 | 0.42 | 13.91
2021-08-29 13:00 | 0.73383 | 0.35201 | 0.4 | 28.25
2021-08-29 14:00 | 0.6896 | 0.40784 | 0.48 | 33.065
2021-08-29 15:00 | 0.58486 | 0.38878 | 0.51 | 48.885
2021-08-29 16:00 | 0.54918 | 0.37517 | 0.57 | 48.745
2021-08-29 17:00 | 0.16657 | 0.37476 | 0.64 | 76.345
2021-08-29 18:00 | 0 | 0.42719 | 0.65 | 222.235
2021-08-29 19:00 | 0 | 0.54798 | 0.65 | 170.855
2021-08-29 20:00 | 0 | 0.61981 | 0.66 | 73.09
2021-08-29 21:00 | 0 | 0.60376 | 0.69 | 72.985
2021-08-29 22:00 | 0 | 0.56623 | 0.7 | 69.88
2021-08-29 23:00 | 0 | 0.61557 | 0.71 | 56.33
2021-08-30 | 0 | 0.57652 | 0.72 | 56.495
2021-08-30 01:00 | 0 | 0.54317 | 0.72 | 52.81
2021-08-30 02:00 | 0 | 0.45442 | 0.72 | 50.76
2021-08-30 03:00 | 0 | 0.31976 | 0.7 | 42.06
2021-08-30 04:00 | 0 | 0.22124 | 0.72 | 42.23
2021-08-30 05:00 | 0 | 0.16923 | 0.72 | 46.095
2021-08-30 06:00 | 0.0015654 | 0.089161 | 0.69 | 62.505
2021-08-30 07:00 | 0.25354 | 0.072088 | 0.61 | 82.825
2021-08-30 08:00 | 0.88367 | 0.038946 | 0.52 | 26.89
2021-08-30 09:00 | 0.92726 | 0.003811 | 0.45 | 3.75
2021-08-30 10:00 | 0.91202 | 0.001942 | 0.4 | 1.57
2021-08-30 11:00 | 0.89047 | 0.004301 | 0.4 | -3.505
2021-08-30 12:00 | 0.8588 | 0.0006075 | 0.39 | -10.06
2021-08-30 13:00 | 0.76674 | 0.000313 | 0.4 | 6.69
2021-08-30 14:00 | 0.79574 | 0.001032 | 0.46 | 32.355
2021-08-30 15:00 | 0.845 | 0.0029245 | 0.52 | 41.255
2021-08-30 16:00 | 0.8082 | 0.008711 | 0.6 | 65.79
2021-08-30 17:00 | 0.24897 | 0.067466 | 0.64 | 88.065
2021-08-30 18:00 | 0 | 0.24587 | 0.64 | 144.645
2021-08-30 19:00 | 0 | 0.27082 | 0.6 | 91.48
2021-08-30 20:00 | 0 | 0.27294 | 0.66 | 79.195
2021-08-30 21:00 | 0 | 0.25218 | 0.67 | 90.185
2021-08-30 22:00 | 0 | 0.2311 | 0.68 | 60.3
2021-08-30 23:00 | 0 | 0.16541 | 0.7 | 54.66
2021-08-31 | 0 | 0.07729 | 0.7 | 44.015
2021-08-31 01:00 | 0 | 0 | 0.69 | 42.89
2021-08-31 02:00 | 0 | 0.000785 | 0.69 | 37.455
2021-08-31 03:00 | 0 | 0.0018035 | 0.69 | 30.295
2021-08-31 04:00 | 0 | 0 | 0.69 | 29.04
2021-08-31 05:00 | 0 | 0.001536 | 0.7 | 41.905
2021-08-31 06:00 | 0.0018056 | 0.0011625 | 0.7 | 57.065
2021-08-31 07:00 | 0.26489 | 0.020527 | 0.67 | 69.42
2021-08-31 08:00 | 0.88956 | 0.067974 | 0.64 | 66.145
2021-08-31 09:00 | 0.91977 | 0.20636 | 0.58 | 65.72
2021-08-31 10:00 | 0.88464 | 0.1951 | 0.5 | 30.23
2021-08-31 11:00 | 0.88318 | 0.21625 | 0.51 | 41.395
2021-08-31 12:00 | 0.88693 | 0.25367 | 0.46 | 5.44
2021-08-31 13:00 | 0.87843 | 0.1853 | 0.45 | -2.645
2021-08-31 14:00 | 0.91231 | 0.23722 | 0.47 | 17.415
2021-08-31 15:00 | 0.91096 | 0.13688 | 0.52 | 30.27
2021-08-31 16:00 | 0.80069 | 0.22708 | 0.6 | 43.315
2021-08-31 17:00 | 0.25469 | 0.41546 | 0.65 | 61.145
2021-08-31 18:00 | 0 | 0.49382 | 0.65 | 213.4
2021-08-31 19:00 | 0 | 0.54407 | 0.65 | 171.44
2021-08-31 20:00 | 0 | 0.67712 | 0.66 | 60.525
2021-08-31 21:00 | 0 | 0.6796 | 0.69 | 62.04
2021-08-31 22:00 | 0 | 0.68042 | 0.7 | 59.25
2021-08-31 23:00 | 0 | 0.64413 | 0.71 | 55.365
2021-09-01 | 0 | 0.58526 | 0.71 | 50.41
2021-09-01 01:00 | 0 | 0.52703 | 0.71 | 60.32
2021-09-01 02:00 | 0 | 0.49865 | 0.71 | 50.955
2021-09-01 03:00 | 0 | 0.41704 | 0.71 | 47.54
2021-09-01 04:00 | 0 | 0.2736 | 0.7 | 49.67
2021-09-01 05:00 | 0 | 0.18676 | 0.71 | 50.935
2021-09-01 06:00 | 0.0016971 | 0.12159 | 0.7 | 52.245
2021-09-01 07:00 | 0.26496 | 0.10247 | 0.63 | 69.275
2021-09-01 08:00 | 0.74803 | 0.074586 | 0.56 | 31.945
2021-09-01 09:00 | 0.78199 | 0.099906 | 0.48 | 14.68
2021-09-01 10:00 | 0.66573 | 0.0874 | 0.41 | 0.715
2021-09-01 11:00 | 0.68556 | 0.096508 | 0.4 | -7.25
2021-09-01 12:00 | 0.72201 | 0.18268 | 0.4 | -9.495
2021-09-01 13:00 | 0.71317 | 0.27771 | 0.4 | -12.045
2021-09-01 14:00 | 0.81126 | 0.36351 | 0.43 | 12.51
2021-09-01 15:00 | 0.69619 | 0.38392 | 0.5 | 38.24
2021-09-01 16:00 | 0.77262 | 0.48368 | 0.58 | 49
2021-09-01 17:00 | 0.25646 | 0.5762 | 0.63 | 73.28
2021-09-01 18:00 | 0 | 0.66291 | 0.64 | 1343.315
2021-09-01 19:00 | 0 | 0.74346 | 0.64 | 57.95
2021-09-01 20:00 | 0 | 0.75128 | 0.66 | 53.25
2021-09-01 21:00 | 0 | 0.75313 | 0.66 | 54.2
2021-09-01 22:00 | 0 | 0.75278 | 0.66 | 51.875
2021-09-01 23:00 | 0 | 0.77218 | 0.68 | 56.45
2021-09-02 | 0 | 0.71336 | 0.67 | 54.315
2021-09-02 01:00 | 0 | 0.6301 | 0.67 | 53.12
2021-09-02 02:00 | 0 | 0.54716 | 0.67 | 51.89
2021-09-02 03:00 | 0 | 0.47589 | 0.67 | 41.505
2021-09-02 04:00 | 0 | 0.45896 | 0.68 | 42.87
2021-09-02 05:00 | 0 | 0.51507 | 0.7 | 49.34
2021-09-02 06:00 | 0.0014851 | 0.52968 | 0.69 | 50.925
2021-09-02 07:00 | 0.22134 | 0.41758 | 0.61 | 43.98
2021-09-02 08:00 | 0.84855 | 0.25641 | 0.51 | 1.475
2021-09-02 09:00 | 0.77598 | 0.22726 | 0.47 | 26.275
2021-09-02 10:00 | 0.74003 | 0.17993 | 0.43 | 12.485
2021-09-02 11:00 | 0.65441 | 0.16814 | 0.41 | -12.89
2021-09-02 12:00 | 0.58173 | 0.18937 | 0.41 | -15.54
2021-09-02 13:00 | 0.43436 | 0.19973 | 0.41 | -5.79
2021-09-02 14:00 | 0.47283 | 0.22239 | 0.42 | 6.325
2021-09-02 15:00 | 0.32298 | 0.2038 | 0.46 | 14.28
2021-09-02 16:00 | 0.35039 | 0.15864 | 0.57 | 44.715
2021-09-02 17:00 | 0.15432 | 0.12646 | 0.6 | 64.255
2021-09-02 18:00 | 0 | 0.23216 | 0.65 | 86.63
2021-09-02 19:00 | 0 | 0.38549 | 0.7 | 76.46
2021-09-02 20:00 | 0 | 0.41193 | 0.66 | 64.845
2021-09-02 21:00 | 0 | 0.30779 | 0.66 | 59.355
2021-09-02 22:00 | 0 | 0.29812 | 0.68 | 57.4
2021-09-02 23:00 | 0 | 0.46664 | 0.7 | 59.175
2021-09-03 | 0 | 0.55531 | 0.69 | 57.455
2021-09-03 01:00 | 0 | 0.57585 | 0.69 | 47.79
2021-09-03 02:00 | 0 | 0.48517 | 0.69 | 39.67
2021-09-03 03:00 | 0 | 0.40857 | 0.68 | 37.825
2021-09-03 04:00 | 0 | 0.43362 | 0.7 | 40.685
2021-09-03 05:00 | 0 | 0.39912 | 0.7 | 50.295
2021-09-03 06:00 | 0.00099528 | 0.2848 | 0.69 | 51.05
2021-09-03 07:00 | 0.088801 | 0.23214 | 0.63 | 49.825
2021-09-03 08:00 | 0.35311 | 0.13397 | 0.54 | 53.82
2021-09-03 09:00 | 0.24343 | 0.087779 | 0.49 | 52.735
2021-09-03 10:00 | 0.38124 | 0.078556 | 0.46 | 20.015
2021-09-03 11:00 | 0.65501 | 0.03905 | 0.43 | 24.495
2021-09-03 12:00 | 0.56981 | 0.056622 | 0.4 | 29.61
2021-09-03 13:00 | 0.41708 | 0.11637 | 0.43 | 26.675
2021-09-03 14:00 | 0.31699 | 0.16659 | 0.45 | 38.945
2021-09-03 15:00 | 0.37449 | 0.21684 | 0.51 | 38.305
2021-09-03 16:00 | 0.49281 | 0.25679 | 0.59 | 88.06
2021-09-03 17:00 | 0.17858 | 0.30349 | 0.64 | 88.575
2021-09-03 18:00 | 0 | 0.37351 | 0.64 | 125.05
2021-09-03 19:00 | 0 | 0.50751 | 0.65 | 93.91
2021-09-03 20:00 | 0 | 0.50826 | 0.66 | 65.545
2021-09-03 21:00 | 0 | 0.52192 | 0.66 | 63.92
2021-09-03 22:00 | 0 | 0.50817 | 0.67 | 65.64
2021-09-03 23:00 | 0 | 0.5528 | 0.68 | 66.42
2021-09-04 | 0 | 0.58955 | 0.69 | 62.505
2021-09-04 01:00 | 0 | 0.55541 | 0.68 | 54.215
2021-09-04 02:00 | 0 | 0.59876 | 0.69 | 52.095
2021-09-04 03:00 | 0 | 0.59741 | 0.68 | 43.615
2021-09-04 04:00 | 0 | 0.49488 | 0.68 | 36.79
2021-09-04 05:00 | 0 | 0.44143 | 0.68 | 43.64
2021-09-04 06:00 | 0.0026113 | 0.35496 | 0.68 | 44.565
2021-09-04 07:00 | 0.2121 | 0.23178 | 0.6 | 57.52
2021-09-04 08:00 | 0.7235 | 0.094845 | 0.52 | 31.31
2021-09-04 09:00 | 0.86485 | 0.044088 | 0.47 | -4.855
2021-09-04 10:00 | 0.89391 | 0.025999 | 0.43 | 12.985
2021-09-04 11:00 | 0.84139 | 0.0068995 | 0.42 | 8.27
2021-09-04 12:00 | 0.86022 | 0.002663 | 0.43 | 7.625
2021-09-04 13:00 | 0.89444 | 0.007331 | 0.45 | 16.935
2021-09-04 14:00 | 0.90501 | 0.040686 | 0.5 | 24.925
2021-09-04 15:00 | 0.89869 | 0.17148 | 0.5 | 35.695
2021-09-04 16:00 | 0.80355 | 0.32201 | 0.57 | 61.555
2021-09-04 17:00 | 0.2463 | 0.36055 | 0.63 | 186.875
2021-09-04 18:00 | 6.7583e-05 | 0.3807 | 0.65 | 78.745
2021-09-04 19:00 | 0 | 0.5127 | 0.64 | 62.125
2021-09-04 20:00 | 0 | 0.55554 | 0.66 | 56.275
2021-09-04 21:00 | 0 | 0.56474 | 0.65 | 49.99
2021-09-04 22:00 | 0 | 0.55256 | 0.7 | 80.705
2021-09-04 23:00 | 0 | 0.40374 | 0.69 | 50.675
2021-09-05 | 0 | 0.30615 | 0.7 | 61.175
2021-09-05 01:00 | 0 | 0.22313 | 0.69 | 53.625
2021-09-05 02:00 | 0 | 0.18142 | 0.69 | 45.235
2021-09-05 03:00 | 0 | 0.17992 | 0.7 | 43.37
2021-09-05 04:00 | 0 | 0.12686 | 0.7 | 43.145
2021-09-05 05:00 | 0 | 0.051992 | 0.7 | 44.755
2021-09-05 06:00 | 0.0061982 | 0.028653 | 0.7 | 45.635
2021-09-05 07:00 | 0.14307 | 0.024321 | 0.62 | 43.225
2021-09-05 08:00 | 0.28344 | 0.0054315 | 0.54 | 54.41
2021-09-05 09:00 | 0.47664 | 0.0014915 | 0.48 | 31.03
2021-09-05 10:00 | 0.62079 | 0.0036825 | 0.43 | 11.84
2021-09-05 11:00 | 0.76306 | 0.003813 | 0.43 | 3.34
2021-09-05 12:00 | 0.59295 | 0.008525 | 0.44 | 1.27
2021-09-05 13:00 | 0.60339 | 0.077394 | 0.45 | 8.485
2021-09-05 14:00 | 0.5206 | 0.20186 | 0.51 | 29.905
2021-09-05 15:00 | 0.66961 | 0.248 | 0.54 | 62.725
2021-09-05 16:00 | 0.57315 | 0.37548 | 0.59 | 55.245
2021-09-05 17:00 | 0.17427 | 0.59122 | 0.62 | 133.255
2021-09-05 18:00 | 6.2524e-05 | 0.61893 | 0.63 | 85.44
2021-09-05 19:00 | 0 | 0.68936 | 0.64 | 78.21
2021-09-05 20:00 | 0 | 0.73297 | 0.65 | 61.245
2021-09-05 21:00 | 0 | 0.85077 | 0.7 | 60.365
2021-09-05 22:00 | 0 | 0.8807 | 0.7 | 51.93
2021-09-05 23:00 | 0 | 0.88263 | 0.66 | 46.495
2021-09-06 | 0 | 0.82323 | 0.66 | 45.14
2021-09-06 01:00 | 0 | 0.86475 | 0.66 | 33.06
2021-09-06 02:00 | 0 | 0.82711 | 0.66 | 32.265
2021-09-06 03:00 | 0 | 0.79655 | 0.66 | 32.41
2021-09-06 04:00 | 0 | 0.79405 | 0.66 | 32.125
2021-09-06 05:00 | 0 | 0.77783 | 0.66 | 46.985
2021-09-06 06:00 | 0.0032116 | 0.78307 | 0.7 | 67.925
2021-09-06 07:00 | 0.29116 | 0.77774 | 0.59 | 66.14
2021-09-06 08:00 | 0.76242 | 0.73522 | 0.5 | 32
2021-09-06 09:00 | 0.56321 | 0.58802 | 0.43 | 21.99
2021-09-06 10:00 | 0.47497 | 0.45945 | 0.38 | 8.63
2021-09-06 11:00 | 0.67708 | 0.39595 | 0.38 | -1.04
2021-09-06 12:00 | 0.55998 | 0.30506 | 0.37 | -14.665
2021-09-06 13:00 | 0.64288 | 0.22439 | 0.38 | -5.64
2021-09-06 14:00 | 0.67123 | 0.28839 | 0.4 | 1.325
2021-09-06 15:00 | 0.57709 | 0.37038 | 0.46 | 25.62
2021-09-06 16:00 | 0.58822 | 0.40674 | 0.55 | 36.615
2021-09-06 17:00 | 0.1299 | 0.39621 | 0.62 | 61.925
2021-09-06 18:00 | 0 | 0.48841 | 0.62 | 148.905
2021-09-06 19:00 | 0 | 0.52769 | 0.63 | 109.58
2021-09-06 20:00 | 0 | 0.64261 | 0.64 | 97.43
2021-09-06 21:00 | 0 | 0.78755 | 0.66 | 94.185
2021-09-06 22:00 | 0 | 0.83287 | 0.7 | 79.86
2021-09-06 23:00 | 0 | 0.84425 | 0.66 | 50.78
2021-09-07 | 0 | 0.8669 | 0.67 | 56.42
2021-09-07 01:00 | 0 | 0.83347 | 0.67 | 51.63
2021-09-07 02:00 | 0 | 0.81782 | 0.68 | 50.93
2021-09-07 03:00 | 0 | 0.74657 | 0.68 | 37.73
2021-09-07 04:00 | 0 | 0.61859 | 0.7 | 35.54
2021-09-07 05:00 | 0 | 0.51584 | 0.69 | 50.33
2021-09-07 06:00 | 0.0054264 | 0.50563 | 0.68 | 79.575
2021-09-07 07:00 | 0.30748 | 0.42599 | 0.6 | 55.33
2021-09-07 08:00 | 0.8857 | 0.18495 | 0.48 | 9.81
2021-09-07 09:00 | 0.93619 | 0.10907 | 0.42 | -1.64
2021-09-07 10:00 | 0.74518 | 0.094693 | 0.4 | -2.57
2021-09-07 11:00 | 0.63547 | 0.14243 | 0.38 | -1.41
2021-09-07 12:00 | 0.77093 | 0.15869 | 0.4 | -5.85
2021-09-07 13:00 | 0.72395 | 0.1585 | 0.41 | -25.815
2021-09-07 14:00 | 0.7425 | 0.13788 | 0.41 | -23.475
2021-09-07 15:00 | 0.82055 | 0.36088 | 0.42 | 1.21
2021-09-07 16:00 | 0.55696 | 0.67918 | 0.52 | 38.53
2021-09-07 17:00 | 0.13154 | 0.79525 | 0.63 | 67.405
2021-09-07 18:00 | 0.00016165 | 0.76702 | 0.65 | 73.24
2021-09-07 19:00 | 0 | 0.7089 | 0.65 | 87.685
2021-09-07 20:00 | 0 | 0.75591 | 0.66 | 60.025
2021-09-07 21:00 | 0 | 0.78676 | 0.67 | 63.87
2021-09-07 22:00 | 0 | 0.78872 | 0.67 | 68.675
2021-09-07 23:00 | 0 | 0.75334 | 0.67 | 67.75
2021-09-08 | 0 | 0.66494 | 0.67 | 62.275
2021-09-08 01:00 | 0 | 0.59602 | 0.66 | 58.355
2021-09-08 02:00 | 0 | 0.54907 | 0.66 | 59.53
2021-09-08 03:00 | 0 | 0.44992 | 0.66 | 49.56
2021-09-08 04:00 | 0 | 0.35197 | 0.67 | 51.79
2021-09-08 05:00 | 0 | 0.2841 | 0.68 | 60.565
2021-09-08 06:00 | 0.019435 | 0.22956 | 0.69 | 83.8
2021-09-08 07:00 | 0.31902 | 0.22213 | 0.59 | 99.24
2021-09-08 08:00 | 0.92139 | 0.087456 | 0.49 | 40.94
2021-09-08 09:00 | 0.97219 | 0.044268 | 0.42 | 29.69
2021-09-08 10:00 | 0.91159 | 0.062656 | 0.4 | 14.085
2021-09-08 11:00 | 0.8428 | 0.067476 | 0.38 | 3.315
2021-09-08 12:00 | 0.85234 | 0.063108 | 0.39 | -1.75
2021-09-08 13:00 | 0.85629 | 0.099241 | 0.4 | -15.535
2021-09-08 14:00 | 0.92926 | 0.11127 | 0.41 | -9.24
2021-09-08 15:00 | 0.84775 | 0.13856 | 0.44 | 12.21
2021-09-08 16:00 | 0.72661 | 0.19331 | 0.53 | 79.785
2021-09-08 17:00 | 0.26289 | 0.21843 | 0.63 | 81.17
2021-09-08 18:00 | 0.0004558 | 0.40784 | 0.64 | 241.61
2021-09-08 19:00 | 0 | 0.52858 | 0.65 | 102.105
2021-09-08 20:00 | 0 | 0.57781 | 0.65 | 64.34
2021-09-08 21:00 | 0 | 0.48264 | 0.67 | 64.175
2021-09-08 22:00 | 0 | 0.43309 | 0.68 | 59.44
2021-09-08 23:00 | 0 | 0.40278 | 0.69 | 59.385
2021-09-09 | 0 | 0.51682 | 0.69 | 60.77
2021-09-09 01:00 | 0 | 0.52584 | 0.69 | 60.795
2021-09-09 02:00 | 0 | 0.52362 | 0.69 | 59.155
2021-09-09 03:00 | 0 | 0.47541 | 0.68 | 51.405
2021-09-09 04:00 | 0 | 0.42243 | 0.69 | 51.855
2021-09-09 05:00 | 0 | 0.38045 | 0.69 | 65.61
2021-09-09 06:00 | 0.021257 | 0.24534 | 0.69 | 97.5
2021-09-09 07:00 | 0.41362 | 0.1066 | 0.62 | 96.32
2021-09-09 08:00 | 0.91701 | 0.022195 | 0.59 | 20.35
2021-09-09 09:00 | 0.96169 | 0.0090995 | 0.55 | -7.95
2021-09-09 10:00 | 0.94498 | 0.035702 | 0.53 | 1.62
2021-09-09 11:00 | 0.93277 | 0.033131 | 0.56 | -15.16
2021-09-09 12:00 | 0.92001 | 0.038468 | 0.57 | -26.815
2021-09-09 13:00 | 0.89795 | 0.057559 | 0.57 | -31.965
2021-09-09 14:00 | 0.87748 | 0.081695 | 0.55 | -26.115
2021-09-09 15:00 | 0.90752 | 0.1557 | 0.55 | 17.58
2021-09-09 16:00 | 0.6247 | 0.33156 | 0.59 | 26.34
2021-09-09 17:00 | 0.19238 | 0.45307 | 0.65 | 49.665
2021-09-09 18:00 | 0.00035596 | 0.52971 | 0.66 | 79.63
2021-09-09 19:00 | 0 | 0.52184 | 0.67 | 95.65
2021-09-09 20:00 | 0 | 0.45805 | 0.67 | 54.12
2021-09-09 21:00 | 0 | 0.46518 | 0.67 | 53.165
2021-09-09 22:00 | 0 | 0.40187 | 0.68 | 43.85
2021-09-09 23:00 | 0 | 0.32486 | 0.68 | 41.41
2021-09-10 | 0 | 0.3459 | 0.68 | 40.43
2021-09-10 01:00 | 0 | 0.27042 | 0.69 | 44.975
2021-09-10 02:00 | 0 | 0.16644 | 0.69 | 41.32
2021-09-10 03:00 | 0 | 0.19339 | 0.7 | 40.58
2021-09-10 04:00 | 0 | 0.19223 | 0.7 | 42.645
2021-09-10 05:00 | 0 | 0.17989 | 0.7 | 51.395
2021-09-10 06:00 | 0.0028744 | 0.15624 | 0.69 | 54.53
2021-09-10 07:00 | 0.08545 | 0.093203 | 0.61 | 38.855
2021-09-10 08:00 | 0.16422 | 0.066632 | 0.57 | 4.105
2021-09-10 09:00 | 0.30939 | 0.030534 | 0.56 | -17.065
2021-09-10 10:00 | 0.43999 | 0 | 0.57 | -29.945
2021-09-10 11:00 | 0.63921 | 0.0086715 | 0.6 | -49.235
2021-09-10 12:00 | 0.54153 | 0.020942 | 0.58 | -33.22
2021-09-10 13:00 | 0.5428 | 0.0024225 | 0.56 | -34.515
2021-09-10 14:00 | 0.37158 | 0.0007125 | 0.55 | -19.24
2021-09-10 15:00 | 0.19072 | 0.002155 | 0.5 | 5.47
2021-09-10 16:00 | 0.12406 | 0 | 0.59 | 21.015
2021-09-10 17:00 | 0.072216 | 0.0013 | 0.65 | 60.085
2021-09-10 18:00 | 0 | 0.0080955 | 0.66 | 75.27
2021-09-10 19:00 | 0 | 0.02493 | 0.66 | 56.735
2021-09-10 20:00 | 0 | 0.08933 | 0.67 | 54.97
2021-09-10 21:00 | 0 | 0.24462 | 0.7 | 49.48
2021-09-10 22:00 | 0 | 0.36498 | 0.69 | 48.61
2021-09-10 23:00 | 0 | 0.39536 | 0.69 | 45.665
2021-09-11 | 0 | 0.35276 | 0.69 | 45.685
2021-09-11 01:00 | 0 | 0.38767 | 0.69 | 49.815
2021-09-11 02:00 | 0 | 0.48473 | 0.7 | 47.67
2021-09-11 03:00 | 0 | 0.46969 | 0.7 | 43.865
2021-09-11 04:00 | 0 | 0.43681 | 0.7 | 41.72
2021-09-11 05:00 | 0 | 0.41751 | 0.71 | 45.96
2021-09-11 06:00 | 0.0089724 | 0.45299 | 0.69 | 34.035
2021-09-11 07:00 | 0.2924 | 0.43161 | 0.62 | 4.625
2021-09-11 08:00 | 0.70594 | 0.37328 | 0.6 | -25.95
2021-09-11 09:00 | 0.91535 | 0.35399 | 0.56 | -30.42
2021-09-11 10:00 | 0.86879 | 0.30039 | 0.57 | -32.665
2021-09-11 11:00 | 0.75647 | 0.36109 | 0.6 | -40.285
2021-09-11 12:00 | 0.72482 | 0.38919 | 0.61 | -41.335
2021-09-11 13:00 | 0.42134 | 0.224 | 0.6 | -38.94
2021-09-11 14:00 | 0.44194 | 0.14886 | 0.58 | -32.735
2021-09-11 15:00 | 0.37818 | 0.18077 | 0.6 | -16.315
2021-09-11 16:00 | 0.42217 | 0.22858 | 0.6 | 11.08
2021-09-11 17:00 | 0.13557 | 0.33089 | 0.65 | 67.785
2021-09-11 18:00 | 0 | 0.30378 | 0.66 | 89.625
2021-09-11 19:00 | 0 | 0.51887 | 0.7 | 62.9
2021-09-11 20:00 | 0 | 0.64401 | 0.65 | 45.43
2021-09-11 21:00 | 0 | 0.68699 | 0.67 | 49.15
2021-09-11 22:00 | 0 | 0.80788 | 0.67 | 48.57
2021-09-11 23:00 | 0 | 0.76187 | 0.68 | 37.47
2021-09-12 | 0 | 0.70815 | 0.67 | 29.75
2021-09-12 01:00 | 0 | 0.68117 | 0.68 | 26.46
2021-09-12 02:00 | 0 | 0.67367 | 0.68 | 17.175
2021-09-12 03:00 | 0 | 0.74239 | 0.68 | 3.645
2021-09-12 04:00 | 0 | 0.70451 | 0.69 | 14.965
2021-09-12 05:00 | 0 | 0.59293 | 0.69 | 22.515
2021-09-12 06:00 | 0.019847 | 0.63547 | 0.68 | 18.58
2021-09-12 07:00 | 0.3677 | 0.58729 | 0.61 | 2.445
2021-09-12 08:00 | 0.88297 | 0.53579 | 0.6 | -17.805
2021-09-12 09:00 | 0.8055 | 0.37933 | 0.59 | -33.12
2021-09-12 10:00 | 0.73888 | 0.35291 | 0.61 | -40.33
2021-09-12 11:00 | 0.57516 | 0.24565 | 0.62 | -54.42
2021-09-12 12:00 | 0.66148 | 0.29446 | 0.62 | -42.275
2021-09-12 13:00 | 0.56563 | 0.20789 | 0.59 | -32.16
2021-09-12 14:00 | 0.72138 | 0.12297 | 0.57 | -17.86
2021-09-12 15:00 | 0.56358 | 0.099692 | 0.59 | 24.875
2021-09-12 16:00 | 0.53441 | 0.10059 | 0.64 | 34.84
2021-09-12 17:00 | 0.23057 | 0.21638 | 0.66 | 66.21
2021-09-12 18:00 | 0.00042574 | 0.33359 | 0.66 | 135.8
2021-09-12 19:00 | 0 | 0.43122 | 0.66 | 141.94
2021-09-12 20:00 | 0 | 0.50143 | 0.7 | 61.385
2021-09-12 21:00 | 0 | 0.52321 | 0.68 | 61.31
2021-09-12 22:00 | 0 | 0.59324 | 0.69 | 59.32
2021-09-12 23:00 | 0 | 0.57953 | 0.7 | 42.87
2021-09-13 | 0 | 0.45581 | 0.69 | 39.855
2021-09-13 01:00 | 0 | 0.36821 | 0.7 | 45.655
2021-09-13 02:00 | 0 | 0.34525 | 0.7 | 45.02
2021-09-13 03:00 | 0 | 0.33418 | 0.7 | 45.745
2021-09-13 04:00 | 0 | 0.33802 | 0.7 | 44.145
2021-09-13 05:00 | 0 | 0.40876 | 0.7 | 57.485
2021-09-13 06:00 | 0.026217 | 0.49822 | 0.68 | 49.07
2021-09-13 07:00 | 0.40817 | 0.43139 | 0.64 | 77.95
2021-09-13 08:00 | 0.9063 | 0.24984 | 0.63 | -0.94
2021-09-13 09:00 | 0.92758 | 0.14978 | 0.55 | -9.65
2021-09-13 10:00 | 0.89891 | 0.14628 | 0.52 | 4.435
2021-09-13 11:00 | 0.87967 | 0.13763 | 0.53 | -21.285
2021-09-13 12:00 | 0.74783 | 0.20968 | 0.6 | 6.96
2021-09-13 13:00 | 0.68536 | 0.25896 | 0.58 | 66.64
2021-09-13 14:00 | 0.66969 | 0.25715 | 0.6 | 122.25
2021-09-13 15:00 | 0.60648 | 0.39378 | 0.61 | 141.915
2021-09-13 16:00 | 0.62267 | 0.47229 | 0.59 | 0.66
2021-09-13 17:00 | 0.25959 | 0.52513 | 0.63 | 79.095
2021-09-13 18:00 | 0.0003361 | 0.65801 | 0.63 | 200.21
2021-09-13 19:00 | 0 | 0.7734 | 0.6 | 125.74
2021-09-13 20:00 | 0 | 0.80942 | 0.66 | 81.48
2021-09-13 21:00 | 0 | 0.76846 | 0.66 | 48.095
2021-09-13 22:00 | 0 | 0.79159 | 0.67 | 67.59
2021-09-13 23:00 | 0 | 0.78118 | 0.7 | 63.14
2021-09-14 | 0 | 0.74643 | 0.69 | 57.12
2021-09-14 01:00 | 0 | 0.69593 | 0.68 | 59.845
2021-09-14 02:00 | 0 | 0.63723 | 0.69 | 51.7
2021-09-14 03:00 | 0 | 0.60755 | 0.69 | 48.445
2021-09-14 04:00 | 0 | 0.58872 | 0.69 | 55.81
2021-09-14 05:00 | 0 | 0.53485 | 0.68 | 64.76
2021-09-14 06:00 | 0.027513 | 0.49228 | 0.66 | 68.31
2021-09-14 07:00 | 0.38054 | 0.39568 | 0.6 | 29.485
2021-09-14 08:00 | 0.86807 | 0.30106 | 0.58 | -22.19
2021-09-14 09:00 | 0.80262 | 0.22993 | 0.54 | -33.085
2021-09-14 10:00 | 0.90346 | 0.1552 | 0.55 | -27.18
2021-09-14 11:00 | 0.92628 | 0.17684 | 0.56 | -37.725
2021-09-14 12:00 | 0.77814 | 0.17503 | 0.57 | -31.83
2021-09-14 13:00 | 0.76178 | 0.173 | 0.56 | -31.985
2021-09-14 14:00 | 0.79354 | 0.15896 | 0.53 | -23.53
2021-09-14 15:00 | 0.86442 | 0.2112 | 0.55 | 17.665
2021-09-14 16:00 | 0.65663 | 0.39592 | 0.58 | 19.08
2021-09-14 17:00 | 0.19784 | 0.53545 | 0.6 | 4.64
2021-09-14 18:00 | 0.00095903 | 0.5254 | 0.62 | 180.965
2021-09-14 19:00 | 0 | 0.42954 | 0.6 | 131.585
2021-09-14 20:00 | 0 | 0.36541 | 0.65 | 94.7
2021-09-14 21:00 | 0 | 0.36909 | 0.65 | 76.28
2021-09-14 22:00 | 0 | 0.58969 | 0.66 | 81.495
2021-09-14 23:00 | 0 | 0.76688 | 0.68 | 68.795
2021-09-15 | 0 | 0.75936 | 0.68 | 66.11
2021-09-15 01:00 | 0 | 0.68115 | 0.68 | 57.405
2021-09-15 02:00 | 0 | 0.60556 | 0.68 | 50.18
2021-09-15 03:00 | 0 | 0.6599 | 0.67 | 47.9
2021-09-15 04:00 | 0 | 0.70542 | 0.67 | 48.44
2021-09-15 05:00 | 0 | 0.67881 | 0.68 | 61.425
2021-09-15 06:00 | 0.019102 | 0.6459 | 0.66 | 74.81
2021-09-15 07:00 | 0.38194 | 0.49039 | 0.62 | 85.95
2021-09-15 08:00 | 0.6356 | 0.30489 | 0.59 | -6.045
2021-09-15 09:00 | 0.49303 | 0.20428 | 0.58 | -43.5
2021-09-15 10:00 | 0.63794 | 0.17612 | 0.57 | -35.735
2021-09-15 11:00 | 0.76773 | 0.14847 | 0.56 | -27.275
2021-09-15 12:00 | 0.71035 | 0.2075 | 0.54 | -20.155
2021-09-15 13:00 | 0.62629 | 0.23844 | 0.56 | 17.71
2021-09-15 14:00 | 0.64467 | 0.28811 | 0.6 | 29.66
2021-09-15 15:00 | 0.81478 | 0.34081 | 0.6 | 63.5
2021-09-15 16:00 | 0.82199 | 0.27139 | 0.62 | 55.51
2021-09-15 17:00 | 0.26659 | 0.4115 | 0.64 | 112.13
2021-09-15 18:00 | 0.00080392 | 0.42315 | 0.65 | 154.59
2021-09-15 19:00 | 0 | 0.44822 | 0.6 | 132.26
2021-09-15 20:00 | 0 | 0.48167 | 0.66 | 70.305
2021-09-15 21:00 | 0 | 0.50545 | 0.7 | 79.305
2021-09-15 22:00 | 0 | 0.49226 | 0.68 | 73.575
2021-09-15 23:00 | 0 | 0.52336 | 0.68 | 61.07
2021-09-16 | 0 | 0.52508 | 0.69 | 61.66
2021-09-16 01:00 | 0 | 0.51913 | 0.71 | 66.16
2021-09-16 02:00 | 0 | 0.59794 | 0.71 | 63.625
2021-09-16 03:00 | 0 | 0.65364 | 0.71 | 63.285
2021-09-16 04:00 | 0 | 0.67932 | 0.71 | 64.03
2021-09-16 05:00 | 0 | 0.72912 | 0.7 | 75.72
2021-09-16 06:00 | 0.039645 | 0.76666 | 0.67 | 93.465
2021-09-16 07:00 | 0.4347 | 0.632 | 0.62 | 121.765
2021-09-16 08:00 | 0.9335 | 0.54355 | 0.62 | 81.27
2021-09-16 09:00 | 0.90146 | 0.41143 | 0.61 | -39.375
2021-09-16 10:00 | 0.97436 | 0.3773 | 0.6 | 42.02
2021-09-16 11:00 | 0.91934 | 0.34965 | 0.59 | -26.055
2021-09-16 12:00 | 0.81754 | 0.33101 | 0.6 | 31.025
2021-09-16 13:00 | 0.834 | 0.32953 | 0.61 | 23.115
2021-09-16 14:00 | 0.83861 | 0.35746 | 0.58 | 43.225
2021-09-16 15:00 | 0.83682 | 0.52648 | 0.61 | 132.295
2021-09-16 16:00 | 0.73644 | 0.61718 | 0.62 | -46.92
2021-09-16 17:00 | 0.27061 | 0.65407 | 0.64 | 173.615
2021-09-16 18:00 | 0.0010757 | 0.69453 | 0.65 | 179.92
2021-09-16 19:00 | 0 | 0.78015 | 0.65 | 113.315
2021-09-16 20:00 | 0 | 0.83478 | 0.65 | 127.225
2021-09-16 21:00 | 0 | 0.8087 | 0.65 | 64.61
2021-09-16 22:00 | 0 | 0.80151 | 0.7 | 63.135
2021-09-16 23:00 | 0 | 0.76043 | 0.67 | 60.18
2021-09-17 | 0 | 0.71725 | 0.67 | 61.555
2021-09-17 01:00 | 0 | 0.67145 | 0.67 | 62.6
2021-09-17 02:00 | 0 | 0.63523 | 0.7 | 60.04
2021-09-17 03:00 | 0 | 0.64444 | 0.68 | 54.62
2021-09-17 04:00 | 0 | 0.65437 | 0.68 | 59.875
2021-09-17 05:00 | 0 | 0.64174 | 0.68 | 73.205
2021-09-17 06:00 | 0.042551 | 0.61256 | 0.7 | 73.02
2021-09-17 07:00 | 0.43867 | 0.43958 | 0.6 | 46.725
2021-09-17 08:00 | 0.93236 | 0.24075 | 0.58 | -14.515
2021-09-17 09:00 | 0.85111 | 0.1388 | 0.56 | -11.29
2021-09-17 10:00 | 0.89915 | 0.11134 | 0.59 | 93.905
2021-09-17 11:00 | 0.88112 | 0.094619 | 0.61 | 33.94
2021-09-17 12:00 | 0.87299 | 0.13086 | 0.6 | 39.83
2021-09-17 13:00 | 0.77117 | 0.22466 | 0.61 | -14.345
2021-09-17 14:00 | 0.67221 | 0.34621 | 0.59 | -43.21
2021-09-17 15:00 | 0.44639 | 0.43512 | 0.58 | 98.33
2021-09-17 16:00 | 0.23664 | 0.44515 | 0.61 | 35.005
2021-09-17 17:00 | 0.13916 | 0.58747 | 0.64 | 23.955
2021-09-17 18:00 | 0.00028783 | 0.62246 | 0.65 | 197.61
2021-09-17 19:00 | 0 | 0.53018 | 0.6 | 147.92
2021-09-17 20:00 | 0 | 0.42503 | 0.64 | 82.39
2021-09-17 21:00 | 0 | 0.41111 | 0.66 | 58.99
2021-09-17 22:00 | 0 | 0.37074 | 0.7 | 67.025
2021-09-17 23:00 | 0 | 0.29697 | 0.66 | 57.78
2021-09-18 | 0 | 0.20484 | 0.66 | 57.17
2021-09-18 01:00 | 0 | 0.34528 | 0.67 | 57.205
2021-09-18 02:00 | 0 | 0.58604 | 0.68 | 57.195
2021-09-18 03:00 | 0 | 0.6645 | 0.68 | 47.585
2021-09-18 04:00 | 0 | 0.77758 | 0.67 | 48.375
2021-09-18 05:00 | 0 | 0.80589 | 0.68 | 52.685
2021-09-18 06:00 | 0.02368 | 0.76518 | 0.66 | 40.455
2021-09-18 07:00 | 0.3277 | 0.59785 | 0.61 | 111.705
2021-09-18 08:00 | 0.62654 | 0.54271 | 0.64 | 14.875
2021-09-18 09:00 | 0.5916 | 0.32836 | 0.6 | 0.475
2021-09-18 10:00 | 0.61812 | 0.19008 | 0.58 | 41.635
2021-09-18 11:00 | 0.74901 | 0.19842 | 0.58 | -8.975
2021-09-18 12:00 | 0.7242 | 0.23621 | 0.58 | -22.75
2021-09-18 13:00 | 0.66869 | 0.24346 | 0.57 | -1.34
2021-09-18 14:00 | 0.66831 | 0.32068 | 0.58 | 68.005
2021-09-18 15:00 | 0.73158 | 0.43044 | 0.63 | -3.145
2021-09-18 16:00 | 0.50516 | 0.52086 | 0.62 | 67.42
2021-09-18 17:00 | 0.068586 | 0.64255 | 0.66 | 94.175
2021-09-18 18:00 | 0 | 0.59366 | 0.69 | 88.31
2021-09-18 19:00 | 0 | 0.48242 | 0.68 | 101.18
2021-09-18 20:00 | 0 | 0.54134 | 0.68 | 102.195
2021-09-18 21:00 | 0 | 0.50932 | 0.69 | 57.37
2021-09-18 22:00 | 0 | 0.52254 | 0.69 | 56.025
2021-09-18 23:00 | 0 | 0.50779 | 0.69 | 71.525
2021-09-19 | 0 | 0.41665 | 0.7 | 60.61
2021-09-19 01:00 | 0 | 0.22898 | 0.69 | 63.355
2021-09-19 02:00 | 0 | 0.13102 | 0.72 | 63.835
2021-09-19 03:00 | 0 | 0.070973 | 0.72 | 64.195
2021-09-19 04:00 | 0 | 0.12777 | 0.72 | 66.08
2021-09-19 05:00 | 0 | 0.33812 | 0.72 | 69.93
2021-09-19 06:00 | 0.038201 | 0.22778 | 0.69 | 84.84
2021-09-19 07:00 | 0.29126 | 0.078422 | 0.63 | 19.13
2021-09-19 08:00 | 0.55531 | 0.058119 | 0.62 | -35.29
2021-09-19 09:00 | 0.52532 | 0.016553 | 0.62 | -47.75
2021-09-19 10:00 | 0.42732 | 0.0082535 | 0.61 | -44.555
2021-09-19 11:00 | 0.67323 | 0.004668 | 0.6 | -48.84
2021-09-19 12:00 | 0.84139 | 0.0067985 | 0.61 | -53.625
2021-09-19 13:00 | 0.86169 | 0.006864 | 0.6 | -41.735
2021-09-19 14:00 | 0.84926 | 0.0019565 | 0.58 | -28.045
2021-09-19 15:00 | 0.93426 | 0.000816 | 0.6 | 31.98
2021-09-19 16:00 | 0.84873 | 0.000897 | 0.61 | 898.02
2021-09-19 17:00 | 0.25396 | 0.17439 | 0.6 | 65.165
2021-09-19 18:00 | 0.0011446 | 0.50998 | 0.65 | 165.74
2021-09-19 19:00 | 0 | 0.4857 | 0.66 | 130.11
2021-09-19 20:00 | 0 | 0.49629 | 0.67 | 178.885
2021-09-19 21:00 | 0 | 0.48807 | 0.7 | 99.805
2021-09-19 22:00 | 0 | 0.42586 | 0.69 | 67.455
2021-09-19 23:00 | 0 | 0.43003 | 0.7 | 63.19
2021-09-20 | 0 | 0.39862 | 0.69 | 61.86
2021-09-20 01:00 | 0 | 0.41539 | 0.69 | 58.52
2021-09-20 02:00 | 0 | 0.34902 | 0.68 | 47.905
2021-09-20 03:00 | 0 | 0.27108 | 0.68 | 41.435
2021-09-20 04:00 | 0 | 0.19876 | 0.69 | 43.09
2021-09-20 05:00 | 0 | 0.22346 | 0.69 | 61.095
2021-09-20 06:00 | 0.032508 | 0.22649 | 0.66 | 149.835
2021-09-20 07:00 | 0.24538 | 0.18297 | 0.64 | 31.885
2021-09-20 08:00 | 0.64849 | 0.074524 | 0.65 | 144.195
2021-09-20 09:00 | 0.66767 | 0.037843 | 0.65 | 97.445
2021-09-20 10:00 | 0.79633 | 0.04406 | 0.63 | -84.56
2021-09-20 11:00 | 0.87695 | 0.075595 | 0.62 | -13.91
2021-09-20 12:00 | 0.91192 | 0.12136 | 0.61 | -31.865
2021-09-20 13:00 | 0.9396 | 0.19213 | 0.62 | -137.39
2021-09-20 14:00 | 0.91692 | 0.23795 | 0.59 | 11.955
2021-09-20 15:00 | 0.93414 | 0.41363 | 0.59 | 50.27
2021-09-20 16:00 | 0.85272 | 0.50292 | 0.61 | 172.955
2021-09-20 17:00 | 0.26078 | 0.5131 | 0.62 | 189.695
2021-09-20 18:00 | 0.0011548 | 0.54877 | 0.63 | 134.845
2021-09-20 19:00 | 0 | 0.57873 | 0.65 | 220.47
2021-09-20 20:00 | 0 | 0.53659 | 0.65 | 93.2
2021-09-20 21:00 | 0 | 0.4231 | 0.67 | 72.85
2021-09-20 22:00 | 0 | 0.42681 | 0.68 | 67.19
2021-09-20 23:00 | 0 | 0.37254 | 0.69 | 63.13
2021-09-21 | 0 | 0.35991 | 0.69 | 55.945
2021-09-21 01:00 | 0 | 0.33521 | 0.7 | 64.3
2021-09-21 02:00 | 0 | 0.24175 | 0.69 | 61.715
2021-09-21 03:00 | 0 | 0.21753 | 0.7 | 57.09
2021-09-21 04:00 | 0 | 0.20186 | 0.69 | 57.145
2021-09-21 05:00 | 0 | 0.09545 | 0.67 | 49.72
2021-09-21 06:00 | 0.034956 | 0.050988 | 0.64 | 47.59
2021-09-21 07:00 | 0.20795 | 0.050859 | 0.6 | -2.89
2021-09-21 08:00 | 0.13293 | 0.05621 | 0.64 | -30.6
2021-09-21 09:00 | 0.36631 | 0.067275 | 0.65 | -64.06
2021-09-21 10:00 | 0.73331 | 0.04631 | 0.62 | -59.295
2021-09-21 11:00 | 0.91486 | 0.038411 | 0.64 | -65.745
2021-09-21 12:00 | 0.9219 | 0.013722 | 0.65 | -106.775
2021-09-21 13:00 | 0.88888 | 0.007932 | 0.64 | -64.055
2021-09-21 14:00 | 0.7613 | 0.011397 | 0.6 | -31.395
2021-09-21 15:00 | 0.90347 | 0.11663 | 0.59 | -16.515
2021-09-21 16:00 | 0.73543 | 0.4844 | 0.6 | -13.165
2021-09-21 17:00 | 0.19596 | 0.60266 | 0.6 | 86.38
2021-09-21 18:00 | 0.00096517 | 0.53281 | 0.63 | 231.23
2021-09-21 19:00 | 0 | 0.63937 | 0.64 | 78.33
2021-09-21 20:00 | 0 | 0.65198 | 0.67 | 100.73
2021-09-21 21:00 | 0 | 0.6115 | 0.66 | 72.975
2021-09-21 22:00 | 0 | 0.55973 | 0.7 | 72.26
2021-09-21 23:00 | 0 | 0.56909 | 0.7 | 70.035
2021-09-22 | 0 | 0.46962 | 0.66 | 63.725
2021-09-22 01:00 | 0 | 0.26362 | 0.66 | 61.81
2021-09-22 02:00 | 0 | 0.15624 | 0.66 | 51.47
2021-09-22 03:00 | 0 | 0.14411 | 0.67 | 47.79
2021-09-22 04:00 | 0 | 0.18235 | 0.66 | 46.23
2021-09-22 05:00 | 0 | 0.20034 | 0.66 | 55.835
2021-09-22 06:00 | 0.018832 | 0.13696 | 0.64 | 78.83
2021-09-22 07:00 | 0.10002 | 0.054154 | 0.59 | 71.85
2021-09-22 08:00 | 0.17091 | 0.034788 | 0.58 | -3.73
2021-09-22 09:00 | 0.38191 | 0.0085485 | 0.57 | 7.91
2021-09-22 10:00 | 0.25707 | 0.025499 | 0.55 | 30.215
2021-09-22 11:00 | 0.23447 | 0.039849 | 0.58 | 45.295
2021-09-22 12:00 | 0.32817 | 0.0068885 | 0.57 | 23.175
2021-09-22 13:00 | 0.51158 | 0.0062605 | 0.57 | 4.375
2021-09-22 14:00 | 0.37925 | 0.004613 | 0.57 | 7.75
2021-09-22 15:00 | 0.15991 | 0.020518 | 0.59 | 26.625
2021-09-22 16:00 | 0.092971 | 0.35743 | 0.62 | 118.215
2021-09-22 17:00 | 0.056496 | 0.27948 | 0.65 | -51.97
2021-09-22 18:00 | 0 | 0.14267 | 0.63 | 205.555
2021-09-22 19:00 | 0 | 0.1196 | 0.65 | 198.225
2021-09-22 20:00 | 0 | 0.049476 | 0.65 | 133.69
2021-09-22 21:00 | 0 | 0.043155 | 0.65 | 129.025
2021-09-22 22:00 | 0 | 0.089861 | 0.67 | 78.72
2021-09-22 23:00 | 0 | 0.047264 | 0.68 | 89.26
2021-09-23 | 0 | 0.009273 | 0.7 | 82.95
2021-09-23 01:00 | 0 | 0.005754 | 0.69 | 60.955
2021-09-23 02:00 | 0 | 0.0037015 | 0.7 | 54.6
2021-09-23 03:00 | 0 | 0.044265 | 0.7 | 56.465
2021-09-23 04:00 | 0 | 0.2255 | 0.7 | 57.21
2021-09-23 05:00 | 0 | 0.34782 | 0.7 | 81.57
2021-09-23 06:00 | 0.0091768 | 0.36308 | 0.67 | 78.41
2021-09-23 07:00 | 0.097568 | 0.40367 | 0.64 | 53.15
2021-09-23 08:00 | 0.19109 | 0.32379 | 0.63 | 26.825
2021-09-23 09:00 | 0.37362 | 0.16815 | 0.6 | -34.635
2021-09-23 10:00 | 0.53513 | 0.075922 | 0.58 | -27.615
2021-09-23 11:00 | 0.79542 | 0.041848 | 0.57 | -32.915
2021-09-23 12:00 | 0.78845 | 0.03825 | 0.56 | -29.75
2021-09-23 13:00 | 0.75555 | 0.12166 | 0.55 | -21.74
2021-09-23 14:00 | 0.84045 | 0.18045 | 0.56 | -6.98
2021-09-23 15:00 | 0.92143 | 0.11716 | 0.59 | 9.48
2021-09-23 16:00 | 0.63641 | 0.035755 | 0.62 | 14.54
2021-09-23 17:00 | 0.15624 | 0.022137 | 0.65 | 80.895
2021-09-23 18:00 | 0.00085997 | 0.039324 | 0.66 | 78.02
2021-09-23 19:00 | 0 | 0.11237 | 0.66 | 94.745
2021-09-23 20:00 | 0 | 0.19083 | 0.67 | 72.075
2021-09-23 21:00 | 0 | 0.2616 | 0.68 | 63.765
2021-09-23 22:00 | 0 | 0.32366 | 0.7 | 57.975
2021-09-23 23:00 | 0 | 0.29862 | 0.69 | 60.595
2021-09-24 | 0 | 0.22135 | 0.7 | 54.655
2021-09-24 01:00 | 0 | 0.15609 | 0.7 | 58.545
2021-09-24 02:00 | 0 | 0.10818 | 0.7 | 52.275
2021-09-24 03:00 | 0 | 0.080559 | 0.7 | 53.985
2021-09-24 04:00 | 0 | 0.048037 | 0.7 | 54.875
2021-09-24 05:00 | 0 | 0.022239 | 0.7 | 59.14
2021-09-24 06:00 | 0.023044 | 0.006242 | 0.67 | 49.115
2021-09-24 07:00 | 0.19339 | 0.0044735 | 0.62 | 28.445
2021-09-24 08:00 | 0.56613 | 0.004429 | 0.62 | 12.38
2021-09-24 09:00 | 0.89391 | 0.005739 | 0.57 | -21.895
2021-09-24 10:00 | 0.92978 | 0.0055195 | 0.54 | -11.44
2021-09-24 11:00 | 0.90457 | 0.02569 | 0.56 | -28.62
2021-09-24 12:00 | 0.91671 | 0.081249 | 0.56 | -33.4
2021-09-24 13:00 | 0.87309 | 0.10634 | 0.54 | -15.91
2021-09-24 14:00 | 0.79166 | 0.14124 | 0.53 | -1.83
2021-09-24 15:00 | 0.73665 | 0.16987 | 0.57 | -7.325
2021-09-24 16:00 | 0.53645 | 0.17872 | 0.61 | 8.555
2021-09-24 17:00 | 0.18073 | 0.38562 | 0.7 | 51.57
2021-09-24 18:00 | 0.0012836 | 0.61764 | 0.66 | 61.19
2021-09-24 19:00 | 0 | 0.73699 | 0.66 | 70.175
2021-09-24 20:00 | 0 | 0.82862 | 0.67 | 63.24
2021-09-24 21:00 | 0 | 0.83747 | 0.67 | 55.58
2021-09-24 22:00 | 0 | 0.8171 | 0.68 | 85.37
2021-09-24 23:00 | 0 | 0.73677 | 0.7 | 57.83
2021-09-25 | 0 | 0.50772 | 0.7 | 53.86
2021-09-25 01:00 | 0 | 0.30461 | 0.71 | 56.25
2021-09-25 02:00 | 0 | 0.20226 | 0.72 | 60.225
2021-09-25 03:00 | 0 | 0.24857 | 0.72 | 54.17
2021-09-25 04:00 | 0 | 0.32598 | 0.72 | 54.03
2021-09-25 05:00 | 0 | 0.70471 | 0.72 | 55
2021-09-25 06:00 | 0.056696 | 0.86432 | 0.69 | 43.665
2021-09-25 07:00 | 0.62259 | 0.80645 | 0.62 | 7.08
2021-09-25 08:00 | 0.9717 | 0.7082 | 0.59 | -21.44
2021-09-25 09:00 | 0.99194 | 0.48973 | 0.57 | 4.835
2021-09-25 10:00 | 0.99277 | 0.29204 | 0.59 | -84.395
2021-09-25 11:00 | 0.99067 | 0.12878 | 0.58 | -34.635
2021-09-25 12:00 | 0.97336 | 0.10932 | 0.58 | -82.095
2021-09-25 13:00 | 0.98954 | 0.058647 | 0.56 | -24.76
2021-09-25 14:00 | 0.99707 | 0.033563 | 0.58 | -16.225
2021-09-25 15:00 | 0.98195 | 0.036651 | 0.57 | 76.945
2021-09-25 16:00 | 0.90793 | 0.031193 | 0.6 | 107.48
2021-09-25 17:00 | 0.27454 | 0.098142 | 0.65 | 4.515
2021-09-25 18:00 | 0.0020303 | 0.25762 | 0.67 | 158.31
2021-09-25 19:00 | 0 | 0.34238 | 0.66 | 160.95
2021-09-25 20:00 | 0 | 0.20766 | 0.67 | 85.335
2021-09-25 21:00 | 0 | 0.14252 | 0.67 | 67.29
2021-09-25 22:00 | 0 | 0.27491 | 0.69 | 67.555
2021-09-25 23:00 | 0 | 0.31161 | 0.72 | 70.175
2021-09-26 | 0 | 0.27076 | 0.71 | 64.23
2021-09-26 01:00 | 0 | 0.31555 | 0.72 | 59.365
2021-09-26 02:00 | 0 | 0.31907 | 0.72 | 53.925
2021-09-26 03:00 | 0 | 0.19973 | 0.72 | 53.07
2021-09-26 04:00 | 0 | 0.17705 | 0.72 | 60.665
2021-09-26 05:00 | 0 | 0.17572 | 0.71 | 58.75
2021-09-26 06:00 | 0.057018 | 0.14578 | 0.67 | 37.475
2021-09-26 07:00 | 0.65499 | 0.085343 | 0.62 | -25.415
2021-09-26 08:00 | 0.97167 | 0.040656 | 0.59 | -35.85
2021-09-26 09:00 | 0.99054 | 0.036239 | 0.56 | 20.155
2021-09-26 10:00 | 0.99997 | 0.056001 | 0.58 | 47.07
2021-09-26 11:00 | 0.99433 | 0.05123 | 0.57 | -31.74
2021-09-26 12:00 | 0.99295 | 0.066615 | 0.57 | -27.3
2021-09-26 13:00 | 0.99153 | 0.040261 | 0.55 | 1.315
2021-09-26 14:00 | 0.9932 | 0.034695 | 0.57 | 26.11
2021-09-26 15:00 | 0.99478 | 0.054535 | 0.57 | 76.23
2021-09-26 16:00 | 0.9279 | 0.20167 | 0.6 | 89.46
2021-09-26 17:00 | 0.28182 | 0.31241 | 0.63 | 67.99
2021-09-26 18:00 | 0.0023302 | 0.45476 | 0.65 | 151.42
2021-09-26 19:00 | 0 | 0.51723 | 0.63 | 122.105
2021-09-26 20:00 | 0 | 0.47923 | 0.64 | 60.775
2021-09-26 21:00 | 0 | 0.39033 | 0.67 | 56.91
2021-09-26 22:00 | 0 | 0.31691 | 0.7 | 52.175
2021-09-26 23:00 | 0 | 0.23655 | 0.67 | 48.395
2021-09-27 | 0 | 0.20569 | 0.67 | 46.62
2021-09-27 01:00 | 0 | 0.23942 | 0.66 | 47.22
2021-09-27 02:00 | 0 | 0.30032 | 0.66 | 37.69
2021-09-27 03:00 | 0 | 0.35604 | 0.66 | 34.345
2021-09-27 04:00 | 0 | 0.43751 | 0.66 | 36.575
2021-09-27 05:00 | 0 | 0.50354 | 0.66 | 49.41
2021-09-27 06:00 | 0.055678 | 0.59317 | 0.66 | 46.92
2021-09-27 07:00 | 0.6233 | 0.41017 | 0.62 | 86.665
2021-09-27 08:00 | 0.89718 | 0.25501 | 0.6 | -8.865
2021-09-27 09:00 | 0.96588 | 0.15512 | 0.55 | 6.34
2021-09-27 10:00 | 0.91612 | 0.13878 | 0.5 | 45.82
2021-09-27 11:00 | 0.89702 | 0.12825 | 0.58 | 65.89
2021-09-27 12:00 | 0.85957 | 0.12916 | 0.58 | 60.115
2021-09-27 13:00 | 0.86188 | 0.13976 | 0.6 | 105.18
2021-09-27 14:00 | 0.77485 | 0.18169 | 0.61 | 71.975
2021-09-27 15:00 | 0.6991 | 0.39601 | 0.6 | 70.195
2021-09-27 16:00 | 0.72777 | 0.5517 | 0.61 | 19.595
2021-09-27 17:00 | 0.26083 | 0.57066 | 0.62 | 128.275
2021-09-27 18:00 | 0.0022603 | 0.69658 | 0.63 | 177.115
2021-09-27 19:00 | 0 | 0.77226 | 0.63 | 117.065
2021-09-27 20:00 | 0 | 0.78388 | 0.64 | 60.745
2021-09-27 21:00 | 0 | 0.82206 | 0.65 | 55.62
2021-09-27 22:00 | 0 | 0.86216 | 0.65 | 51.99
2021-09-27 23:00 | 0 | 0.87491 | 0.67 | 52.175
2021-09-28 | 0 | 0.87545 | 0.7 | 51.43
2021-09-28 01:00 | 0 | 0.90531 | 0.7 | 55.835
2021-09-28 02:00 | 0 | 0.92478 | 0.66 | 52.21
2021-09-28 03:00 | 0 | 0.91764 | 0.7 | 49.515
2021-09-28 04:00 | 0 | 0.87925 | 0.66 | 43.92
2021-09-28 05:00 | 0 | 0.90244 | 0.66 | 52
2021-09-28 06:00 | 0.059825 | 0.82375 | 0.64 | 50.025
2021-09-28 07:00 | 0.61584 | 0.57504 | 0.62 | 97.33
2021-09-28 08:00 | 0.93786 | 0.30807 | 0.62 | 52.855
2021-09-28 09:00 | 0.96577 | 0.24227 | 0.6 | 60.81
2021-09-28 10:00 | 0.94656 | 0.16903 | 0.59 | 47.34
2021-09-28 11:00 | 0.78148 | 0.16609 | 0.61 | -27.84
2021-09-28 12:00 | 0.50268 | 0.17162 | 0.6 | 6.04
2021-09-28 13:00 | 0.49239 | 0.25384 | 0.58 | 70.2
2021-09-28 14:00 | 0.37625 | 0.34685 | 0.59 | 78.365
2021-09-28 15:00 | 0.48385 | 0.38287 | 0.6 | 59.97
2021-09-28 16:00 | 0.4013 | 0.38062 | 0.61 | 49.625
2021-09-28 17:00 | 0.19218 | 0.45746 | 0.64 | 59.885
2021-09-28 18:00 | 0.0015921 | 0.60154 | 0.64 | 95.56
2021-09-28 19:00 | 0 | 0.67372 | 0.66 | 123.695
2021-09-28 20:00 | 0 | 0.76771 | 0.68 | 132.385
2021-09-28 21:00 | 0 | 0.85895 | 0.68 | 60.84
2021-09-28 22:00 | 0 | 0.88228 | 0.68 | 68.735
2021-09-28 23:00 | 0 | 0.87669 | 0.67 | 61.445
2021-09-29 | 0 | 0.86235 | 0.67 | 66.35
2021-09-29 01:00 | 0 | 0.85808 | 0.67 | 54.305
2021-09-29 02:00 | 0 | 0.80633 | 0.67 | 47.595
2021-09-29 03:00 | 0 | 0.79807 | 0.67 | 42.245
2021-09-29 04:00 | 0 | 0.78178 | 0.67 | 42.835
2021-09-29 05:00 | 0 | 0.77369 | 0.67 | 54.37
2021-09-29 06:00 | 0.057671 | 0.76522 | 0.65 | 51.76
2021-09-29 07:00 | 0.64716 | 0.5632 | 0.63 | 53.905
2021-09-29 08:00 | 0.96134 | 0.37416 | 0.61 | 60.75
2021-09-29 09:00 | 0.92005 | 0.30529 | 0.62 | 95.97
2021-09-29 10:00 | 0.73318 | 0.26516 | 0.6 | 98.015
2021-09-29 11:00 | 0.74579 | 0.28136 | 0.58 | 75.27
2021-09-29 12:00 | 0.57714 | 0.23221 | 0.59 | 69.035
2021-09-29 13:00 | 0.4788 | 0.2224 | 0.59 | 147.645
2021-09-29 14:00 | 0.68673 | 0.25214 | 0.6 | 79.99
2021-09-29 15:00 | 0.70221 | 0.35823 | 0.62 | 79.385
2021-09-29 16:00 | 0.75595 | 0.39974 | 0.62 | 59.28
2021-09-29 17:00 | 0.26587 | 0.43687 | 0.65 | 60.82
2021-09-29 18:00 | 0.0023943 | 0.52698 | 0.7 | 78.055
2021-09-29 19:00 | 0 | 0.56976 | 0.66 | 77.97
2021-09-29 20:00 | 0 | 0.84779 | 0.66 | 59.07
2021-09-29 21:00 | 0 | 0.88826 | 0.67 | 55.135
2021-09-29 22:00 | 0 | 0.75555 | 0.67 | 59.62
2021-09-29 23:00 | 0 | 0.69315 | 0.68 | 63.255
2021-09-30 | 0 | 0.63519 | 0.68 | 66.085
2021-09-30 01:00 | 0 | 0.61922 | 0.68 | 55.305
2021-09-30 02:00 | 0 | 0.49395 | 0.68 | 52.345
2021-09-30 03:00 | 0 | 0.32763 | 0.68 | 52.415
2021-09-30 04:00 | 0 | 0.14106 | 0.68 | 50.57
2021-09-30 05:00 | 0 | 0.037312 | 0.69 | 62.165
2021-09-30 06:00 | 0.048199 | 0.002868 | 0.66 | 39.565
2021-09-30 07:00 | 0.57766 | 0.002542 | 0.62 | 38.945
2021-09-30 08:00 | 0.91807 | 0.0082095 | 0.6 | 849.305
2021-09-30 09:00 | 0.92718 | 0.0003535 | 0.61 | 25.135
2021-09-30 10:00 | 0.77641 | 0.0025175 | 0.61 | -46.215
2021-09-30 11:00 | 0.95202 | 0 | 0.62 | -38.795
2021-09-30 12:00 | 0.90672 | 0.0015665 | 0.59 | -16.765
2021-09-30 13:00 | 0.94592 | 0.004707 | 0.6 | 630.28
2021-09-30 14:00 | 0.97498 | 0.005537 | 0.59 | 42.27
2021-09-30 15:00 | 0.95524 | 0.014321 | 0.62 | 96.125
2021-09-30 16:00 | 0.84281 | 0.17237 | 0.62 | 231.08
2021-09-30 17:00 | 0.24887 | 0.42471 | 0.65 | 59.745
2021-09-30 18:00 | 0.0016846 | 0.39999 | 0.65 | 113.16
2021-09-30 19:00 | 0 | 0.46611 | 0.7 | 86.78
2021-09-30 20:00 | 0 | 0.45037 | 0.7 | 64.09
2021-09-30 21:00 | 0 | 0.51373 | 0.69 | 81.26
2021-09-30 22:00 | 0 | 0.48061 | 0.68 | 52.1
2021-09-30 23:00 | 0 | 0.4645 | 0.68 | 52.34
2021-10-01 | 0 | 0.35379 | 0.68 | 47.07
2021-10-01 01:00 | 0 | 0.21736 | 0.69 | 53.9183
2021-10-01 02:00 | 0 | 0.12057 | 0.7 | 54.4792
2021-10-01 03:00 | 0 | 0.021325 | 0.69 | 48.2633
2021-10-01 04:00 | 0 | 0.005389 | 0.71 | 52.215
2021-10-01 05:00 | 0 | 0.003637 | 0.7 | 52.6308
2021-10-01 06:00 | 0.058826 | 0 | 0.68 | 54.3333
2021-10-01 07:00 | 0.56998 | 0 | 0.67 | 66.3308
2021-10-01 08:00 | 0.63201 | 0.00511 | 0.64 | 126.9742
2021-10-01 09:00 | 0.73914 | 0.0041665 | 0.62 | 39.4692
2021-10-01 10:00 | 0.94928 | 0.001432 | 0.61 | 769.1533
2021-10-01 11:00 | 0.96926 | 0.023585 | 0.62 | 72.1817
2021-10-01 12:00 | 0.96907 | 0.079246 | 0.64 | -222.3658
2021-10-01 13:00 | 0.97496 | 0.16239 | 0.63 | -65.0358
2021-10-01 14:00 | 0.977 | 0.30014 | 0.6 | -26.1475
2021-10-01 15:00 | 0.9488 | 0.57637 | 0.58 | -10.0817
2021-10-01 16:00 | 0.85609 | 0.68715 | 0.59 | 25.9308
2021-10-01 17:00 | 0.26486 | 0.69687 | 0.65 | 91.785
2021-10-01 18:00 | 0.0020256 | 0.74044 | 0.66 | 219.4258
2021-10-01 19:00 | 0 | 0.7823 | 0.67 | 95.405
2021-10-01 20:00 | 0 | 0.8712 | 0.67 | 83.6125
2021-10-01 21:00 | 0 | 0.87285 | 0.68 | 72.3267
2021-10-01 22:00 | 0 | 0.84158 | 0.7 | 79.7742
2021-10-01 23:00 | 0 | 0.82278 | 0.71 | 70.7075
2021-10-02 | 0 | 0.77435 | 0.71 | 74.0733
2021-10-02 01:00 | 0 | 0.76381 | 0.72 | 69.4833
2021-10-02 02:00 | 0 | 0.764 | 0.72 | 68.5533
2021-10-02 03:00 | 0 | 0.76543 | 0.72 | 67.6867
2021-10-02 04:00 | 0 | 0.71264 | 0.73 | 69.865
2021-10-02 05:00 | 0 | 0.61931 | 0.72 | 72.7433
2021-10-02 06:00 | 0.061681 | 0.54443 | 0.7 | 26.7867
2021-10-02 07:00 | 0.64614 | 0.42394 | 0.67 | -43.9433
2021-10-02 08:00 | 0.8043 | 0.33051 | 0.67 | -72.33
2021-10-02 09:00 | 0.94534 | 0.25054 | 0.63 | -52.9458
2021-10-02 10:00 | 0.97057 | 0.1695 | 0.65 | -153.1858
2021-10-02 11:00 | 1 | 0.17285 | 0.65 | -73.7367
2021-10-02 12:00 | 1 | 0.28863 | 0.6 | -47.475
2021-10-02 13:00 | 1 | 0.56551 | 0.6 | -38.6117
2021-10-02 14:00 | 1 | 0.72759 | 0.57 | -34.5133
2021-10-02 15:00 | 0.99888 | 0.74785 | 0.52 | 0.3925
2021-10-02 16:00 | 0.92997 | 0.81087 | 0.57 | 15.3392
2021-10-02 17:00 | 0.28542 | 0.84647 | 0.64 | 59.3142
2021-10-02 18:00 | 0.0028145 | 0.86243 | 0.67 | 215.8025
2021-10-02 19:00 | 0 | 0.79795 | 0.67 | 145.1725
2021-10-02 20:00 | 0 | 0.85843 | 0.69 | 78.1842
2021-10-02 21:00 | 0 | 0.84928 | 0.69 | 72.385
2021-10-02 22:00 | 0 | 0.86928 | 0.71 | 91.7783
2021-10-02 23:00 | 0 | 0.84939 | 0.73 | 105.09
2021-10-03 | 0 | 0.83489 | 0.72 | 76.5883
2021-10-03 01:00 | 0 | 0.82597 | 0.73 | 71.2333
2021-10-03 02:00 | 0 | 0.78574 | 0.7 | 63.3983
2021-10-03 03:00 | 0 | 0.804 | 0.73 | 56.9708
2021-10-03 04:00 | 0 | 0.7792 | 0.73 | 53.7408
2021-10-03 05:00 | 0 | 0.76171 | 0.73 | 21.9717
2021-10-03 06:00 | 0.052043 | 0.70521 | 0.69 | -6.8508
2021-10-03 07:00 | 0.62606 | 0.55109 | 0.61 | -25.535
2021-10-03 08:00 | 0.91855 | 0.45656 | 0.58 | -30.315
2021-10-03 09:00 | 0.89609 | 0.29554 | 0.55 | -37.7375
2021-10-03 10:00 | 0.79059 | 0.26444 | 0.56 | -37.18
2021-10-03 11:00 | 0.76575 | 0.22537 | 0.55 | -31.4158
2021-10-03 12:00 | 0.76593 | 0.23691 | 0.53 | -27.0308
2021-10-03 13:00 | 0.80358 | 0.44295 | 0.54 | -1.9525
2021-10-03 14:00 | 0.85978 | 0.62996 | 0.53 | 44.5425
2021-10-03 15:00 | 0.86322 | 0.69694 | 0.5 | 26.5333
2021-10-03 16:00 | 0.86604 | 0.72308 | 0.59 | 64.8892
2021-10-03 17:00 | 0.2849 | 0.71923 | 0.65 | 77.9492
2021-10-03 18:00 | 0.0046855 | 0.67061 | 0.67 | 54.85
2021-10-03 19:00 | 0 | 0.52209 | 0.7 | 66.8875
2021-10-03 20:00 | 0 | 0.41509 | 0.68 | 60.1725
2021-10-03 21:00 | 0 | 0.36485 | 0.68 | 74.7567
2021-10-03 22:00 | 0 | 0.46703 | 0.7 | 53.2767
2021-10-03 23:00 | 0 | 0.38913 | 0.71 | 51.1233
2021-10-04 | 0 | 0.25655 | 0.71 | 46.0083
2021-10-04 01:00 | 0 | 0.27657 | 0.71 | 41.4767
2021-10-04 02:00 | 0 | 0.20582 | 0.7 | 38.8075
2021-10-04 03:00 | 0 | 0.229 | 0.69 | 42.0167
2021-10-04 04:00 | 0 | 0.24345 | 0.69 | 40.9008
2021-10-04 05:00 | 0 | 0.31975 | 0.69 | -34.6817
2021-10-04 06:00 | 0.037708 | 0.40942 | 0.67 | -36.7858
2021-10-04 07:00 | 0.12968 | 0.19281 | 0.63 | -41.5333
2021-10-04 08:00 | 0.50985 | 0.054601 | 0.61 | -53.4125
2021-10-04 09:00 | 0.72198 | 0.10302 | 0.61 | -72.1792
2021-10-04 10:00 | 0.75513 | 0.12754 | 0.62 | -58.5825
2021-10-04 11:00 | 0.91325 | 0.19261 | 0.6 | -38.6508
2021-10-04 12:00 | 0.97996 | 0.28636 | 0.59 | -35.6783
2021-10-04 13:00 | 1 | 0.33405 | 0.56 | -8.1567
2021-10-04 14:00 | 1 | 0.37831 | 0.53 | 36.145
2021-10-04 15:00 | 0.99863 | 0.34256 | 0.54 | 79.8617
2021-10-04 16:00 | 0.93896 | 0.31517 | 0.58 | 2690.8783
2021-10-04 17:00 | 0.28221 | 0.34332 | 0.61 | 68.1433
2021-10-04 18:00 | 0.0065604 | 0.46055 | 0.63 | 59.7642
2021-10-04 19:00 | 0 | 0.55404 | 0.64 | 56.2092
2021-10-04 20:00 | 0 | 0.52581 | 0.65 | 49.3033
2021-10-04 21:00 | 0 | 0.49583 | 0.66 | 59.1808
2021-10-04 22:00 | 0 | 0.48853 | 0.68 | 47.0942
2021-10-04 23:00 | 0 | 0.5071 | 0.68 | 47.9008
2021-10-05 | 0 | 0.51572 | 0.68 | 39.5517
2021-10-05 01:00 | 0 | 0.48605 | 0.68 | 33.0133
2021-10-05 02:00 | 0 | 0.41488 | 0.68 | 34.4167
2021-10-05 03:00 | 0 | 0.37359 | 0.69 | 42.3658
2021-10-05 04:00 | 0 | 0.34548 | 0.69 | 49.7767
2021-10-05 05:00 | 0 | 0.30387 | 0.69 | 39.1325
2021-10-05 06:00 | 0.066788 | 0.28395 | 0.66 | -33.6567
2021-10-05 07:00 | 0.67442 | 0.22751 | 0.61 | -44.3317
2021-10-05 08:00 | 0.98383 | 0.15093 | 0.62 | -39.7192
2021-10-05 09:00 | 0.99802 | 0.10667 | 0.6 | -39.5717
2021-10-05 10:00 | 0.98965 | 0.092927 | 0.57 | -38.2533
2021-10-05 11:00 | 0.96325 | 0.14172 | 0.56 | -38.0158
2021-10-05 12:00 | 0.92044 | 0.22259 | 0.56 | -37.1375
2021-10-05 13:00 | 0.93737 | 0.2797 | 0.56 | -18.8425
2021-10-05 14:00 | 0.98118 | 0.27133 | 0.56 | 5.4808
2021-10-05 15:00 | 0.96521 | 0.27835 | 0.56 | 16.9317
2021-10-05 16:00 | 0.93134 | 0.32668 | 0.58 | 68.9958
2021-10-05 17:00 | 0.28416 | 0.40955 | 0.63 | 123.1133
2021-10-05 18:00 | 0.0083824 | 0.52901 | 0.64 | 76.0417
2021-10-05 19:00 | 0 | 0.50512 | 0.65 | 66.1008
2021-10-05 20:00 | 0 | 0.53538 | 0.66 | 62.1217
2021-10-05 21:00 | 0 | 0.54144 | 0.68 | 66.0092
2021-10-05 22:00 | 0 | 0.5459 | 0.7 | 58.61
2021-10-05 23:00 | 0 | 0.55032 | 0.68 | 54.7083
2021-10-06 | 0 | 0.54754 | 0.68 | 51.6967
2021-10-06 01:00 | 0 | 0.50548 | 0.68 | 47.1692
2021-10-06 02:00 | 0 | 0.35198 | 0.67 | 41.93
2021-10-06 03:00 | 0 | 0.2984 | 0.67 | 47.7525
2021-10-06 04:00 | 0 | 0.23613 | 0.68 | 53.0283
2021-10-06 05:00 | 0 | 0.2233 | 0.68 | 41.5725
2021-10-06 06:00 | 0.098232 | 0.18578 | 0.65 | 9.2083
2021-10-06 07:00 | 0.6671 | 0.054306 | 0.6 | -5.0292
2021-10-06 08:00 | 0.89292 | 0.033749 | 0.56 | -18.1775
2021-10-06 09:00 | 0.90481 | 0.092257 | 0.57 | -32.8075
2021-10-06 10:00 | 0.84419 | 0.12564 | 0.6 | -38.125
2021-10-06 11:00 | 0.87422 | 0.12459 | 0.58 | -36.7433
2021-10-06 12:00 | 0.94444 | 0.13795 | 0.57 | -21.14
2021-10-06 13:00 | 0.92924 | 0.15967 | 0.56 | -4.0442
2021-10-06 14:00 | 0.9755 | 0.28875 | 0.56 | 12.2692
2021-10-06 15:00 | 0.94367 | 0.39549 | 0.56 | 35.55
2021-10-06 16:00 | 0.89124 | 0.42114 | 0.6 | 62.5092
2021-10-06 17:00 | 0.3083 | 0.4207 | 0.64 | 132.9525
2021-10-06 18:00 | 0.0067051 | 0.49907 | 0.65 | 71.435
2021-10-06 19:00 | 0 | 0.63377 | 0.66 | 67.0292
2021-10-06 20:00 | 0 | 0.70785 | 0.7 | 58.8808
2021-10-06 21:00 | 0 | 0.7258 | 0.67 | 63.4542
2021-10-06 22:00 | 0 | 0.64519 | 0.68 | 54.505
2021-10-06 23:00 | 0 | 0.55641 | 0.68 | 49.8942
2021-10-07 | 0 | 0.4768 | 0.68 | 43.815
2021-10-07 01:00 | 0 | 0.42955 | 0.68 | 35.5417
2021-10-07 02:00 | 0 | 0.35127 | 0.68 | 27.7242
2021-10-07 03:00 | 0 | 0.28689 | 0.68 | 42.4883
2021-10-07 04:00 | 0 | 0.2223 | 0.69 | 52.6342
2021-10-07 05:00 | 0 | 0.22618 | 0.69 | 44.3975
2021-10-07 06:00 | 0.11187 | 0.21138 | 0.66 | -6.66
2021-10-07 07:00 | 0.65872 | 0.17066 | 0.6 | -22.535
2021-10-07 08:00 | 0.97145 | 0.16855 | 0.57 | -34.9325
2021-10-07 09:00 | 0.93298 | 0.11252 | 0.56 | -38.845
2021-10-07 10:00 | 0.99203 | 0.069243 | 0.57 | -39.1758
2021-10-07 11:00 | 1 | 0.057799 | 0.57 | -33.2433
2021-10-07 12:00 | 0.9976 | 0.091375 | 0.56 | 2.47
2021-10-07 13:00 | 0.99361 | 0.19009 | 0.55 | 42.9975
2021-10-07 14:00 | 0.99952 | 0.31709 | 0.57 | 45.2017
2021-10-07 15:00 | 0.99111 | 0.3996 | 0.59 | 40.3417
2021-10-07 16:00 | 0.92774 | 0.45116 | 0.61 | 99.0192
2021-10-07 17:00 | 0.31997 | 0.5496 | 0.64 | 82.565
2021-10-07 18:00 | 0.0068949 | 0.56601 | 0.63 | 63.38
2021-10-07 19:00 | 0 | 0.628 | 0.63 | 73.1575
2021-10-07 20:00 | 0 | 0.63479 | 0.65 | 68.3283
2021-10-07 21:00 | 0 | 0.61147 | 0.7 | 79.85
2021-10-07 22:00 | 0 | 0.53119 | 0.69 | 79.875
2021-10-07 23:00 | 0 | 0.48409 | 0.7 | 74.7567
2021-10-08 | 0 | 0.34941 | 0.71 | 68.94
2021-10-08 01:00 | 0 | 0.31635 | 0.71 | 55.4033
2021-10-08 02:00 | 0 | 0.27387 | 0.72 | 51.2308
2021-10-08 03:00 | 0 | 0.17634 | 0.72 | 62.255
2021-10-08 04:00 | 0 | 0 | 0.72 | 85.1125
2021-10-08 05:00 | 0 | 0.0035985 | 0.7 | 49.5242
2021-10-08 06:00 | 0.13476 | 0.002128 | 0.66 | 9.3425
2021-10-08 07:00 | 0.62518 | 0.0018535 | 0.6 | -15.4933
2021-10-08 08:00 | 0.9346 | 0.0028475 | 0.59 | -38.2175
2021-10-08 09:00 | 0.95838 | 0.0077105 | 0.6 | -38.37
2021-10-08 10:00 | 0.96936 | 0.026545 | 0.57 | -37.9608
2021-10-08 11:00 | 0.97787 | 0.052538 | 0.58 | -35.9867
2021-10-08 12:00 | 0.97479 | 0.037819 | 0.57 | -34.5658
2021-10-08 13:00 | 0.96654 | 0.018324 | 0.56 | -9.1167
2021-10-08 14:00 | 0.97284 | 0.004717 | 0.55 | 24.2692
2021-10-08 15:00 | 0.94289 | 0.000716 | 0.56 | 41.2342
2021-10-08 16:00 | 0.83115 | 0.012243 | 0.6 | 73.5617
2021-10-08 17:00 | 0.30744 | 0.32219 | 0.65 | 244.5792
2021-10-08 18:00 | 0.0033903 | 0.48063 | 0.67 | 109.2517
2021-10-08 19:00 | 0 | 0.39696 | 0.66 | 75.2242
2021-10-08 20:00 | 0 | 0.38967 | 0.66 | 65.6858
2021-10-08 21:00 | 0 | 0.30973 | 0.66 | 68.515
2021-10-08 22:00 | 0 | 0.12308 | 0.65 | 68.7208
2021-10-08 23:00 | 0 | 0.058389 | 0.66 | 67.9933
2021-10-09 | 0 | 0.016778 | 0.67 | 55.73
2021-10-09 01:00 | 0 | 0.013384 | 0.67 | 48.61
2021-10-09 02:00 | 0 | 0.001023 | 0.7 | 40.7617
2021-10-09 03:00 | 0 | 0.0016375 | 0.68 | 41.3342
2021-10-09 04:00 | 0 | 0.0031605 | 0.67 | 42.8092
2021-10-09 05:00 | 0 | 0.024324 | 0.68 | 0.95167
2021-10-09 06:00 | 0.15458 | 0.065586 | 0.64 | -34.6458
2021-10-09 07:00 | 0.62713 | 0.090007 | 0.59 | -28.395
2021-10-09 08:00 | 0.91525 | 0.064542 | 0.57 | -41.0392
2021-10-09 09:00 | 0.91458 | 0.038462 | 0.58 | -54.0275
2021-10-09 10:00 | 0.96494 | 0.019273 | 0.6 | -73.3458
2021-10-09 11:00 | 0.98773 | 0.007974 | 0.61 | -61.6467
2021-10-09 12:00 | 0.98635 | 0.0068235 | 0.6 | -50.2875
2021-10-09 13:00 | 0.98741 | 0.026321 | 0.6 | -25.2567
2021-10-09 14:00 | 0.98505 | 0.10706 | 0.57 | 21.7825
2021-10-09 15:00 | 0.96211 | 0.34028 | 0.6 | 33.2692
2021-10-09 16:00 | 0.84598 | 0.59651 | 0.59 | 73.1292
2021-10-09 17:00 | 0.28728 | 0.63672 | 0.63 | 78.4292
2021-10-09 18:00 | 0.0034668 | 0.56802 | 0.65 | 58.7817
2021-10-09 19:00 | 0 | 0.6024 | 0.65 | 52.8942
2021-10-09 20:00 | 0 | 0.66918 | 0.65 | 52.1183
2021-10-09 21:00 | 0 | 0.69687 | 0.66 | 56.525
2021-10-09 22:00 | 0 | 0.68829 | 0.67 | 46.7575
2021-10-09 23:00 | 0 | 0.61915 | 0.67 | 42.7992
2021-10-10 | 0 | 0.59574 | 0.67 | 36.18
2021-10-10 01:00 | 0 | 0.60962 | 0.67 | 30.4167
2021-10-10 02:00 | 0 | 0.52483 | 0.67 | 30.7408
2021-10-10 03:00 | 0 | 0.41169 | 0.67 | 28.7167
2021-10-10 04:00 | 0 | 0.325 | 0.67 | 31.9125
2021-10-10 05:00 | 0 | 0.33537 | 0.67 | 7.1092
2021-10-10 06:00 | 0.09608 | 0.37082 | 0.63 | -35.5383
2021-10-10 07:00 | 0.44396 | 0.30465 | 0.59 | -45.0358
2021-10-10 08:00 | 0.69388 | 0.26511 | 0.6 | -50.4
2021-10-10 09:00 | 0.60976 | 0.20701 | 0.6 | -53.385
2021-10-10 10:00 | 0.67421 | 0.16479 | 0.59 | -45.0183
2021-10-10 11:00 | 0.84772 | 0.14992 | 0.58 | -40.7808
2021-10-10 12:00 | 0.83838 | 0.13797 | 0.57 | -34.6017
2021-10-10 13:00 | 0.86243 | 0.18865 | 0.55 | 13.4175
2021-10-10 14:00 | 0.87226 | 0.38932 | 0.53 | 46.7658
2021-10-10 15:00 | 0.74108 | 0.54532 | 0.54 | 49.165
2021-10-10 16:00 | 0.66247 | 0.63038 | 0.58 | 80.4617
2021-10-10 17:00 | 0.22058 | 0.71453 | 0.64 | 169.1225
2021-10-10 18:00 | 0.0039324 | 0.81218 | 0.65 | 65.5075
2021-10-10 19:00 | 0 | 0.90884 | 0.65 | 59.7717
2021-10-10 20:00 | 0 | 0.91887 | 0.65 | 52.2217
2021-10-10 21:00 | 0 | 0.90905 | 0.66 | 58.7708
2021-10-10 22:00 | 0 | 0.89081 | 0.67 | 48.7642
2021-10-10 23:00 | 0 | 0.90887 | 0.67 | 45.2217
2021-10-11 | 0 | 0.90097 | 0.67 | 45.0975
2021-10-11 01:00 | 0 | 0.86689 | 0.68 | 44.14
2021-10-11 02:00 | 0 | 0.85583 | 0.69 | 47.0325
2021-10-11 03:00 | 0 | 0.80967 | 0.69 | 56.3225
2021-10-11 04:00 | 0 | 0.78372 | 0.69 | 129.2775
2021-10-11 05:00 | 0 | 0.70254 | 0.7 | 91.8642
2021-10-11 06:00 | 0.030639 | 0.54416 | 0.66 | 14.0475
2021-10-11 07:00 | 0.094031 | 0.45349 | 0.6 | 12.095
2021-10-11 08:00 | 0.25128 | 0.37983 | 0.55 | -0.87667
2021-10-11 09:00 | 0.54183 | 0.31905 | 0.55 | -0.97333
2021-10-11 10:00 | 0.87909 | 0.29186 | 0.53 | 0.98667
2021-10-11 11:00 | 0.91161 | 0.26667 | 0.52 | 34.3033
2021-10-11 12:00 | 0.76768 | 0.20869 | 0.53 | 45.1083
2021-10-11 13:00 | 0.60703 | 0.15145 | 0.6 | 169.7867
2021-10-11 14:00 | 0.66274 | 0.28511 | 0.6 | 62.245
2021-10-11 15:00 | 0.7733 | 0.66832 | 0.6 | 75.9892
2021-10-11 16:00 | 0.73192 | 0.80796 | 0.62 | 85.4792
2021-10-11 17:00 | 0.31637 | 0.85377 | 0.61 | 77.4558
2021-10-11 18:00 | 0.0088567 | 0.87715 | 0.62 | 71.17
2021-10-11 19:00 | 0 | 0.87877 | 0.6 | 98.9342
2021-10-11 20:00 | 0 | 0.85849 | 0.65 | 62.8717
2021-10-11 21:00 | 0 | 0.89787 | 0.67 | 155.825
2021-10-11 22:00 | 0 | 0.87324 | 0.7 | 55.2575
2021-10-11 23:00 | 0 | 0.89857 | 0.7 | 104.9833
2021-10-12 | 0 | 0.88862 | 0.72 | 86.3233
2021-10-12 01:00 | 0 | 0.9044 | 0.72 | 58.405
2021-10-12 02:00 | 0 | 0.91352 | 0.71 | 60.5167
2021-10-12 03:00 | 0 | 0.89114 | 0.7 | 71.1708
2021-10-12 04:00 | 0 | 0.86423 | 0.7 | 121.76
2021-10-12 05:00 | 0 | 0.85717 | 0.71 | 93.3017
2021-10-12 06:00 | 0.13274 | 0.7394 | 0.68 | 78.5542
2021-10-12 07:00 | 0.61906 | 0.54846 | 0.64 | 33.7358
2021-10-12 08:00 | 0.92626 | 0.44259 | 0.61 | 60.2175
2021-10-12 09:00 | 0.96428 | 0.31893 | 0.59 | 50.84
2021-10-12 10:00 | 0.97889 | 0.28419 | 0.6 | 35.0808
2021-10-12 11:00 | 0.98794 | 0.23283 | 0.57 | 27.3883
2021-10-12 12:00 | 0.94708 | 0.22071 | 0.58 | 66.16
2021-10-12 13:00 | 0.86109 | 0.18946 | 0.6 | 72.7783
2021-10-12 14:00 | 0.85648 | 0.37725 | 0.61 | 94.77
2021-10-12 15:00 | 0.71314 | 0.63009 | 0.61 | 53.5092
2021-10-12 16:00 | 0.59447 | 0.71985 | 0.62 | 65.3667
2021-10-12 17:00 | 0.16753 | 0.84742 | 0.63 | 150.1725
2021-10-12 18:00 | 0.0033538 | 0.82293 | 0.65 | 105.5092
2021-10-12 19:00 | 0 | 0.82613 | 0.65 | 71.2208
2021-10-12 20:00 | 0 | 0.88583 | 0.66 | 54.0167
2021-10-12 21:00 | 0 | 0.88617 | 0.67 | 75.34
2021-10-12 22:00 | 0 | 0.92762 | 0.68 | 59.7075
2021-10-12 23:00 | 0 | 0.92291 | 0.7 | 81.3908
2021-10-13 | 0 | 0.90171 | 0.71 | 44.8233
2021-10-13 01:00 | 0 | 0.86336 | 0.69 | 36.9367
2021-10-13 02:00 | 0 | 0.83902 | 0.69 | 40.2475
2021-10-13 03:00 | 0 | 0.80247 | 0.7 | 45.0458
2021-10-13 04:00 | 0 | 0.76424 | 0.7 | 59.6192
2021-10-13 05:00 | 0 | 0.77806 | 0.69 | 42.8975
2021-10-13 06:00 | 0.18549 | 0.70341 | 0.65 | 11.8358
2021-10-13 07:00 | 0.66857 | 0.51425 | 0.59 | 8.0117
2021-10-13 08:00 | 0.96743 | 0.33615 | 0.55 | 5.7308
2021-10-13 09:00 | 0.97189 | 0.22115 | 0.52 | 8.0417
2021-10-13 10:00 | 0.85531 | 0.19247 | 0.52 | 14.7617
2021-10-13 11:00 | 0.87064 | 0.19941 | 0.53 | 24.0292
2021-10-13 12:00 | 0.7383 | 0.18403 | 0.55 | 29.9408
2021-10-13 13:00 | 0.70169 | 0.19293 | 0.56 | 22.085
2021-10-13 14:00 | 0.7916 | 0.21578 | 0.56 | 43.5133
2021-10-13 15:00 | 0.62009 | 0.37946 | 0.56 | 49.2842
2021-10-13 16:00 | 0.45858 | 0.66852 | 0.59 | 114.5842
2021-10-13 17:00 | 0.25108 | 0.85625 | 0.62 | 75.5767
2021-10-13 18:00 | 0.0018075 | 0.89268 | 0.63 | 71.98
2021-10-13 19:00 | 0 | 0.88497 | 0.63 | 69.9092
2021-10-13 20:00 | 0 | 0.87069 | 0.65 | 57.8642
2021-10-13 21:00 | 0 | 0.80733 | 0.7 | 205.3342
2021-10-13 22:00 | 0 | 0.83644 | 0.68 | 58.6217
2021-10-13 23:00 | 0 | 0.77033 | 0.68 | 60.745
2021-10-14 | 0 | 0.67441 | 0.68 | 59.7825
2021-10-14 01:00 | 0 | 0.66405 | 0.68 | 48.1517
2021-10-14 02:00 | 0 | 0.63481 | 0.68 | 42.9958
2021-10-14 03:00 | 0 | 0.49574 | 0.68 | 53.0433
2021-10-14 04:00 | 0 | 0.48837 | 0.69 | 114.9125
2021-10-14 05:00 | 0 | 0.4572 | 0.7 | 117.2083
2021-10-14 06:00 | 0.21495 | 0.42849 | 0.66 | 73.2925
2021-10-14 07:00 | 0.71017 | 0.34061 | 0.6 | 41.1125
2021-10-14 08:00 | 0.99426 | 0.27944 | 0.59 | 47.56
2021-10-14 09:00 | 1 | 0.25456 | 0.56 | 50.0083
2021-10-14 10:00 | 0.96956 | 0.21134 | 0.54 | 36.3658
2021-10-14 11:00 | 0.93245 | 0.21275 | 0.54 | 36.6292
2021-10-14 12:00 | 0.97765 | 0.27859 | 0.54 | 26.3892
2021-10-14 13:00 | 0.96082 | 0.40694 | 0.54 | 59.4567
2021-10-14 14:00 | 0.96369 | 0.46465 | 0.55 | 51.7458
2021-10-14 15:00 | 0.83365 | 0.52557 | 0.55 | 88.665
2021-10-14 16:00 | 0.75749 | 0.62665 | 0.58 | 296.2867
2021-10-14 17:00 | 0.33927 | 0.7497 | 0.63 | 285.025
2021-10-14 18:00 | 0.013728 | 0.78393 | 0.62 | 131.3325
2021-10-14 19:00 | 0 | 0.70303 | 0.62 | 147.0425
2021-10-14 20:00 | 0 | 0.71586 | 0.64 | 91.6425
2021-10-14 21:00 | 0 | 0.73795 | 0.64 | 93.27
2021-10-14 22:00 | 0 | 0.75064 | 0.65 | 69.9867
2021-10-14 23:00 | 0 | 0.71139 | 0.67 | 110.7117
2021-10-15 | 0 | 0.70807 | 0.7 | 163.9592
2021-10-15 01:00 | 0 | 0.67845 | 0.7 | 96.345
2021-10-15 02:00 | 0 | 0.63656 | 0.7 | 87.73
2021-10-15 03:00 | 0 | 0.60232 | 0.7 | 151.9558
2021-10-15 04:00 | 0 | 0.54519 | 0.69 | 168.105
2021-10-15 05:00 | 0 | 0.54809 | 0.69 | 119.4583
2021-10-15 06:00 | 0.20763 | 0.46335 | 0.67 | 63.4958
2021-10-15 07:00 | 0.67661 | 0.23997 | 0.63 | 1296.9267
2021-10-15 08:00 | 0.95651 | 0.15701 | 0.6 | -3.4917
2021-10-15 09:00 | 0.99819 | 0.10806 | 0.6 | -40.6242
2021-10-15 10:00 | 0.9775 | 0.080437 | 0.59 | -75.8842
2021-10-15 11:00 | 0.96875 | 0.099613 | 0.64 | -58.1233
2021-10-15 12:00 | 0.93098 | 0.18868 | 0.62 | -39.205
2021-10-15 13:00 | 0.9657 | 0.30047 | 0.6 | -37.0767
2021-10-15 14:00 | 0.92021 | 0.35488 | 0.58 | -8.12
2021-10-15 15:00 | 0.91064 | 0.49613 | 0.55 | 30.8375
2021-10-15 16:00 | 0.87589 | 0.69228 | 0.57 | 107.6958
2021-10-15 17:00 | 0.39621 | 0.74091 | 0.63 | 149.2392
2021-10-15 18:00 | 0.013479 | 0.82662 | 0.65 | 111.3833
2021-10-15 19:00 | 0 | 0.8619 | 0.66 | 82.5575
2021-10-15 20:00 | 0 | 0.81732 | 0.66 | 72
2021-10-15 21:00 | 0 | 0.78345 | 0.7 | 74.3458
2021-10-15 22:00 | 0 | 0.76448 | 0.67 | 73.585
2021-10-15 23:00 | 0 | 0.74061 | 0.69 | 69.0167
2021-10-16 | 0 | 0.67283 | 0.69 | 65.2675
2021-10-16 01:00 | 0 | 0.62162 | 0.69 | 64.3117
2021-10-16 02:00 | 0 | 0.57745 | 0.69 | 65.5117
2021-10-16 03:00 | 0 | 0.54975 | 0.69 | 67.1292
2021-10-16 04:00 | 0 | 0.49126 | 0.69 | 58.995
2021-10-16 05:00 | 0 | 0.44064 | 0.69 | -26.0775
2021-10-16 06:00 | 0.20067 | 0.38225 | 0.7 | -46.3025
2021-10-16 07:00 | 0.65066 | 0.24265 | 0.64 | -76.4783
2021-10-16 08:00 | 0.88836 | 0.16246 | 0.66 | -234.2275
2021-10-16 09:00 | 0.80538 | 0.091717 | 0.66 | -1000
2021-10-16 10:00 | 0.87472 | 0.043279 | 0.66 | -999.0733
2021-10-16 11:00 | 0.93766 | 0.042994 | 0.65 | -931.7408
2021-10-16 12:00 | 0.94261 | 0.10644 | 0.6 | -427.8075
2021-10-16 13:00 | 1 | 0.19803 | 0.65 | -50.8625
2021-10-16 14:00 | 1 | 0.30217 | 0.59 | -4.8658
2021-10-16 15:00 | 0.99899 | 0.34296 | 0.53 | 38.6308
2021-10-16 16:00 | 0.93713 | 0.38908 | 0.55 | 92.8417
2021-10-16 17:00 | 0.40378 | 0.36468 | 0.61 | 190.0992
2021-10-16 18:00 | 0.021978 | 0.49648 | 0.65 | 109.5925
2021-10-16 19:00 | 0 | 0.67878 | 0.7 | 87.1825
2021-10-16 20:00 | 0 | 0.69879 | 0.67 | 80.3508
2021-10-16 21:00 | 0 | 0.73503 | 0.68 | 86.2417
2021-10-16 22:00 | 0 | 0.76353 | 0.7 | 81.0375
2021-10-16 23:00 | 0 | 0.77662 | 0.71 | 82.4392
2021-10-17 | 0 | 0.77051 | 0.7 | 81.6317
2021-10-17 01:00 | 0 | 0.77439 | 0.7 | 82.8225
2021-10-17 02:00 | 0 | 0.74368 | 0.72 | 74.6467
2021-10-17 03:00 | 0 | 0.64801 | 0.72 | 71.4142
2021-10-17 04:00 | 0 | 0.50611 | 0.72 | 72.8308
2021-10-17 05:00 | 0 | 0.35754 | 0.73 | 28.4092
2021-10-17 06:00 | 0.20464 | 0.24187 | 0.67 | 7.2567
2021-10-17 07:00 | 0.67784 | 0.12763 | 0.57 | -1.4167
2021-10-17 08:00 | 0.89686 | 0.077354 | 0.55 | -20.985
2021-10-17 09:00 | 0.91511 | 0.060564 | 0.54 | -29.3233
2021-10-17 10:00 | 0.99968 | 0.053054 | 0.53 | -29.3508
2021-10-17 11:00 | 0.97415 | 0.042424 | 0.53 | -32.3525
2021-10-17 12:00 | 0.99848 | 0.048053 | 0.53 | -33.8342
2021-10-17 13:00 | 0.99153 | 0.13991 | 0.54 | -2.75
2021-10-17 14:00 | 0.98685 | 0.3076 | 0.54 | 33.4783
2021-10-17 15:00 | 0.88947 | 0.41302 | 0.55 | 41.7258
2021-10-17 16:00 | 0.77282 | 0.53148 | 0.61 | 88.0933
2021-10-17 17:00 | 0.32681 | 0.6394 | 0.65 | 215.3558
2021-10-17 18:00 | 0.0032693 | 0.71755 | 0.6 | 125.04
2021-10-17 19:00 | 0 | 0.75683 | 0.65 | 115.8258
2021-10-17 20:00 | 0 | 0.82195 | 0.67 | 80.3275
2021-10-17 21:00 | 0 | 0.7547 | 0.67 | 102.2458
2021-10-17 22:00 | 0 | 0.66766 | 0.67 | 80.5633
2021-10-17 23:00 | 0 | 0.59618 | 0.68 | 76.2392
2021-10-18 | 0 | 0.53095 | 0.68 | 70.315
2021-10-18 01:00 | 0 | 0.35116 | 0.68 | 65.0542
2021-10-18 02:00 | 0 | 0.0086525 | 0.68 | 65.3608
2021-10-18 03:00 | 0 | 0 | 0.68 | 71.655
2021-10-18 04:00 | 0 | 0.0040075 | 0.7 | 102.8083
2021-10-18 05:00 | 0 | 0.016674 | 0.69 | 70.0867
2021-10-18 06:00 | 0.18354 | 0.034192 | 0.65 | 40.1958
2021-10-18 07:00 | 0.52078 | 0.023526 | 0.6 | 38.3708
2021-10-18 08:00 | 0.69246 | 0.006937 | 0.56 | 42.93
2021-10-18 09:00 | 0.74901 | 0.010416 | 0.55 | 47.2783
2021-10-18 10:00 | 0.88495 | 0.018978 | 0.56 | 39.865
2021-10-18 11:00 | 0.97439 | 0.066512 | 0.6 | 59.6175
2021-10-18 12:00 | 0.98563 | 0.1683 | 0.58 | 1315.6342
2021-10-18 13:00 | 0.98796 | 0.24435 | 0.6 | 81.0767
2021-10-18 14:00 | 0.99528 | 0.30673 | 0.58 | 116.0683
2021-10-18 15:00 | 0.92373 | 0.38223 | 0.58 | 52.6433
2021-10-18 16:00 | 0.82485 | 0.58206 | 0.57 | 96.3375
2021-10-18 17:00 | 0.33786 | 0.72407 | 0.6 | 143.795
2021-10-18 18:00 | 0.0080489 | 0.68964 | 0.6 | 83.3183
2021-10-18 19:00 | 0 | 0.67954 | 0.64 | 116.3167
2021-10-18 20:00 | 0 | 0.71039 | 0.67 | 77.4108
2021-10-18 21:00 | 0 | 0.61132 | 0.68 | 158.8033
2021-10-18 22:00 | 0 | 0.64217 | 0.69 | 77.0992
2021-10-18 23:00 | 0 | 0.74904 | 0.69 | 138.5975
2021-10-19 | 0 | 0.75991 | 0.7 | 181.025
2021-10-19 01:00 | 0 | 0.7533 | 0.71 | 97.6842
2021-10-19 02:00 | 0 | 0.78593 | 0.72 | 95.4575
2021-10-19 03:00 | 0 | 0.52726 | 0.72 | 196.0858
2021-10-19 04:00 | 0 | 0.43998 | 0.71 | 118.2733
2021-10-19 05:00 | 0 | 0.44245 | 0.69 | 83.93
2021-10-19 06:00 | 0.091121 | 0.36328 | 0.65 | 58.8225
2021-10-19 07:00 | 0.32367 | 0.14918 | 0.61 | 37.03
2021-10-19 08:00 | 0.60576 | 0.15146 | 0.57 | 13.0417
2021-10-19 09:00 | 0.7068 | 0.10709 | 0.53 | 12.1383
2021-10-19 10:00 | 0.83079 | 0.14246 | 0.51 | 26.1692
2021-10-19 11:00 | 0.81304 | 0.18742 | 0.51 | 39.065
2021-10-19 12:00 | 0.82738 | 0.24221 | 0.52 | 44.64
2021-10-19 13:00 | 0.75286 | 0.32687 | 0.54 | 73.1542
2021-10-19 14:00 | 0.84942 | 0.4034 | 0.59 | 86.7417
2021-10-19 15:00 | 0.84907 | 0.50079 | 0.61 | 70.7317
2021-10-19 16:00 | 0.65858 | 0.5523 | 0.6 | 90.6958
2021-10-19 17:00 | 0.22962 | 0.66436 | 0.65 | 286.295
2021-10-19 18:00 | 0.0088174 | 0.85105 | 0.66 | 91.2367
2021-10-19 19:00 | 0 | 0.89629 | 0.66 | 117.8317
2021-10-19 20:00 | 0 | 0.90189 | 0.7 | 92.1275
2021-10-19 21:00 | 0 | 0.89724 | 0.69 | 91.4325
2021-10-19 22:00 | 0 | 0.91116 | 0.69 | 79.2125
2021-10-19 23:00 | 0 | 0.88352 | 0.71 | 91.1092
2021-10-20 | 0 | 0.89416 | 0.7 | 90.7733
2021-10-20 01:00 | 0 | 0.8348 | 0.7 | 75.2267
2021-10-20 02:00 | 0 | 0.69983 | 0.71 | 169.485
2021-10-20 03:00 | 0 | 0.4052 | 0.7 | 187.9642
2021-10-20 04:00 | 0 | 0.16895 | 0.7 | 2670.7325
2021-10-20 05:00 | 0 | 0.090085 | 0.69 | 72.2983
2021-10-20 06:00 | 0.023938 | 0.1053 | 0.67 | 56.4567
2021-10-20 07:00 | 0.17627 | 0.19779 | 0.6 | 26.4492
2021-10-20 08:00 | 0.42877 | 0.29348 | 0.56 | 23.6583
2021-10-20 09:00 | 0.52912 | 0.18615 | 0.53 | 32.1833
2021-10-20 10:00 | 0.51081 | 0.12745 | 0.5 | 32.35
2021-10-20 11:00 | 0.41811 | 0.12892 | 0.54 | 38.5733
2021-10-20 12:00 | 0.43088 | 0.16495 | 0.54 | 38.9567
2021-10-20 13:00 | 0.3799 | 0.20583 | 0.55 | 76.4783
2021-10-20 14:00 | 0.34386 | 0.24677 | 0.58 | 70.6583
2021-10-20 15:00 | 0.23313 | 0.42707 | 0.57 | 61.0167
2021-10-20 16:00 | 0.2113 | 0.50733 | 0.6 | 74.9308
2021-10-20 17:00 | 0.057228 | 0.56145 | 0.62 | 218.3175
2021-10-20 18:00 | 0.0027808 | 0.6509 | 0.63 | 89.5275
2021-10-20 19:00 | 0 | 0.71329 | 0.64 | 77.2958
2021-10-20 20:00 | 0 | 0.81016 | 0.65 | 65.8642
2021-10-20 21:00 | 0 | 0.84792 | 0.66 | 72.0258
2021-10-20 22:00 | 0 | 0.89251 | 0.67 | 78.195
2021-10-20 23:00 | 0 | 0.74572 | 0.69 | 77.475
2021-10-21 | 0 | 0.46861 | 0.69 | 73.2192
2021-10-21 01:00 | 0 | 0.67506 | 0.69 | 62.3683
2021-10-21 02:00 | 0 | 0.79783 | 0.69 | 61.2708
2021-10-21 03:00 | 0 | 0.31226 | 0.69 | 66.7758
2021-10-21 04:00 | 0 | 0.2316 | 0.7 | 72.4567
2021-10-21 05:00 | 0 | 0.14708 | 0.68 | 60.5108
2021-10-21 06:00 | 0.052803 | 0.081592 | 0.66 | 53.6833
2021-10-21 07:00 | 0.46579 | 0.083213 | 0.61 | 54.2542
2021-10-21 08:00 | 0.62064 | 0.10507 | 0.58 | 55.9242
2021-10-21 09:00 | 0.76029 | 0.047144 | 0.57 | 60.8792
2021-10-21 10:00 | 0.83459 | 0.009195 | 0.56 | 68.7092
2021-10-21 11:00 | 0.91226 | 0.005372 | 0.56 | 70.7783
2021-10-21 12:00 | 0.90471 | 0.006711 | 0.6 | 69.8392
2021-10-21 13:00 | 0.84171 | 0.020106 | 0.58 | 71.5467
2021-10-21 14:00 | 0.81941 | 0.020106 | 0.58 | 67.6325
2021-10-21 15:00 | 0.62619 | 0.03171 | 0.58 | 152.2008
2021-10-21 16:00 | 0.57543 | 0.11002 | 0.61 | 110.6492
2021-10-21 17:00 | 0.24852 | 0.3263 | 0.64 | 124.4142
2021-10-21 18:00 | 0.0032086 | 0.50613 | 0.64 | 74.8042
2021-10-21 19:00 | 0 | 0.65261 | 0.64 | 67.105
2021-10-21 20:00 | 0 | 0.63761 | 0.65 | 59.3183
2021-10-21 21:00 | 0 | 0.52309 | 0.65 | 81.7375
2021-10-21 22:00 | 0 | 0.40289 | 0.66 | 79.3533
2021-10-21 23:00 | 0 | 0.37889 | 0.67 | 77.9475
2021-10-22 | 0 | 0.36728 | 0.67 | 77.8708
2021-10-22 01:00 | 0 | 0.35953 | 0.68 | 69.3383
2021-10-22 02:00 | 0 | 0.28926 | 0.68 | 77.8867
2021-10-22 03:00 | 0 | 0.21875 | 0.68 | 123.1917
2021-10-22 04:00 | 0 | 0.17663 | 0.68 | 117.8942
2021-10-22 05:00 | 0 | 0.085725 | 0.68 | 85.89
2021-10-22 06:00 | 0.072705 | 0.084548 | 0.66 | 61.875
2021-10-22 07:00 | 0.44427 | 0.076883 | 0.63 | 63.3292
2021-10-22 08:00 | 0.62187 | 0.045469 | 0.6 | 62.1117
2021-10-22 09:00 | 0.69214 | 0.017869 | 0.57 | 53.6625
2021-10-22 10:00 | 0.71248 | 0.010779 | 0.55 | 48.9933
2021-10-22 11:00 | 0.73761 | 0.023355 | 0.54 | 48.5
2021-10-22 12:00 | 0.81458 | 0.022446 | 0.54 | 48.5808
2021-10-22 13:00 | 0.78224 | 0.05193 | 0.5 | 60.1675
2021-10-22 14:00 | 0.74517 | 0.074381 | 0.55 | 71.4033
2021-10-22 15:00 | 0.63197 | 0.33652 | 0.56 | 79.48
2021-10-22 16:00 | 0.51091 | 0.67034 | 0.59 | 159.39
2021-10-22 17:00 | 0.13056 | 0.64896 | 0.64 | 282.8558
2021-10-22 18:00 | 0.0024527 | 0.71461 | 0.6 | 188.0983
2021-10-22 19:00 | 0 | 0.74885 | 0.64 | 164.8275
2021-10-22 20:00 | 0 | 0.81178 | 0.63 | 109.69
2021-10-22 21:00 | 0 | 0.81737 | 0.64 | 199.9658
2021-10-22 22:00 | 0 | 0.80106 | 0.65 | 86.8325
2021-10-22 23:00 | 0 | 0.72384 | 0.65 | 102.405
2021-10-23 | 0 | 0.61119 | 0.65 | 85.3092
2021-10-23 01:00 | 0 | 0.55752 | 0.66 | 69.6725
2021-10-23 02:00 | 0 | 0.35947 | 0.67 | 70.5292
2021-10-23 03:00 | 0 | 0.32085 | 0.67 | 71.9517
2021-10-23 04:00 | 0 | 0.35521 | 0.67 | 74.1383
2021-10-23 05:00 | 0 | 0.36603 | 0.67 | 65.9142
2021-10-23 06:00 | 0.03275 | 0.35351 | 0.65 | 64.995
2021-10-23 07:00 | 0.078504 | 0.36165 | 0.59 | 61.0292
2021-10-23 08:00 | 0.2232 | 0.33195 | 0.56 | 44.8133
2021-10-23 09:00 | 0.29801 | 0.2281 | 0.53 | 31.2692
2021-10-23 10:00 | 0.32447 | 0.17293 | 0.51 | 43.9375
2021-10-23 11:00 | 0.40416 | 0.17597 | 0.5 | 38.2717
2021-10-23 12:00 | 0.20367 | 0.16053 | 0.5 | 45.305
2021-10-23 13:00 | 0.18602 | 0.12726 | 0.51 | 63.9742
2021-10-23 14:00 | 0.28301 | 0.16754 | 0.52 | 112.8467
2021-10-23 15:00 | 0.17923 | 0.20908 | 0.56 | 148.67
2021-10-23 16:00 | 0.18087 | 0.094164 | 0.59 | 178.2917
2021-10-23 17:00 | 0.26972 | 0.15415 | 0.61 | 275.8742
2021-10-23 18:00 | 0.018105 | 0.53392 | 0.62 | 185.4633
2021-10-23 19:00 | 0 | 0.43863 | 0.63 | 120.9375
2021-10-23 20:00 | 0 | 0.25278 | 0.65 | 89.2942
2021-10-23 21:00 | 0 | 0.021648 | 0.66 | 121.0467
2021-10-23 22:00 | 0 | 0.078929 | 0.66 | 82.8875
2021-10-23 23:00 | 0 | 0.25551 | 0.68 | 113.4425
2021-10-24 | 0 | 0.14898 | 0.68 | 77.1608
2021-10-24 01:00 | 0 | 0.0005 | 0.68 | 74.0008
2021-10-24 02:00 | 0 | 0.0063065 | 0.66 | 72.9683
2021-10-24 03:00 | 0 | 0.0009215 | 0.66 | 70.3458
2021-10-24 04:00 | 0 | 0.0014585 | 0.66 | 69.7033
2021-10-24 05:00 | 0 | 0.003716 | 0.67 | 43.94
2021-10-24 06:00 | 0.092781 | 0.002401 | 0.64 | 40.1858
2021-10-24 07:00 | 0.10627 | 0.0051915 | 0.6 | 10.2483
2021-10-24 08:00 | 0.28942 | 0.0018325 | 0.55 | 10.8858
2021-10-24 09:00 | 0.30261 | 0.0074435 | 0.51 | 17.0758
2021-10-24 10:00 | 0.26207 | 0.0063065 | 0.5 | -10.5458
2021-10-24 11:00 | 0.43107 | 0.026593 | 0.5 | 8.5708
2021-10-24 12:00 | 0.29277 | 0.018593 | 0.5 | 25.085
2021-10-24 13:00 | 0.41685 | 0.005993 | 0.51 | 36.8575
2021-10-24 14:00 | 0.34304 | 0.000978 | 0.53 | 57.9408
2021-10-24 15:00 | 0.4228 | 0.0069645 | 0.55 | 50.9
2021-10-24 16:00 | 0.27995 | 0.065734 | 0.57 | 95.4675
2021-10-24 17:00 | 0.15659 | 0.10773 | 0.61 | 221.545
2021-10-24 18:00 | 0.005308 | 0.49296 | 0.62 | 131.4783
2021-10-24 19:00 | 0 | 0.40412 | 0.63 | 165.4242
2021-10-24 20:00 | 0 | 0.30393 | 0.63 | 89.6242
2021-10-24 21:00 | 0 | 0.097676 | 0.64 | 95.2992
2021-10-24 22:00 | 0 | 0.039112 | 0.65 | 89.1208
2021-10-24 23:00 | 0 | 0.040691 | 0.7 | 72.3992
2021-10-25 | 0 | 0.081567 | 0.66 | 68.5517
2021-10-25 01:00 | 0 | 0.072391 | 0.7 | 68.8742
2021-10-25 02:00 | 0 | 0.02918 | 0.67 | 68.81
2021-10-25 03:00 | 0 | 0.015207 | 0.67 | 72.3608
2021-10-25 04:00 | 0 | 0.032759 | 0.67 | 82.5742
2021-10-25 05:00 | 0 | 0.052245 | 0.67 | 69.8633
2021-10-25 06:00 | 0.054678 | 0.086549 | 0.7 | 64.0142
2021-10-25 07:00 | 0.27743 | 0.049526 | 0.6 | 39.475
2021-10-25 08:00 | 0.33637 | 0.064489 | 0.57 | 49.4342
2021-10-25 09:00 | 0.60175 | 0.06121 | 0.55 | 54.92
2021-10-25 10:00 | 0.95464 | 0.038258 | 0.54 | 72.5275
2021-10-25 11:00 | 0.878 | 0.023867 | 0.54 | 99.1867
2021-10-25 12:00 | 0.86392 | 0.01612 | 0.55 | 108.7417
2021-10-25 13:00 | 0.80887 | 0.062679 | 0.58 | 101.8467
2021-10-25 14:00 | 0.47278 | 0.13897 | 0.59 | 108.7733
2021-10-25 15:00 | 0.47051 | 0.19517 | 0.6 | 152.665
2021-10-25 16:00 | 0.36262 | 0.20482 | 0.61 | 263.0167
2021-10-25 17:00 | 0.18627 | 0.028593 | 0.63 | 256.1225
2021-10-25 18:00 | 0.0052593 | 0.21005 | 0.62 | 176.7283
2021-10-25 19:00 | 0 | 0.28915 | 0.63 | 97.3408
2021-10-25 20:00 | 0 | 0.15637 | 0.64 | 69.4783
2021-10-25 21:00 | 0 | 0.24132 | 0.65 | 73.5083
2021-10-25 22:00 | 0 | 0.45606 | 0.65 | 69.66
2021-10-25 23:00 | 0 | 0.29023 | 0.67 | 82.8083
2021-10-26 | 0 | 0.16365 | 0.7 | 81.5425
2021-10-26 01:00 | 0 | 0.091281 | 0.68 | 74.435
2021-10-26 02:00 | 0 | 0.087646 | 0.68 | 71.2167
2021-10-26 03:00 | 0 | 0.098029 | 0.68 | 85.5675
2021-10-26 04:00 | 0 | 0.16248 | 0.68 | 107.9108
2021-10-26 05:00 | 0 | 0.32671 | 0.67 | 91.0033
2021-10-26 06:00 | 0.032665 | 0.3894 | 0.65 | 55.4542
2021-10-26 07:00 | 0.13011 | 0.17896 | 0.6 | 56.0225
2021-10-26 08:00 | 0.3455 | 0.1633 | 0.61 | 52.9158
2021-10-26 09:00 | 0.49912 | 0.10257 | 0.57 | 53.9175
2021-10-26 10:00 | 0.38384 | 0.063487 | 0.56 | 48.4067
2021-10-26 11:00 | 0.36425 | 0.018677 | 0.54 | 57.9717
2021-10-26 12:00 | 0.37459 | 0.014474 | 0.55 | 57.6458
2021-10-26 13:00 | 0.45196 | 0.019485 | 0.55 | 52.01
2021-10-26 14:00 | 0.37242 | 0.005605 | 0.55 | 60.53
2021-10-26 15:00 | 0.13044 | 0.0055355 | 0.54 | 55.5167
2021-10-26 16:00 | 0.10896 | 0.37923 | 0.59 | 127.1283
2021-10-26 17:00 | 0.12974 | 0.14098 | 0.62 | 233.7433
2021-10-26 18:00 | 0.0045071 | 0.18458 | 0.62 | 125.7008
2021-10-26 19:00 | 0 | 0.39856 | 0.63 | 97.2883
2021-10-26 20:00 | 0 | 0.31196 | 0.6 | 73.6075
2021-10-26 21:00 | 0 | 0.30343 | 0.64 | 78.4683
2021-10-26 22:00 | 0 | 0.27225 | 0.6 | 65.9967
2021-10-26 23:00 | 0 | 0.24757 | 0.66 | 72.3958
2021-10-27 | 0 | 0.27654 | 0.65 | 68.3233
2021-10-27 01:00 | 0 | 0.29287 | 0.65 | 67.5033
2021-10-27 02:00 | 0 | 0.25862 | 0.65 | 68.4433
2021-10-27 03:00 | 0 | 0.16891 | 0.66 | 68.7225
2021-10-27 04:00 | 0 | 0.049736 | 0.66 | 75.7325
2021-10-27 05:00 | 0 | 0.088969 | 0.67 | 54.1575
2021-10-27 06:00 | 0.15371 | 0.1162 | 0.64 | 44.3342
2021-10-27 07:00 | 0.50961 | 0.09201 | 0.57 | 44.0192
2021-10-27 08:00 | 0.69869 | 0.066173 | 0.56 | 49.1875
2021-10-27 09:00 | 0.80234 | 0.048174 | 0.5 | 28.9858
2021-10-27 10:00 | 0.89859 | 0.058306 | 0.5 | 42.9658
2021-10-27 11:00 | 0.89301 | 0.064789 | 0.5 | 36.0492
2021-10-27 12:00 | 0.70965 | 0.076944 | 0.5 | 49.46
2021-10-27 13:00 | 0.71364 | 0.089006 | 0.54 | 57.4442
2021-10-27 14:00 | 0.20389 | 0.06513 | 0.56 | 67.585
2021-10-27 15:00 | 0.07966 | 0.043207 | 0.57 | 141.8467
2021-10-27 16:00 | 0.054685 | 0.049867 | 0.59 | 179.7467
2021-10-27 17:00 | 0.054147 | 0.05889 | 0.63 | 293.7383
2021-10-27 18:00 | 0.0095971 | 0.10319 | 0.64 | 235.6933
2021-10-27 19:00 | 0 | 0.19401 | 0.64 | 127.6033
2021-10-27 20:00 | 0 | 0.23548 | 0.66 | 79.04
2021-10-27 21:00 | 0 | 0.30132 | 0.66 | 76.2017
2021-10-27 22:00 | 0 | 0.28345 | 0.66 | 78.3392
2021-10-27 23:00 | 0 | 0.39789 | 0.7 | 90.24
2021-10-28 | 0 | 0.39945 | 0.68 | 70.9925
2021-10-28 01:00 | 0 | 0.37969 | 0.68 | 73.4125
2021-10-28 02:00 | 0 | 0.30256 | 0.68 | 74.19
2021-10-28 03:00 | 0 | 0.2151 | 0.67 | 75.6875
2021-10-28 04:00 | 0 | 0.1148 | 0.67 | 73.7292
2021-10-28 05:00 | 0.00026308 | 0.052094 | 0.67 | 68.7492
2021-10-28 06:00 | 0.15432 | 0.064199 | 0.63 | 53.9458
2021-10-28 07:00 | 0.40999 | 0.039124 | 0.58 | 58.7467
2021-10-28 08:00 | 0.93891 | 0.044689 | 0.55 | 59.9908
2021-10-28 09:00 | 0.9193 | 0.024808 | 0.5 | 51.6117
2021-10-28 10:00 | 0.99805 | 0.041582 | 0.51 | 57.5108
2021-10-28 11:00 | 1 | 0.034479 | 0.51 | 62.0767
2021-10-28 12:00 | 1 | 0.027965 | 0.51 | 72.715
2021-10-28 13:00 | 1 | 0.037158 | 0.5 | 107.8667
2021-10-28 14:00 | 0.99901 | 0.085716 | 0.53 | 136.9392
2021-10-28 15:00 | 1 | 0.17778 | 0.5 | 134.4792
2021-10-28 16:00 | 0.98021 | 0.22108 | 0.57 | 227.2658
2021-10-28 17:00 | 0.43942 | 0.2843 | 0.6 | 591.3242
2021-10-28 18:00 | 0.038272 | 0.41652 | 0.6 | 220.4133
2021-10-28 19:00 | 0 | 0.59856 | 0.63 | 98.0267
2021-10-28 20:00 | 0 | 0.64668 | 0.64 | 123.4867
2021-10-28 21:00 | 0 | 0.77498 | 0.7 | 127.7767
2021-10-28 22:00 | 0 | 0.67049 | 0.67 | 65.8683
2021-10-28 23:00 | 0 | 0.46081 | 0.69 | 71.165
2021-10-29 | 0 | 0.35802 | 0.7 | 62.2933
2021-10-29 01:00 | 0 | 0.30901 | 0.7 | 43.5517
2021-10-29 02:00 | 0 | 0.23075 | 0.68 | 43.0892
2021-10-29 03:00 | 0 | 0.15638 | 0.67 | 51.3333
2021-10-29 04:00 | 0 | 0.12043 | 0.67 | 60.3908
2021-10-29 05:00 | 0.0004155 | 0.077953 | 0.67 | 53.8825
2021-10-29 06:00 | 0.19947 | 0.12309 | 0.64 | 47.5892
2021-10-29 07:00 | 0.63403 | 0.15583 | 0.59 | 66.2667
2021-10-29 08:00 | 0.8502 | 0.14675 | 0.58 | 49.4633
2021-10-29 09:00 | 0.98099 | 0.19995 | 0.56 | 45.2067
2021-10-29 10:00 | 1 | 0.21431 | 0.55 | 52.7833
2021-10-29 11:00 | 1 | 0.19684 | 0.56 | 68.4433
2021-10-29 12:00 | 1 | 0.2119 | 0.56 | 72.4342
2021-10-29 13:00 | 1 | 0.25949 | 0.6 | 74.2117
2021-10-29 14:00 | 0.99831 | 0.52892 | 0.58 | 71.3908
2021-10-29 15:00 | 0.99075 | 0.86083 | 0.6 | 54.3392
2021-10-29 16:00 | 0.85566 | 0.8821 | 0.6 | 64.8958
2021-10-29 17:00 | 0.393 | 0.86563 | 0.6 | 90.985
2021-10-29 18:00 | 0.033648 | 0.85499 | 0.65 | 73.6892
2021-10-29 19:00 | 0 | 0.87075 | 0.66 | 71.97
2021-10-29 20:00 | 0 | 0.88432 | 0.67 | 69.0983
2021-10-29 21:00 | 0 | 0.9176 | 0.7 | 86.5983
2021-10-29 22:00 | 0 | 0.87531 | 0.68 | 76.4858
2021-10-29 23:00 | 0 | 0.73699 | 0.69 | 97.5883
2021-10-30 | 0 | 0.65193 | 0.7 | 98.42
2021-10-30 01:00 | 0 | 0.59997 | 0.72 | 66.7425
2021-10-30 02:00 | 0 | 0.66032 | 0.72 | 62.48
2021-10-30 03:00 | 0 | 0.65228 | 0.71 | 68.2342
2021-10-30 04:00 | 0 | 0.63775 | 0.72 | 67.8617
2021-10-30 05:00 | 0.00024005 | 0.57336 | 0.7 | 29.4017
2021-10-30 06:00 | 0.17013 | 0.54331 | 0.66 | 26.2458
2021-10-30 07:00 | 0.6223 | 0.48612 | 0.58 | 14.8683
2021-10-30 08:00 | 0.76385 | 0.37932 | 0.6 | 19.0792
2021-10-30 09:00 | 0.96762 | 0.27319 | 0.52 | 20.2833
2021-10-30 10:00 | 0.94751 | 0.21576 | 0.52 | 4.2033
2021-10-30 11:00 | 0.91748 | 0.13719 | 0.51 | 2.4317
2021-10-30 12:00 | 0.9186 | 0.10338 | 0.52 | 29.2192
2021-10-30 13:00 | 0.95498 | 0.12855 | 0.52 | 51.4325
2021-10-30 14:00 | 0.94464 | 0.26463 | 0.55 | 64.1808
2021-10-30 15:00 | 0.78181 | 0.43556 | 0.57 | 88.3992
2021-10-30 16:00 | 0.69682 | 0.52115 | 0.6 | 91.12
2021-10-30 17:00 | 0.23778 | 0.35894 | 0.63 | 153.1875
2021-10-30 18:00 | 0.015251 | 0.38987 | 0.65 | 104.4183
2021-10-30 19:00 | 0 | 0.80717 | 0.66 | 88.9867
2021-10-30 20:00 | 0 | 0.74098 | 0.66 | 81.0167
2021-10-30 21:00 | 0 | 0.64192 | 0.68 | 83.8292
2021-10-30 22:00 | 0 | 0.60442 | 0.69 | 82.0733
2021-10-30 23:00 | 0 | 0.55809 | 0.68 | 94.3508
2021-10-31 | 0 | 0.60009 | 0.67 | 71.1325
2021-10-31 01:00 | 0 | 0.48813 | 0.68 | 67.9742
2021-10-31 02:00 | 0 | 0.21165 | 0.7 | 68.1567
2021-10-31 03:00 | 0 | 0.067871 | 0.7 | 67.8433
2021-10-31 04:00 | 0 | 0.071632 | 0.7 | 59.9283
2021-10-31 05:00 | 0.00044341 | 0.05537 | 0.69 | 20.5633
2021-10-31 06:00 | 0.13394 | 0.059293 | 0.64 | 3.4983
2021-10-31 07:00 | 0.52695 | 0.018717 | 0.57 | 3.0108
2021-10-31 08:00 | 0.7167 | 0.0065555 | 0.54 | 2.34
2021-10-31 09:00 | 0.79231 | 0.004581 | 0.52 | -1.9767
2021-10-31 10:00 | 0.92924 | 0.01391 | 0.5 | -9.3025
2021-10-31 11:00 | 0.98854 | 0.026585 | 0.52 | -27.5917
2021-10-31 12:00 | 0.98765 | 0.035576 | 0.53 | -29.13
2021-10-31 13:00 | 0.98666 | 0.039418 | 0.54 | -27.2125
2021-10-31 14:00 | 0.85189 | 0.028794 | 0.55 | 12.5225
2021-10-31 15:00 | 0.85542 | 0.045581 | 0.54 | 37.6425
2021-10-31 16:00 | 0.6119 | 0.021478 | 0.58 | 69.9992
2021-10-31 17:00 | 0.26863 | 0.022336 | 0.6 | 172.8617
2021-10-31 18:00 | 0.016701 | 0.11606 | 0.6 | 102.8242
2021-10-31 19:00 | 0 | 0.47887 | 0.64 | 86.7008
2021-10-31 20:00 | 0 | 0.45212 | 0.65 | 69.4375
2021-10-31 21:00 | 0 | 0.47276 | 0.66 | 73.3542
2021-10-31 22:00 | 0 | 0.38547 | 0.68 | 60.6583
2021-10-31 23:00 | 0 | 0.29478 | 0.67 | 55.58
2021-11-01 | 0 | 0.23597 | 0.67 | 65.6358
2021-11-01 01:00 | 0 | 0.15489 | 0.67 | 62.4775
2021-11-01 02:00 | 0 | 0.08854 | 0.67 | 59.6558
2021-11-01 03:00 | 0 | 0.018811 | 0.67 | 65.6842
2021-11-01 04:00 | 0 | 0.009698 | 0.7 | 64.1008
2021-11-01 05:00 | 0.00051659 | 0.003214 | 0.68 | 69.6433
2021-11-01 06:00 | 0.19189 | 0.013706 | 0.7 | 71.6525
2021-11-01 07:00 | 0.7302 | 0.031495 | 0.62 | 59.3842
2021-11-01 08:00 | 0.8802 | 0.04337 | 0.59 | 56.29
2021-11-01 09:00 | 0.9192 | 0.050708 | 0.57 | 55.7525
2021-11-01 10:00 | 0.96559 | 0.05367 | 0.55 | 48.8875
2021-11-01 11:00 | 0.9863 | 0.074461 | 0.54 | 42.8267
2021-11-01 12:00 | 0.86901 | 0.12495 | 0.54 | 48.8767
2021-11-01 13:00 | 0.83847 | 0.20893 | 0.6 | 60.0825
2021-11-01 14:00 | 0.68566 | 0.28247 | 0.58 | 66.9125
2021-11-01 15:00 | 0.65309 | 0.56612 | 0.6 | 66.34
2021-11-01 16:00 | 0.45801 | 0.46889 | 0.62 | 72.2667
2021-11-01 17:00 | 0.18917 | 0.54129 | 0.6 | 147.8942
2021-11-01 18:00 | 0.017806 | 0.59832 | 0.64 | 111.1825
2021-11-01 19:00 | 0 | 0.68076 | 0.64 | 84.775
2021-11-01 20:00 | 0 | 0.78836 | 0.66 | 73.4125
2021-11-01 21:00 | 0 | 0.82871 | 0.67 | 72.0225
2021-11-01 22:00 | 0 | 0.76927 | 0.67 | 79.4908
2021-11-01 23:00 | 0 | 0.82004 | 0.68 | 70.4358
2021-11-02 | 0 | 0.86477 | 0.68 | 82.615
2021-11-02 01:00 | 0 | 0.75832 | 0.69 | 70.1133
2021-11-02 02:00 | 0 | 0.73394 | 0.69 | 67.8442
2021-11-02 03:00 | 0 | 0.68192 | 0.69 | 67.1217
2021-11-02 04:00 | 0 | 0.72172 | 0.69 | 76.6475
2021-11-02 05:00 | 0.0009571 | 0.73327 | 0.68 | 80.0692
2021-11-02 06:00 | 0.19656 | 0.62798 | 0.66 | 72.0892
2021-11-02 07:00 | 0.77169 | 0.41929 | 0.64 | 72.845
2021-11-02 08:00 | 0.65875 | 0.27429 | 0.62 | 64.5133
2021-11-02 09:00 | 0.75692 | 0.14758 | 0.58 | 69.675
2021-11-02 10:00 | 0.82164 | 0.066703 | 0.57 | 62.8942
2021-11-02 11:00 | 0.71889 | 0.055496 | 0.57 | 57.7017
2021-11-02 12:00 | 0.78394 | 0.053427 | 0.6 | 56.39
2021-11-02 13:00 | 0.7615 | 0.066659 | 0.56 | 54.96
2021-11-02 14:00 | 0.82779 | 0.078833 | 0.56 | 60.9383
2021-11-02 15:00 | 0.74856 | 0.088495 | 0.57 | 59.2267
2021-11-02 16:00 | 0.7281 | 0.37363 | 0.59 | 67.6983
2021-11-02 17:00 | 0.2472 | 0.70214 | 0.62 | 72.7833
2021-11-02 18:00 | 0.024353 | 0.8274 | 0.64 | 69.5117
2021-11-02 19:00 | 0 | 0.84196 | 0.64 | 61.3433
2021-11-02 20:00 | 0 | 0.82444 | 0.65 | 61.425
2021-11-02 21:00 | 0 | 0.81938 | 0.65 | 59.555
2021-11-02 22:00 | 0 | 0.85319 | 0.65 | 62.7775
2021-11-02 23:00 | 0 | 0.87288 | 0.66 | 63.8942
2021-11-03 | 0 | 0.82463 | 0.66 | 64.7633
2021-11-03 01:00 | 0 | 0.64951 | 0.66 | 47.0642
2021-11-03 02:00 | 0 | 0.46791 | 0.66 | 47.0533
2021-11-03 03:00 | 0 | 0.38442 | 0.66 | 49.8908
2021-11-03 04:00 | 0 | 0.42149 | 0.66 | 61.7217
2021-11-03 05:00 | 0.00095277 | 0.36353 | 0.66 | 70.9225
2021-11-03 06:00 | 0.20991 | 0.21982 | 0.62 | 61.0692
2021-11-03 07:00 | 0.79064 | 0.073616 | 0.6 | 41.92
2021-11-03 08:00 | 0.76309 | 0.016263 | 0.55 | 39.8233
2021-11-03 09:00 | 0.73295 | 0.007647 | 0.54 | 45.93
2021-11-03 10:00 | 0.84414 | 0.0033425 | 0.5 | 46.02
2021-11-03 11:00 | 0.87842 | 0.0027645 | 0.54 | 48.5817
2021-11-03 12:00 | 0.92628 | 0.0015165 | 0.55 | 49.5558
2021-11-03 13:00 | 0.91203 | 0.0014475 | 0.55 | 51.4508
2021-11-03 14:00 | 0.85206 | 0.000716 | 0.57 | 57.21
2021-11-03 15:00 | 0.79571 | 0.027282 | 0.57 | 67.4175
2021-11-03 16:00 | 0.71223 | 0.38111 | 0.6 | 70.885
2021-11-03 17:00 | 0.34561 | 0.45368 | 0.64 | 87.4825
2021-11-03 18:00 | 0.028791 | 0.48054 | 0.65 | 86.2275
2021-11-03 19:00 | 0 | 0.5741 | 0.65 | 72.2867
2021-11-03 20:00 | 0 | 0.68218 | 0.65 | 65.5333
2021-11-03 21:00 | 0 | 0.6461 | 0.65 | 65.31
2021-11-03 22:00 | 0 | 0.60315 | 0.66 | 69.6767
2021-11-03 23:00 | 0 | 0.56434 | 0.67 | 67.5325
2021-11-04 | 0 | 0.52739 | 0.7 | 69.3533
2021-11-04 01:00 | 0 | 0.53101 | 0.67 | 72.91
2021-11-04 02:00 | 0 | 0.48778 | 0.67 | 70.395
2021-11-04 03:00 | 0 | 0.44672 | 0.67 | 67.8342
2021-11-04 04:00 | 0 | 0.37966 | 0.67 | 78.51
2021-11-04 05:00 | 0.0010268 | 0.2647 | 0.67 | 73.0425
2021-11-04 06:00 | 0.21249 | 0.20225 | 0.61 | 29.3283
2021-11-04 07:00 | 0.73098 | 0.14535 | 0.55 | -4.3558
2021-11-04 08:00 | 0.93134 | 0.10056 | 0.55 | -14.9442
2021-11-04 09:00 | 0.99638 | 0.082129 | 0.53 | -0.72667
2021-11-04 10:00 | 1 | 0.088256 | 0.53 | -0.48167
2021-11-04 11:00 | 0.99964 | 0.12086 | 0.54 | -11.4433
2021-11-04 12:00 | 1 | 0.15424 | 0.54 | -9.8292
2021-11-04 13:00 | 1 | 0.1758 | 0.54 | -24.4067
2021-11-04 14:00 | 0.99382 | 0.21136 | 0.53 | -2.7633
2021-11-04 15:00 | 0.95468 | 0.18594 | 0.54 | 44.7958
2021-11-04 16:00 | 0.83807 | 0.20594 | 0.57 | 68.25
2021-11-04 17:00 | 0.36227 | 0.45052 | 0.62 | 107.1542
2021-11-04 18:00 | 0.037077 | 0.70942 | 0.63 | 1194.9658
2021-11-04 19:00 | 0 | 0.56808 | 0.63 | 272.7575
2021-11-04 20:00 | 0 | 0.12881 | 0.66 | 69.1225
2021-11-04 21:00 | 0 | 0.18769 | 0.65 | 65.185
2021-11-04 22:00 | 0 | 0.22309 | 0.67 | 68.6
2021-11-04 23:00 | 0 | 0.20553 | 0.68 | 66.81
2021-11-05 | 0 | 0.68692 | 0.68 | 86.0717
2021-11-05 01:00 | 0 | 0.73682 | 0.7 | 56.7475
2021-11-05 02:00 | 0 | 0.57678 | 0.67 | 47.835
2021-11-05 03:00 | 0 | 0.78006 | 0.67 | 46.745
2021-11-05 04:00 | 0 | 0.63944 | 0.67 | 62.5992
2021-11-05 05:00 | 0.0015311 | 0.35618 | 0.67 | 64.5817
2021-11-05 06:00 | 0.25878 | 0.322 | 0.6 | 66.7975
2021-11-05 07:00 | 0.88583 | 0.40296 | 0.59 | 59.9683
2021-11-05 08:00 | 0.98222 | 0.47725 | 0.57 | 55.4692
2021-11-05 09:00 | 0.99751 | 0.3903 | 0.55 | 57.0208
2021-11-05 10:00 | 0.99841 | 0.26059 | 0.55 | 49.485
2021-11-05 11:00 | 1 | 0.09739 | 0.54 | 42.9917
2021-11-05 12:00 | 1 | 0.061835 | 0.54 | 40.5817
2021-11-05 13:00 | 0.99866 | 0.11762 | 0.55 | 40.0708
2021-11-05 14:00 | 0.99517 | 0.14322 | 0.56 | 48.8292
2021-11-05 15:00 | 0.99539 | 0.14676 | 0.57 | 59.2792
2021-11-05 16:00 | 0.95668 | 0.15753 | 0.6 | 75.7233
2021-11-05 17:00 | 0.44215 | 0.2421 | 0.62 | 93.2067
2021-11-05 18:00 | 0.051139 | 0.43057 | 0.64 | 110.6475
2021-11-05 19:00 | 0 | 0.36716 | 0.64 | 78.6158
2021-11-05 20:00 | 0 | 0.36263 | 0.65 | 67.855
2021-11-05 21:00 | 0 | 0.50143 | 0.67 | 65.4867
2021-11-05 22:00 | 0 | 0.46597 | 0.67 | 66.3792
2021-11-05 23:00 | 0 | 0.38743 | 0.66 | 59.6425
2021-11-06 | 0 | 0.42308 | 0.67 | 62.4708
2021-11-06 01:00 | 0 | 0.52531 | 0.67 | 59.6683
2021-11-06 02:00 | 0 | 0.42507 | 0.67 | 55.0125
2021-11-06 03:00 | 0 | 0.41305 | 0.67 | 52.0092
2021-11-06 04:00 | 0 | 0.36597 | 0.67 | 51.4617
2021-11-06 05:00 | 0.0013952 | 0.44614 | 0.66 | 27.71
2021-11-06 06:00 | 0.17227 | 0.46842 | 0.63 | -4.1067
2021-11-06 07:00 | 0.6652 | 0.32517 | 0.59 | -37.8892
2021-11-06 08:00 | 0.83815 | 0.26026 | 0.6 | -18.5483
2021-11-06 09:00 | 0.82317 | 0.17202 | 0.53 | 6.3583
2021-11-06 10:00 | 0.79832 | 0.16009 | 0.54 | -1.1667
2021-11-06 11:00 | 0.8565 | 0.21347 | 0.53 | 7.9592
2021-11-06 12:00 | 0.88338 | 0.20506 | 0.54 | -9.5133
2021-11-06 13:00 | 0.83034 | 0.25245 | 0.54 | 10.6533
2021-11-06 14:00 | 0.9051 | 0.42346 | 0.54 | 4.7233
2021-11-06 15:00 | 0.82045 | 0.51428 | 0.56 | 46.7692
2021-11-06 16:00 | 0.6531 | 0.59769 | 0.6 | 60.5675
2021-11-06 17:00 | 0.36262 | 0.7136 | 0.63 | 80.4083
2021-11-06 18:00 | 0.026633 | 0.76867 | 0.63 | 78.23
2021-11-06 19:00 | 0 | 0.82134 | 0.63 | 67.1367
2021-11-06 20:00 | 0 | 0.81763 | 0.64 | 66.9825
2021-11-06 21:00 | 0 | 0.68289 | 0.65 | 63.28
2021-11-06 22:00 | 0 | 0.62501 | 0.67 | 67.7617
2021-11-06 23:00 | 0 | 0.61482 | 0.67 | 62.0692
2021-11-07 | 0 | 0.76413 | 0.67 | 66.28
2021-11-07 01:00 | 0 | 0.83804 | 0.67 | 64.7817
2021-11-07 02:00 | 0 | 0.76362 | 0.67 | 49.7317
2021-11-07 03:00 | 0 | 0.88353 | 0.67 | 49.6492
2021-11-07 04:00 | 0 | 0.87393 | 0.68 | 54.2792
2021-11-07 05:00 | 0.00035344 | 0.86925 | 0.67 | 40.77
2021-11-07 06:00 | 0.046067 | 0.76826 | 0.63 | -16.9575
2021-11-07 07:00 | 0.4308 | 0.79605 | 0.59 | -14.88
2021-11-07 08:00 | 0.52675 | 0.75841 | 0.56 | -10.4058
2021-11-07 09:00 | 0.4603 | 0.53667 | 0.53 | 13.7483
2021-11-07 10:00 | 0.57545 | 0.37486 | 0.5 | 18.4133
2021-11-07 11:00 | 0.62882 | 0.29275 | 0.53 | 13.7367
2021-11-07 12:00 | 0.64309 | 0.39795 | 0.53 | 12.2425
2021-11-07 13:00 | 0.64083 | 0.63069 | 0.54 | 20.1508
2021-11-07 14:00 | 0.5998 | 0.74964 | 0.54 | 9.3783
2021-11-07 15:00 | 0.42799 | 0.75135 | 0.57 | 62.535
2021-11-07 16:00 | 0.23581 | 0.83264 | 0.6 | 60.6225
2021-11-07 17:00 | 0.11112 | 0.88262 | 0.6 | 85.9983
2021-11-07 18:00 | 0.012207 | 0.88319 | 0.63 | 166.31
2021-11-07 19:00 | 0 | 0.8509 | 0.65 | 190.2725
2021-11-07 20:00 | 0 | 0.91302 | 0.66 | 110.2158
2021-11-07 21:00 | 0 | 0.92312 | 0.7 | 75.815
2021-11-07 22:00 | 0 | 0.89727 | 0.68 | 109.9475
2021-11-07 23:00 | 0 | 0.91326 | 0.68 | 56.8817
2021-11-08 | 0 | 0.93031 | 0.67 | 127.2183
2021-11-08 01:00 | 0 | 0.92585 | 0.68 | 127.9767
2021-11-08 02:00 | 0 | 0.91568 | 0.68 | 81.6425
2021-11-08 03:00 | 0 | 0.90894 | 0.69 | 111.095
2021-11-08 04:00 | 0 | 0.89111 | 0.69 | 134.0658
2021-11-08 05:00 | 0.0011395 | 0.90285 | 0.69 | 182.2067
2021-11-08 06:00 | 0.13279 | 0.84161 | 0.68 | 174.8767
2021-11-08 07:00 | 0.68819 | 0.77736 | 0.64 | 202.225
2021-11-08 08:00 | 0.81865 | 0.5806 | 0.61 | 174.7267
2021-11-08 09:00 | 0.79159 | 0.39288 | 0.6 | 1322.4058
2021-11-08 10:00 | 0.81907 | 0.27371 | 0.57 | 25.3333
2021-11-08 11:00 | 0.80811 | 0.16881 | 0.56 | 66.9858
2021-11-08 12:00 | 0.80698 | 0.12297 | 0.56 | -13.0092
2021-11-08 13:00 | 0.66883 | 0.11674 | 0.55 | 124.3592
2021-11-08 14:00 | 0.53048 | 0.29179 | 0.6 | 145.0408
2021-11-08 15:00 | 0.51759 | 0.54057 | 0.59 | 137.45
2021-11-08 16:00 | 0.237 | 0.50427 | 0.61 | 152.4008
2021-11-08 17:00 | 0.10495 | 0.65986 | 0.62 | 110.585
2021-11-08 18:00 | 0.022872 | 0.69734 | 0.63 | 264.7192
2021-11-08 19:00 | 0 | 0.79228 | 0.64 | 158.7183
2021-11-08 20:00 | 0 | 0.80457 | 0.66 | 204.4775
2021-11-08 21:00 | 0 | 0.83378 | 0.68 | 166.8967
2021-11-08 22:00 | 0 | 0.83907 | 0.69 | 244.1033
2021-11-08 23:00 | 0 | 0.80523 | 0.71 | 111.3767
2021-11-09 | 0 | 0.8275 | 0.71 | 138.1042
2021-11-09 01:00 | 0 | 0.86516 | 0.71 | 78.0925
2021-11-09 02:00 | 0 | 0.85735 | 0.71 | 179.48
2021-11-09 03:00 | 0 | 0.86401 | 0.71 | 175.5308
2021-11-09 04:00 | 0 | 0.86011 | 0.71 | 84.8858
2021-11-09 05:00 | 0.0021588 | 0.8669 | 0.71 | 171.7025
2021-11-09 06:00 | 0.27175 | 0.77224 | 0.69 | 110.0942
2021-11-09 07:00 | 0.92498 | 0.40999 | 0.67 | 63.9942
2021-11-09 08:00 | 1 | 0.24635 | 0.65 | 69.1617
2021-11-09 09:00 | 1 | 0.18069 | 0.62 | 64.6492
2021-11-09 10:00 | 1 | 0.1778 | 0.59 | 87.0292
2021-11-09 11:00 | 1 | 0.15627 | 0.59 | 117.47
2021-11-09 12:00 | 0.98262 | 0.12626 | 0.6 | 38.3267
2021-11-09 13:00 | 0.88495 | 0.167 | 0.59 | 56.2058
2021-11-09 14:00 | 0.69818 | 0.41769 | 0.56 | 80.6225
2021-11-09 15:00 | 0.79072 | 0.50317 | 0.57 | 145.38
2021-11-09 16:00 | 0.93624 | 0.58267 | 0.62 | 163.1708
2021-11-09 17:00 | 0.44826 | 0.69601 | 0.64 | 276.325
2021-11-09 18:00 | 0.051521 | 0.67507 | 0.64 | 295.2483
2021-11-09 19:00 | 0 | 0.77934 | 0.64 | 175.4992
2021-11-09 20:00 | 0 | 0.82815 | 0.66 | 167.8967
2021-11-09 21:00 | 0 | 0.84624 | 0.67 | 210.985
2021-11-09 22:00 | 0 | 0.79862 | 0.68 | 196.865
2021-11-09 23:00 | 0 | 0.84002 | 0.7 | 103.9217
2021-11-10 | 0 | 0.76596 | 0.68 | 110.6342
2021-11-10 01:00 | 0 | 0.6954 | 0.67 | 52.9758
2021-11-10 02:00 | 0 | 0.49612 | 0.7 | 58.25
2021-11-10 03:00 | 0 | 0.33848 | 0.68 | 56.1942
2021-11-10 04:00 | 0 | 0.24623 | 0.69 | 75.8608
2021-11-10 05:00 | 0.0024007 | 0.24946 | 0.68 | 61.4458
2021-11-10 06:00 | 0.2712 | 0.22219 | 0.67 | 86.9342
2021-11-10 07:00 | 0.86427 | 0.12013 | 0.64 | 203.5308
2021-11-10 08:00 | 0.99119 | 0.0776 | 0.63 | 98.2442
2021-11-10 09:00 | 1 | 0.058731 | 0.56 | 89.3608
2021-11-10 10:00 | 0.96106 | 0.054828 | 0.54 | 37.205
2021-11-10 11:00 | 0.91029 | 0.065439 | 0.51 | 59.1275
2021-11-10 12:00 | 0.89907 | 0.09025 | 0.5 | 74.0767
2021-11-10 13:00 | 0.92855 | 0.088871 | 0.63 | 61.3683
2021-11-10 14:00 | 0.9585 | 0.060715 | 0.56 | 66.4242
2021-11-10 15:00 | 0.97126 | 0.29451 | 0.56 | 919.8192
2021-11-10 16:00 | 0.78823 | 0.48706 | 0.56 | 93.06
2021-11-10 17:00 | 0.425 | 0.66604 | 0.64 | 74.3975
2021-11-10 18:00 | 0.051463 | 0.66776 | 0.63 | 80.4475
2021-11-10 19:00 | 0 | 0.73808 | 0.63 | 141.87
2021-11-10 20:00 | 0 | 0.80437 | 0.64 | 133.83
2021-11-10 21:00 | 0 | 0.82742 | 0.67 | 165.8683
2021-11-10 22:00 | 0 | 0.79838 | 0.7 | 120.9783
2021-11-10 23:00 | 0 | 0.74562 | 0.69 | 74.5808
2021-11-11 | 0 | 0.64413 | 0.69 | 84.9133
2021-11-11 01:00 | 0 | 0.52418 | 0.7 | 83.885
2021-11-11 02:00 | 0 | 0.50057 | 0.7 | 67.7933
2021-11-11 03:00 | 0 | 0.39344 | 0.7 | 69.6667
2021-11-11 04:00 | 0 | 0.28482 | 0.7 | 77.6258
2021-11-11 05:00 | 0.0023214 | 0.20471 | 0.7 | 133.0858
2021-11-11 06:00 | 0.26333 | 0.12374 | 0.64 | 76.3633
2021-11-11 07:00 | 0.89009 | 0.10652 | 0.56 | 100.2908
2021-11-11 08:00 | 0.90197 | 0.076201 | 0.51 | 74.1733
2021-11-11 09:00 | 0.99512 | 0.042856 | 0.5 | 159.8642
2021-11-11 10:00 | 1 | 0.038603 | 0.48 | 261.6725
2021-11-11 11:00 | 1 | 0.085523 | 0.52 | 1474.4325
2021-11-11 12:00 | 0.99287 | 0.20138 | 0.5 | 1551.825
2021-11-11 13:00 | 0.99425 | 0.34785 | 0.6 | 3778.9
2021-11-11 14:00 | 1 | 0.44596 | 0.58 | 1915.4067
2021-11-11 15:00 | 1 | 0.47194 | 0.6 | 789.6367
2021-11-11 16:00 | 0.96603 | 0.52026 | 0.6 | 353.975
2021-11-11 17:00 | 0.56471 | 0.59165 | 0.62 | 735.2933
2021-11-11 18:00 | 0.051469 | 0.67417 | 0.62 | 722.4617
2021-11-11 19:00 | 0 | 0.80802 | 0.6 | 469.185
2021-11-11 20:00 | 0 | 0.88779 | 0.64 | 262.4008
2021-11-11 21:00 | 0 | 0.90813 | 0.65 | 205.8667
2021-11-11 22:00 | 0 | 0.9008 | 0.66 | 194.29
2021-11-11 23:00 | 0 | 0.84109 | 0.68 | 82.405
2021-11-12 | 0 | 0.80445 | 0.68 | 166.4608
2021-11-12 01:00 | 0 | 0.80695 | 0.67 | 55.33
2021-11-12 02:00 | 0 | 0.59201 | 0.67 | 39.6242
2021-11-12 03:00 | 0 | 0.25496 | 0.67 | 42.6225
2021-11-12 04:00 | 0 | 0.5095 | 0.68 | 64.5892
2021-11-12 05:00 | 0.0023095 | 0.65709 | 0.68 | 132.0225
2021-11-12 06:00 | 0.20421 | 0.43113 | 0.66 | 214.74
2021-11-12 07:00 | 0.71204 | 0.17951 | 0.65 | 232.0942
2021-11-12 08:00 | 0.86426 | 0.18812 | 0.62 | 75.5375
2021-11-12 09:00 | 0.85338 | 0.12112 | 0.57 | 66.4333
2021-11-12 10:00 | 0.96898 | 0.13686 | 0.56 | 98.0208
2021-11-12 11:00 | 0.98003 | 0.24096 | 0.6 | 44.0525
2021-11-12 12:00 | 0.98356 | 0.42168 | 0.56 | 40.725
2021-11-12 13:00 | 0.9886 | 0.50508 | 0.55 | 47.9542
2021-11-12 14:00 | 0.82682 | 0.5446 | 0.58 | 54.09
2021-11-12 15:00 | 0.7077 | 0.58414 | 0.56 | 64.1033
2021-11-12 16:00 | 0.71923 | 0.11991 | 0.6 | 56.1792
2021-11-12 17:00 | 0.25483 | 0.16044 | 0.63 | 56.9575
2021-11-12 18:00 | 0.01906 | 0.26261 | 0.63 | 128.3742
2021-11-12 19:00 | 0 | 0.085754 | 0.63 | 125.4308
2021-11-12 20:00 | 0 | 0.2677 | 0.64 | 111.9833
2021-11-12 21:00 | 0 | 0.46323 | 0.65 | 60.5433
2021-11-12 22:00 | 0 | 0.45669 | 0.67 | 90.5183
2021-11-12 23:00 | 0 | 0.61314 | 0.67 | 49.6383
2021-11-13 | 0 | 0.61315 | 0.68 | 62.2958
2021-11-13 01:00 | 0 | 0.58564 | 0.68 | 44.6275
2021-11-13 02:00 | 0 | 0.56927 | 0.69 | 34.2858
2021-11-13 03:00 | 0 | 0.56039 | 0.69 | 34.3275
2021-11-13 04:00 | 0 | 0.494 | 0.69 | 40.7333
2021-11-13 05:00 | 0.0018784 | 0.41236 | 0.7 | 33.465
2021-11-13 06:00 | 0.12134 | 0.31364 | 0.58 | -9.2583
2021-11-13 07:00 | 0.57905 | 0.17621 | 0.51 | -54.6275
2021-11-13 08:00 | 0.62751 | 0.16983 | 0.5 | -44.9658
2021-11-13 09:00 | 0.56205 | 0.14024 | 0.42 | -41.0542
2021-11-13 10:00 | 0.62513 | 0.061925 | 0.5 | -45.5008
2021-11-13 11:00 | 0.68036 | 0.033849 | 0.41 | -53.2033
2021-11-13 12:00 | 0.85142 | 0.013864 | 0.42 | -74.885
2021-11-13 13:00 | 0.91548 | 0.0039315 | 0.43 | -68
2021-11-13 14:00 | 0.88233 | 0.0035785 | 0.41 | -42.2625
2021-11-13 15:00 | 0.9056 | 0.019231 | 0.42 | -28.525
2021-11-13 16:00 | 0.86417 | 0.028397 | 0.51 | 11.6775
2021-11-13 17:00 | 0.48832 | 0.049083 | 0.59 | 60.405
2021-11-13 18:00 | 0.05049 | 0.11188 | 0.64 | 113.4192
2021-11-13 19:00 | 0 | 0.24297 | 0.7 | 84.43
2021-11-13 20:00 | 0 | 0.42913 | 0.67 | 64.5742
2021-11-13 21:00 | 0 | 0.49188 | 0.68 | 59.43
2021-11-13 22:00 | 0 | 0.43773 | 0.69 | 55.5975
2021-11-13 23:00 | 0 | 0.36136 | 0.7 | 46.6408
2021-11-14 | 0 | 0.33688 | 0.7 | 61.4892
2021-11-14 01:00 | 0 | 0.31818 | 0.69 | 38.7367
2021-11-14 02:00 | 0 | 0.21977 | 0.7 | 38.215
2021-11-14 03:00 | 0 | 0.14887 | 0.71 | 36.4633
2021-11-14 04:00 | 0 | 0.07232 | 0.71 | 45.8642
2021-11-14 05:00 | 0.0015977 | 0.033249 | 0.69 | 12.5058
2021-11-14 06:00 | 0.046726 | 0.029781 | 0.62 | -34.755
2021-11-14 07:00 | 0.18113 | 0.022988 | 0.55 | -42.6775
2021-11-14 08:00 | 0.51952 | 0.0029415 | 0.52 | -62.1625
2021-11-14 09:00 | 0.8136 | 0.0016675 | 0.45 | -74.5383
2021-11-14 10:00 | 0.99243 | 0.005599 | 0.52 | -76.1533
2021-11-14 11:00 | 0.99499 | 0.002717 | 0.42 | -71.46
2021-11-14 12:00 | 0.99032 | 0.00162 | 0.41 | -60.5817
2021-11-14 13:00 | 0.95469 | 0.001119 | 0.42 | -48.4833
2021-11-14 14:00 | 0.8592 | 0.001372 | 0.43 | -39.3292
2021-11-14 15:00 | 0.83378 | 0.003283 | 0.54 | -12.1167
2021-11-14 16:00 | 0.8056 | 0.30416 | 0.58 | 24.045
2021-11-14 17:00 | 0.47388 | 0.53617 | 0.59 | 64.48
2021-11-14 18:00 | 0.049161 | 0.50398 | 0.66 | 175.2733
2021-11-14 19:00 | 0 | 0.41816 | 0.66 | 172.2208
2021-11-14 20:00 | 0 | 0.4684 | 0.67 | 122.885
2021-11-14 21:00 | 0 | 0.47731 | 0.69 | 79.0217
2021-11-14 22:00 | 0 | 0.49683 | 0.69 | 50.3525
2021-11-14 23:00 | 0 | 0.47963 | 0.71 | 39.2317
2021-11-15 | 0 | 0.42505 | 0.72 | 67.6975
2021-11-15 01:00 | 0 | 0.48329 | 0.72 | 45.8125
2021-11-15 02:00 | 0 | 0.4146 | 0.72 | 45.9317
2021-11-15 03:00 | 0 | 0.38159 | 0.72 | 59.3658
2021-11-15 04:00 | 0 | 0.38053 | 0.71 | 58.6725
2021-11-15 05:00 | 0.0020673 | 0.33486 | 0.7 | 60.1667
2021-11-15 06:00 | 0.108 | 0.22845 | 0.65 | 16.0733
2021-11-15 07:00 | 0.29762 | 0.1678 | 0.59 | -7.2258
2021-11-15 08:00 | 0.57636 | 0.043384 | 0.48 | -38.3292
2021-11-15 09:00 | 0.92979 | 0.016368 | 0.4 | -39.915
2021-11-15 10:00 | 0.95617 | 0.0042695 | 0.47 | -39.9775
2021-11-15 11:00 | 1 | 0.009788 | 0.39 | -39.1058
2021-11-15 12:00 | 1 | 0.055757 | 0.55 | -39.1292
2021-11-15 13:00 | 1 | 0.17614 | 0.49 | -27.8117
2021-11-15 14:00 | 1 | 0.41071 | 0.43 | 10.9325
2021-11-15 15:00 | 0.99155 | 0.58062 | 0.61 | 19.0758
2021-11-15 16:00 | 0.908 | 0.58015 | 0.63 | 1352.3217
2021-11-15 17:00 | 0.51838 | 0.66421 | 0.58 | 198.5783
2021-11-15 18:00 | 0.056037 | 0.72135 | 0.64 | 165.0667
2021-11-15 19:00 | 0 | 0.65505 | 0.64 | 126.6058
2021-11-15 20:00 | 0 | 0.54382 | 0.65 | 98.9767
2021-11-15 21:00 | 0 | 0.52801 | 0.69 | 83.775
2021-11-15 22:00 | 0 | 0.6073 | 0.7 | 80.195
2021-11-15 23:00 | 0 | 0.57516 | 0.71 | 70.8825
2021-11-16 | 0 | 0.46613 | 0.72 | 70.0508
2021-11-16 01:00 | 0 | 0.36028 | 0.72 | 63.2333
2021-11-16 02:00 | 0 | 0.21949 | 0.72 | 54.6567
2021-11-16 03:00 | 0 | 0.11424 | 0.73 | 64.1842
2021-11-16 04:00 | 0 | 0.016806 | 0.73 | 67.74
2021-11-16 05:00 | 0.0018477 | 0.0021375 | 0.72 | 73.2683
2021-11-16 06:00 | 0.19457 | 0.0004345 | 0.62 | 49.7417
2021-11-16 07:00 | 0.6107 | 0.005105 | 0.6 | 46.5367
2021-11-16 08:00 | 0.8094 | 0.027391 | 0.48 | 34.8142
2021-11-16 09:00 | 0.9175 | 0.04629 | 0.46 | 45.9008
2021-11-16 10:00 | 0.98238 | 0.058937 | 0.44 | 104.1192
2021-11-16 11:00 | 0.99942 | 0.049767 | 0.43 | -4.3125
2021-11-16 12:00 | 0.99031 | 0.047732 | 0.42 | 12.6858
2021-11-16 13:00 | 0.9827 | 0.044457 | 0.43 | 47.9517
2021-11-16 14:00 | 0.98626 | 0.056321 | 0.45 | 144.6392
2021-11-16 15:00 | 0.94683 | 0.081068 | 0.6 | 176.4842
2021-11-16 16:00 | 0.82183 | 0.039585 | 0.55 | 174.8867
2021-11-16 17:00 | 0.373 | 0.3078 | 0.62 | 133.2008
2021-11-16 18:00 | 0.039734 | 0.46969 | 0.64 | 189.6217
2021-11-16 19:00 | 0 | 0.42718 | 0.64 | 226.8083
2021-11-16 20:00 | 0 | 0.38344 | 0.66 | 101.8367
2021-11-16 21:00 | 0 | 0.36523 | 0.7 | 84.795
2021-11-16 22:00 | 0 | 0.35923 | 0.69 | 73.6917
2021-11-16 23:00 | 0 | 0.47658 | 0.71 | 108.4658
2021-11-17 | 0 | 0.57107 | 0.72 | 72.0875
2021-11-17 01:00 | 0 | 0.53822 | 0.72 | 64.9675
2021-11-17 02:00 | 0 | 0.39919 | 0.72 | 58.0867
2021-11-17 03:00 | 0 | 0.32485 | 0.72 | 58.7575
2021-11-17 04:00 | 0 | 0.24602 | 0.71 | 61.835
2021-11-17 05:00 | 0.0011872 | 0.20511 | 0.69 | 64.7025
2021-11-17 06:00 | 0.13062 | 0.15268 | 0.64 | 41.7467
2021-11-17 07:00 | 0.48135 | 0.069982 | 0.6 | 40.3633
2021-11-17 08:00 | 0.69381 | 0.046081 | 0.56 | 72.0192
2021-11-17 09:00 | 0.89334 | 0.043341 | 0.5 | 180.8433
2021-11-17 10:00 | 0.98356 | 0.19235 | 0.49 | 109.7892
2021-11-17 11:00 | 0.97939 | 0.18885 | 0.55 | 12.7175
2021-11-17 12:00 | 0.93068 | 0.28679 | 0.55 | 27.9067
2021-11-17 13:00 | 0.79582 | 0.39051 | 0.55 | 25.345
2021-11-17 14:00 | 0.6604 | 0.36812 | 0.59 | 42.9933
2021-11-17 15:00 | 0.55098 | 0.22391 | 0.53 | 55.0208
2021-11-17 16:00 | 0.3667 | 0.23495 | 0.61 | 55.0425
2021-11-17 17:00 | 0.13105 | 0.21789 | 0.61 | 173.6483
2021-11-17 18:00 | 0.030199 | 0.27488 | 0.63 | 101.6767
2021-11-17 19:00 | 0 | 0.3474 | 0.64 | 99.1033
2021-11-17 20:00 | 0 | 0.51013 | 0.66 | 78.845
2021-11-17 21:00 | 0 | 0.66895 | 0.67 | 61.0242
2021-11-17 22:00 | 0 | 0.65973 | 0.67 | 92.2842
2021-11-17 23:00 | 0 | 0.70941 | 0.68 | 61.3458
2021-11-18 | 0 | 0.76757 | 0.7 | 58.8117
2021-11-18 01:00 | 0 | 0.76866 | 0.67 | 47.1808
2021-11-18 02:00 | 0 | 0.79196 | 0.68 | 50.7575
2021-11-18 03:00 | 0 | 0.71502 | 0.68 | 50.2933
2021-11-18 04:00 | 0 | 0.70131 | 0.68 | 59.3725
2021-11-18 05:00 | 0.00098673 | 0.6813 | 0.67 | 62.1583
2021-11-18 06:00 | 0.2128 | 0.64063 | 0.58 | 35.6325
2021-11-18 07:00 | 0.6216 | 0.47421 | 0.59 | 143.1625
2021-11-18 08:00 | 0.44901 | 0.31119 | 0.54 | 36.6775
2021-11-18 09:00 | 0.58328 | 0.22742 | 0.53 | 106.39
2021-11-18 10:00 | 0.66467 | 0.20108 | 0.48 | -70.1983
2021-11-18 11:00 | 0.71298 | 0.15983 | 0.53 | 16.1542
2021-11-18 12:00 | 0.71193 | 0.17763 | 0.5 | 14.1617
2021-11-18 13:00 | 0.81813 | 0.24091 | 0.44 | 119.6883
2021-11-18 14:00 | 0.75336 | 0.40671 | 0.47 | 18.1617
2021-11-18 15:00 | 0.8646 | 0.56201 | 0.53 | 163.2425
2021-11-18 16:00 | 0.67442 | 0.76943 | 0.5 | 182.1417
2021-11-18 17:00 | 0.50732 | 0.77889 | 0.61 | 64.7433
2021-11-18 18:00 | 0.059143 | 0.77895 | 0.64 | 84.1858
2021-11-18 19:00 | 0 | 0.8029 | 0.65 | 80.7342
2021-11-18 20:00 | 0 | 0.82755 | 0.66 | 66.6758
2021-11-18 21:00 | 0 | 0.85099 | 0.67 | 63.43
2021-11-18 22:00 | 0 | 0.85259 | 0.67 | 68.025
2021-11-18 23:00 | 0 | 0.77004 | 0.68 | 56.6108
2021-11-19 | 0 | 0.69875 | 0.68 | 57.6608
2021-11-19 01:00 | 0 | 0.64267 | 0.68 | 48.5358
2021-11-19 02:00 | 0 | 0.58158 | 0.7 | 40.8692
2021-11-19 03:00 | 0 | 0.50289 | 0.68 | 45.7217
2021-11-19 04:00 | 0 | 0.37532 | 0.68 | 51.8667
2021-11-19 05:00 | 0.0018021 | 0.25335 | 0.67 | 59.4358
2021-11-19 06:00 | 0.11211 | 0.22217 | 0.58 | 134.2
2021-11-19 07:00 | 0.42173 | 0.34806 | 0.55 | -38.1308
2021-11-19 08:00 | 0.53277 | 0.26744 | 0.46 | 91.3667
2021-11-19 09:00 | 0.6907 | 0.13469 | 0.46 | 69.3733
2021-11-19 10:00 | 0.78163 | 0.10005 | 0.43 | 30.0758
2021-11-19 11:00 | 0.85771 | 0.10339 | 0.41 | 26.6625
2021-11-19 12:00 | 0.8324 | 0.1782 | 0.41 | 123.5208
2021-11-19 13:00 | 0.90317 | 0.38752 | 0.41 | 51.71
2021-11-19 14:00 | 0.86768 | 0.60272 | 0.53 | 81.2533
2021-11-19 15:00 | 0.77123 | 0.61772 | 0.5 | 165.6192
2021-11-19 16:00 | 0.73614 | 0.499 | 0.54 | 173.9867
2021-11-19 17:00 | 0.52862 | 0.61409 | 0.61 | 285.0767
2021-11-19 18:00 | 0.058579 | 0.74653 | 0.65 | 224.7867
2021-11-19 19:00 | 0 | 0.7113 | 0.66 | 106.5458
2021-11-19 20:00 | 0 | 0.69983 | 0.68 | 85.2992
2021-11-19 21:00 | 0 | 0.72528 | 0.68 | 80.2867
2021-11-19 22:00 | 0 | 0.71143 | 0.69 | 122.1225
2021-11-19 23:00 | 0 | 0.67732 | 0.71 | 89.5408
2021-11-20 | 0 | 0.70903 | 0.71 | 71.4608
2021-11-20 01:00 | 0 | 0.6661 | 0.71 | 68.6692
2021-11-20 02:00 | 0 | 0.60666 | 0.71 | 65.1458
2021-11-20 03:00 | 0 | 0.4666 | 0.71 | 63.8708
2021-11-20 04:00 | 0 | 0.39345 | 0.7 | 65.1192
2021-11-20 05:00 | 0.0042053 | 0.42697 | 0.68 | 57.7717
2021-11-20 06:00 | 0.24078 | 0.33015 | 0.61 | 46.3717
2021-11-20 07:00 | 0.82927 | 0.23794 | 0.59 | 121.2233
2021-11-20 08:00 | 0.81361 | 0.14634 | 0.5 | -38.8167
2021-11-20 09:00 | 0.98945 | 0.123 | 0.4 | 55.0492
2021-11-20 10:00 | 0.96472 | 0.11429 | 0.45 | 65.7083
2021-11-20 11:00 | 0.99623 | 0.087693 | 0.44 | 38.2217
2021-11-20 12:00 | 0.98982 | 0.1769 | 0.38 | 45.2142
2021-11-20 13:00 | 1 | 0.34291 | 0.38 | 56.8183
2021-11-20 14:00 | 1 | 0.59436 | 0.46 | 207.4358
2021-11-20 15:00 | 1 | 0.65678 | 0.47 | 182.5433
2021-11-20 16:00 | 0.98542 | 0.6379 | 0.55 | 125.515
2021-11-20 17:00 | 0.65566 | 0.68964 | 0.63 | 111.8858
2021-11-20 18:00 | 0.058177 | 0.74905 | 0.64 | 72.1492
2021-11-20 19:00 | 0 | 0.78983 | 0.64 | 68.3658
2021-11-20 20:00 | 0 | 0.79915 | 0.65 | 68.7225
2021-11-20 21:00 | 0 | 0.74815 | 0.67 | 61.5717
2021-11-20 22:00 | 0 | 0.75631 | 0.7 | 1370.6608
2021-11-20 23:00 | 0 | 0.67004 | 0.71 | 67.995
2021-11-21 | 0 | 0.62961 | 0.72 | 130.4775
2021-11-21 01:00 | 0 | 0.53404 | 0.73 | 92.9217
2021-11-21 02:00 | 0 | 0.4607 | 0.73 | 66.5975
2021-11-21 03:00 | 0 | 0.46818 | 0.72 | 60.455
2021-11-21 04:00 | 0 | 0.39386 | 0.71 | 54.635
2021-11-21 05:00 | 0.0046207 | 0.32657 | 0.7 | 46.2442
2021-11-21 06:00 | 0.21292 | 0.23568 | 0.7 | 36.48
2021-11-21 07:00 | 0.72617 | 0.1188 | 0.6 | 81.7917
2021-11-21 08:00 | 0.79908 | 0.095192 | 0.64 | 46.1417
2021-11-21 09:00 | 0.92831 | 0.10332 | 0.58 | 57.0317
2021-11-21 10:00 | 0.90379 | 0.10138 | 0.6 | 118.2392
2021-11-21 11:00 | 0.89037 | 0.10276 | 0.59 | 66.3958
2021-11-21 12:00 | 0.96438 | 0.25311 | 0.59 | 54.2333
2021-11-21 13:00 | 0.97961 | 0.43495 | 0.6 | 138.6142
2021-11-21 14:00 | 1 | 0.46514 | 0.61 | 14.0933
2021-11-21 15:00 | 0.99782 | 0.50359 | 0.6 | 47.4433
2021-11-21 16:00 | 0.96961 | 0.58335 | 0.64 | 53.2533
2021-11-21 17:00 | 0.63756 | 0.63578 | 0.65 | 65.815
2021-11-21 18:00 | 0.057234 | 0.69 | 0.66 | 291.8208
2021-11-21 19:00 | 0 | 0.7197 | 0.67 | 618.5075
2021-11-21 20:00 | 0 | 0.81267 | 0.69 | 86.0058
2021-11-21 21:00 | 0 | 0.8362 | 0.7 | 53.2142
2021-11-21 22:00 | 0 | 0.85718 | 0.7 | 55.1625
2021-11-21 23:00 | 0 | 0.81283 | 0.72 | 49.3017
2021-11-22 | 0 | 0.70095 | 0.71 | 51.9617
2021-11-22 01:00 | 0 | 0.61095 | 0.7 | 48.8108
2021-11-22 02:00 | 0 | 0.44724 | 0.69 | 37.5658
2021-11-22 03:00 | 0 | 0.31858 | 0.7 | 32.6858
2021-11-22 04:00 | 0 | 0.24217 | 0.7 | 42.1875
2021-11-22 05:00 | 0.0029311 | 0.16745 | 0.72 | 60.9675
2021-11-22 06:00 | 0.25172 | 0.10841 | 0.7 | 52.3342
2021-11-22 07:00 | 0.88676 | 0.055529 | 0.64 | 53.8083
2021-11-22 08:00 | 0.95557 | 0.034944 | 0.64 | 53.2192
2021-11-22 09:00 | 0.98843 | 0.0307 | 0.61 | 66.0067
2021-11-22 10:00 | 1 | 0.022231 | 0.58 | 45.2092
2021-11-22 11:00 | 1 | 0.045599 | 0.58 | 27.0542
2021-11-22 12:00 | 1 | 0.076414 | 0.57 | 6.0617
2021-11-22 13:00 | 1 | 0.17144 | 0.48 | 5.3575
2021-11-22 14:00 | 1 | 0.32502 | 0.49 | 32.4467
2021-11-22 15:00 | 1 | 0.41642 | 0.5 | 38.7992
2021-11-22 16:00 | 0.97835 | 0.50755 | 0.6 | 43.3725
2021-11-22 17:00 | 0.64671 | 0.58621 | 0.6 | 59.3217
2021-11-22 18:00 | 0.055741 | 0.58356 | 0.7 | 83.765
2021-11-22 19:00 | 0 | 0.56196 | 0.66 | 74.6625
2021-11-22 20:00 | 0 | 0.51993 | 0.66 | 64.8408
2021-11-22 21:00 | 0 | 0.60519 | 0.66 | 56.3308
2021-11-22 22:00 | 0 | 0.60686 | 0.67 | 56.8792
2021-11-22 23:00 | 0 | 0.54057 | 0.69 | 55.6692
2021-11-23 | 0 | 0.48681 | 0.69 | 64.1817
2021-11-23 01:00 | 0 | 0.38641 | 0.69 | 56.5858
2021-11-23 02:00 | 0 | 0.28877 | 0.69 | 45.0692
2021-11-23 03:00 | 0 | 0.2784 | 0.69 | 43.26
2021-11-23 04:00 | 0 | 0.23092 | 0.69 | 56.1842
2021-11-23 05:00 | 0.0015105 | 0.10267 | 0.68 | 54.9942
2021-11-23 06:00 | 0.15344 | 0.049331 | 0.65 | 37.0442
2021-11-23 07:00 | 0.59395 | 0.050419 | 0.57 | 41.1525
2021-11-23 08:00 | 0.84169 | 0.040639 | 0.59 | 41.355
2021-11-23 09:00 | 0.97585 | 0.040733 | 0.51 | 53.7258
2021-11-23 10:00 | 0.99356 | 0.044422 | 0.55 | 48.5792
2021-11-23 11:00 | 0.99198 | 0.02204 | 0.48 | 48.1175
2021-11-23 12:00 | 0.9678 | 0.0048035 | 0.48 | 52.6983
2021-11-23 13:00 | 0.93937 | 0.0033375 | 0.48 | 53.93
2021-11-23 14:00 | 0.9017 | 0.004497 | 0.54 | 55.9142
2021-11-23 15:00 | 0.6408 | 0.19992 | 0.55 | 60.6242
2021-11-23 16:00 | 0.28394 | 0.51816 | 0.62 | 69.3958
2021-11-23 17:00 | 0.13308 | 0.19585 | 0.64 | 74.1467
2021-11-23 18:00 | 0.026769 | 0.18971 | 0.6 | 89.6133
2021-11-23 19:00 | 0 | 0.33579 | 0.64 | 105.1275
2021-11-23 20:00 | 0 | 0.44583 | 0.66 | 78.6167
2021-11-23 21:00 | 0 | 0.10109 | 0.66 | 65.1133
2021-11-23 22:00 | 0 | 0.019188 | 0.67 | 64.2675
2021-11-23 23:00 | 0 | 0.023642 | 0.68 | 74.845
2021-11-24 | 0 | 0.085225 | 0.69 | 63.2917
2021-11-24 01:00 | 0 | 0.11332 | 0.69 | 57.2792
2021-11-24 02:00 | 0 | 0.11291 | 0.69 | 57.8825
2021-11-24 03:00 | 0 | 0.034506 | 0.69 | 61.2517
2021-11-24 04:00 | 0 | 0.0067 | 0.69 | 67.6017
2021-11-24 05:00 | 0.00036363 | 0.019897 | 0.68 | 73.3117
2021-11-24 06:00 | 0.03667 | 0.02194 | 0.7 | 104.4867
2021-11-24 07:00 | 0.097247 | 0.0078875 | 0.65 | 80.9283
2021-11-24 08:00 | 0.46088 | 0.0055755 | 0.62 | 68.4667
2021-11-24 09:00 | 0.68194 | 0.011314 | 0.5 | 60.6808
2021-11-24 10:00 | 0.8053 | 0.018194 | 0.55 | 57.7075
2021-11-24 11:00 | 0.86264 | 0.047752 | 0.6 | 54.9342
2021-11-24 12:00 | 0.89242 | 0.14421 | 0.5 | 56.335
2021-11-24 13:00 | 0.93668 | 0.33373 | 0.52 | 63.6517
2021-11-24 14:00 | 0.95424 | 0.51002 | 0.5 | 65.6317
2021-11-24 15:00 | 0.88755 | 0.60457 | 0.53 | 79.2908
2021-11-24 16:00 | 0.69748 | 0.66404 | 0.58 | 104.3483
2021-11-24 17:00 | 0.52258 | 0.75199 | 0.6 | 113.2508
2021-11-24 18:00 | 0.056189 | 0.822 | 0.63 | 90.2208
2021-11-24 19:00 | 0 | 0.8569 | 0.62 | 92.3742
2021-11-24 20:00 | 0 | 0.87889 | 0.65 | 94.3383
2021-11-24 21:00 | 0 | 0.87136 | 0.66 | 72.8033
2021-11-24 22:00 | 0 | 0.85833 | 0.67 | 77.8458
2021-11-24 23:00 | 0 | 0.83459 | 0.68 | 74.4892
2021-11-25 | 0 | 0.78957 | 0.69 | 71.9442
2021-11-25 01:00 | 0 | 0.72184 | 0.69 | 70.3625
2021-11-25 02:00 | 0 | 0.6414 | 0.69 | 68.0417
2021-11-25 03:00 | 0 | 0.60009 | 0.69 | 67.9
2021-11-25 04:00 | 0 | 0.50642 | 0.69 | 69.6825
2021-11-25 05:00 | 0.0012216 | 0.34909 | 0.7 | 78.33
2021-11-25 06:00 | 0.094929 | 0.14703 | 0.68 | 92.3125
2021-11-25 07:00 | 0.38171 | 0.1064 | 0.65 | 99.1183
2021-11-25 08:00 | 0.38591 | 0.050717 | 0.65 | 100.7725
2021-11-25 09:00 | 0.73124 | 0.01808 | 0.55 | 79.0742
2021-11-25 10:00 | 0.69666 | 0.02707 | 0.56 | 70.3175
2021-11-25 11:00 | 0.70476 | 0.038684 | 0.61 | 96.2033
2021-11-25 12:00 | 0.72391 | 0.057601 | 0.6 | 82.0983
2021-11-25 13:00 | 0.7317 | 0.10037 | 0.61 | 114.9242
2021-11-25 14:00 | 0.84902 | 0.25073 | 0.61 | 108.985
2021-11-25 15:00 | 0.88584 | 0.26751 | 0.61 | 74.0508
2021-11-25 16:00 | 0.64813 | 0.38554 | 0.62 | 71.1825
2021-11-25 17:00 | 0.37234 | 0.537 | 0.63 | 73.7042
2021-11-25 18:00 | 0.049429 | 0.62571 | 0.63 | 88.7208
2021-11-25 19:00 | 0 | 0.69321 | 0.65 | 98.3808
2021-11-25 20:00 | 0 | 0.76574 | 0.66 | 92.2967
2021-11-25 21:00 | 0 | 0.78004 | 0.67 | 64.1633
2021-11-25 22:00 | 0 | 0.81096 | 0.68 | 65.9467
2021-11-25 23:00 | 0 | 0.73127 | 0.7 | 64.7583
2021-11-26 | 0 | 0.68212 | 0.71 | 67.6492
2021-11-26 01:00 | 0 | 0.52949 | 0.71 | 63.7117
2021-11-26 02:00 | 0 | 0.28678 | 0.71 | 61.4433
2021-11-26 03:00 | 0 | 0.16144 | 0.7 | 60.5617
2021-11-26 04:00 | 0 | 0.16562 | 0.71 | 67.8625
2021-11-26 05:00 | 0.0023294 | 0.15854 | 0.71 | 80.8825
2021-11-26 06:00 | 0.17084 | 0.083116 | 0.7 | 96.815
2021-11-26 07:00 | 0.56119 | 0.041253 | 0.65 | 119.8892
2021-11-26 08:00 | 0.79405 | 0.014939 | 0.62 | 989.0683
2021-11-26 09:00 | 0.9143 | 0.02554 | 0.63 | 131.4783
2021-11-26 10:00 | 0.86061 | 0.033328 | 0.62 | 61.06
2021-11-26 11:00 | 0.77507 | 0.072826 | 0.56 | 54.3017
2021-11-26 12:00 | 0.77076 | 0.1128 | 0.57 | 61.02
2021-11-26 13:00 | 0.84172 | 0.23087 | 0.57 | 69.2458
2021-11-26 14:00 | 0.8129 | 0.55227 | 0.58 | 72.8408
2021-11-26 15:00 | 0.81738 | 0.69641 | 0.62 | 88.2033
2021-11-26 16:00 | 0.84495 | 0.80633 | 0.63 | 73.4417
2021-11-26 17:00 | 0.60425 | 0.84177 | 0.65 | 91.6167
2021-11-26 18:00 | 0.06121 | 0.87148 | 0.65 | 96.6958
2021-11-26 19:00 | 0 | 0.90701 | 0.66 | 142.0225
2021-11-26 20:00 | 0 | 0.91035 | 0.67 | 66.6558
2021-11-26 21:00 | 0 | 0.88782 | 0.69 | 70.2708
2021-11-26 22:00 | 0 | 0.893 | 0.7 | 133.9392
2021-11-26 23:00 | 0 | 0.8997 | 0.71 | 65.2633
2021-11-27 | 0 | 0.90959 | 0.72 | 70.2333
2021-11-27 01:00 | 0 | 0.90627 | 0.72 | 95.5767
2021-11-27 02:00 | 0 | 0.82738 | 0.72 | 79.2167
2021-11-27 03:00 | 0 | 0.81466 | 0.72 | 69.9025
2021-11-27 04:00 | 0 | 0.77572 | 0.72 | 71.1517
2021-11-27 05:00 | 0.0030415 | 0.75519 | 0.71 | 57.8292
2021-11-27 06:00 | 0.2602 | 0.52115 | 0.7 | 53.5292
2021-11-27 07:00 | 0.715 | 0.32246 | 0.67 | 66.9633
2021-11-27 08:00 | 0.80954 | 0.21975 | 0.64 | 54.0683
2021-11-27 09:00 | 0.90757 | 0.16557 | 0.58 | 52.7242
2021-11-27 10:00 | 0.9941 | 0.19047 | 0.59 | 60.8092
2021-11-27 11:00 | 1 | 0.2186 | 0.55 | 45.8575
2021-11-27 12:00 | 1 | 0.30867 | 0.6 | 52.21
2021-11-27 13:00 | 1 | 0.43324 | 0.56 | 60.3683
2021-11-27 14:00 | 1 | 0.46667 | 0.55 | 61.4833
2021-11-27 15:00 | 1 | 0.47578 | 0.53 | 57.6217
2021-11-27 16:00 | 0.98569 | 0.474 | 0.57 | 47.5767
2021-11-27 17:00 | 0.67101 | 0.5275 | 0.59 | 64.22
2021-11-27 18:00 | 0.0574 | 0.63257 | 0.63 | 80.9142
2021-11-27 19:00 | 0 | 0.69911 | 0.65 | 81.7108
2021-11-27 20:00 | 0 | 0.74192 | 0.66 | 75.0867
2021-11-27 21:00 | 0 | 0.65856 | 0.67 | 65.1083
2021-11-27 22:00 | 0 | 0.62609 | 0.68 | 80.0583
2021-11-27 23:00 | 0 | 0.56949 | 0.7 | 64.06
2021-11-28 | 0 | 0.4709 | 0.68 | 61.21
2021-11-28 01:00 | 0 | 0.37743 | 0.68 | 60.1608
2021-11-28 02:00 | 0 | 0.28109 | 0.68 | 58.5592
2021-11-28 03:00 | 0 | 0.25838 | 0.69 | 54.91
2021-11-28 04:00 | 0 | 0.21252 | 0.69 | 53.5567
2021-11-28 05:00 | 0.0042501 | 0.25025 | 0.7 | 44.76
2021-11-28 06:00 | 0.24947 | 0.14548 | 0.64 | 21.9525
2021-11-28 07:00 | 0.88021 | 0.062965 | 0.64 | -48.5425
2021-11-28 08:00 | 0.9444 | 0.048077 | 0.6 | -37.1467
2021-11-28 09:00 | 0.96351 | 0.037799 | 0.58 | -20.2325
2021-11-28 10:00 | 1 | 0.018402 | 0.5 | -1.3708
2021-11-28 11:00 | 1 | 0.05412 | 0.53 | 12.6383
2021-11-28 12:00 | 1 | 0.081676 | 0.54 | 21.69
2021-11-28 13:00 | 1 | 0.14447 | 0.59 | 53.9975
2021-11-28 14:00 | 1 | 0.30064 | 0.55 | 57.1933
2021-11-28 15:00 | 1 | 0.53826 | 0.57 | 59.8542
2021-11-28 16:00 | 0.98262 | 0.60807 | 0.59 | 46.29
2021-11-28 17:00 | 0.66891 | 0.59274 | 0.62 | 65.9942
2021-11-28 18:00 | 0.13903 | 0.61616 | 0.63 | 89.7908
2021-11-28 19:00 | 0 | 0.58219 | 0.64 | 84.6683
2021-11-28 20:00 | 0 | 0.54662 | 0.66 | 70.4467
2021-11-28 21:00 | 0 | 0.66354 | 0.66 | 64.6617
2021-11-28 22:00 | 0 | 0.64805 | 0.68 | 68.7533
2021-11-28 23:00 | 0 | 0.50429 | 0.68 | 63.4583
2021-11-29 | 0 | 0.34233 | 0.68 | 70.1183
2021-11-29 01:00 | 0 | 0.31037 | 0.69 | 67.9858
2021-11-29 02:00 | 0 | 0.34469 | 0.7 | 60.4025
2021-11-29 03:00 | 0 | 0.3674 | 0.7 | 64.235
2021-11-29 04:00 | 0 | 0.18516 | 0.69 | 66.1408
2021-11-29 05:00 | 0.0076148 | 0.12557 | 0.68 | 64.1467
2021-11-29 06:00 | 0.287 | 0.12393 | 0.64 | 61.9458
2021-11-29 07:00 | 0.91215 | 0.11195 | 0.59 | 54.1675
2021-11-29 08:00 | 0.99929 | 0.068139 | 0.6 | 58.0167
2021-11-29 09:00 | 1 | 0.035612 | 0.57 | 64.3842
2021-11-29 10:00 | 1 | 0.032458 | 0.56 | 66.5683
2021-11-29 11:00 | 1 | 0.055079 | 0.56 | 65.57
2021-11-29 12:00 | 1 | 0.060622 | 0.52 | 66.5617
2021-11-29 13:00 | 1 | 0.02865 | 0.58 | 87.6775
2021-11-29 14:00 | 1 | 0.02552 | 0.55 | 120.175
2021-11-29 15:00 | 1 | 0.13234 | 0.58 | 84.2958
2021-11-29 16:00 | 0.96354 | 0.54929 | 0.64 | 89.8375
2021-11-29 17:00 | 0.64317 | 0.73017 | 0.64 | 112.3925
2021-11-29 18:00 | 0.13508 | 0.66117 | 0.6 | 122.6225
2021-11-29 19:00 | 0 | 0.64184 | 0.64 | 97.6767
2021-11-29 20:00 | 0 | 0.74111 | 0.66 | 77.1033
2021-11-29 21:00 | 0 | 0.74191 | 0.67 | 70.5042
2021-11-29 22:00 | 0 | 0.73566 | 0.7 | 68.6875
2021-11-29 23:00 | 0 | 0.65465 | 0.68 | 59.8375
2021-11-30 | 0 | 0.57737 | 0.69 | 61.9675
2021-11-30 01:00 | 0 | 0.49477 | 0.69 | 57.2483
2021-11-30 02:00 | 0 | 0.37282 | 0.7 | 56.4017
2021-11-30 03:00 | 0 | 0.20172 | 0.7 | 56.9875
2021-11-30 04:00 | 0 | 0.11196 | 0.7 | 60.9725
2021-11-30 05:00 | 0.0055031 | 0.049249 | 0.69 | 65.795
2021-11-30 06:00 | 0.25633 | 0.040845 | 0.68 | 67.3558
2021-11-30 07:00 | 0.76085 | 0.029853 | 0.67 | 96.6092
2021-11-30 08:00 | 0.8279 | 0.017577 | 0.6 | 63.2342
2021-11-30 09:00 | 0.92094 | 0.013402 | 0.59 | 80.0758
2021-11-30 10:00 | 0.9952 | 0.0072485 | 0.56 | 76.6025
2021-11-30 11:00 | 1 | 0.006834 | 0.61 | 89.5925
2021-11-30 12:00 | 1 | 0.031202 | 0.6 | 173.0525
2021-11-30 13:00 | 0.99872 | 0.084154 | 0.57 | 139.2525
2021-11-30 14:00 | 1 | 0.25741 | 0.58 | 277.1467
2021-11-30 15:00 | 0.99594 | 0.49876 | 0.63 | 225.0783
2021-11-30 16:00 | 0.93359 | 0.57654 | 0.65 | 74.265
2021-11-30 17:00 | 0.61513 | 0.61223 | 0.64 | 84.175
2021-11-30 18:00 | 0.12286 | 0.70382 | 0.64 | 105.5258
2021-11-30 19:00 | 0 | 0.72506 | 0.66 | 100.22
2021-11-30 20:00 | 0 | 0.72076 | 0.69 | 87.8767
2021-11-30 21:00 | 0 | 0.65073 | 0.69 | 79.7683
2021-11-30 22:00 | 0 | 0.51839 | 0.7 | 81.9942
2021-11-30 23:00 | 0 | 0.48761 | 0.71 | 80.8375
2021-12-01 | 0 | 0.43534 | 0.71 | 64.04
2021-12-01 01:00 | 0 | 0.34816 | 0.7 | 71.655
2021-12-01 02:00 | 0 | 0.35212 | 0.72 | 61.0233
2021-12-01 03:00 | 0 | 0.28908 | 0.72 | 60.3925
2021-12-01 04:00 | 0 | 0.24602 | 0.72 | 59.1008
2021-12-01 05:00 | 0.0026843 | 0.18007 | 0.7 | 68.24
2021-12-01 06:00 | 0.23542 | 0.147 | 0.7 | 62.8583
2021-12-01 07:00 | 0.64525 | 0.059561 | 0.63 | 66.1133
2021-12-01 08:00 | 0.8811 | 0.01694 | 0.65 | 60.525
2021-12-01 09:00 | 0.90141 | 0.0087 | 0.56 | 72.605
2021-12-01 10:00 | 0.98532 | 0.002904 | 0.54 | 65.1275
2021-12-01 11:00 | 0.99237 | 0.0022055 | 0.54 | 68.6275
2021-12-01 12:00 | 0.98755 | 0.0036315 | 0.6 | 89.9383
2021-12-01 13:00 | 0.97219 | 0.020587 | 0.59 | 69.4408
2021-12-01 14:00 | 0.84749 | 0.13389 | 0.58 | 56.0208
2021-12-01 15:00 | 0.79935 | 0.51666 | 0.58 | 52.4417
2021-12-01 16:00 | 0.81729 | 0.70929 | 0.56 | 43.635
2021-12-01 17:00 | 0.50806 | 0.68229 | 0.64 | 73.0217
2021-12-01 18:00 | 0.084964 | 0.7138 | 0.66 | 132.6117
2021-12-01 19:00 | 0 | 0.66796 | 0.67 | 142.9333
2021-12-01 20:00 | 0 | 0.62266 | 0.67 | 66.7883
2021-12-01 21:00 | 0 | 0.58621 | 0.67 | 59.5258
2021-12-01 22:00 | 0 | 0.55752 | 0.67 | 77.5125
2021-12-01 23:00 | 0 | 0.47253 | 0.69 | 73.4325
2021-12-02 | 0 | 0.41156 | 0.7 | 86.3717
2021-12-02 01:00 | 0 | 0.28858 | 0.71 | 78.5333
2021-12-02 02:00 | 0 | 0.20946 | 0.71 | 72.1758
2021-12-02 03:00 | 0 | 0.11887 | 0.71 | 69.5
2021-12-02 04:00 | 0 | 0.093192 | 0.71 | 75.2817
2021-12-02 05:00 | 0.004613 | 0.14012 | 0.69 | 75.4092
2021-12-02 06:00 | 0.20653 | 0.14901 | 0.66 | 54.5542
2021-12-02 07:00 | 0.66841 | 0.14364 | 0.63 | 37.5075
2021-12-02 08:00 | 0.80591 | 0.12038 | 0.61 | 50.65
2021-12-02 09:00 | 0.88933 | 0.11978 | 0.56 | 62.7583
2021-12-02 10:00 | 0.91769 | 0.12049 | 0.57 | 73.4742
2021-12-02 11:00 | 0.96056 | 0.18859 | 0.56 | 54.5117
2021-12-02 12:00 | 1 | 0.25115 | 0.47 | 61.78
2021-12-02 13:00 | 1 | 0.40285 | 0.54 | 64.1375
2021-12-02 14:00 | 1 | 0.48796 | 0.55 | 88.2825
2021-12-02 15:00 | 0.98426 | 0.43112 | 0.58 | 69.9567
2021-12-02 16:00 | 0.95918 | 0.40812 | 0.6 | 63.6783
2021-12-02 17:00 | 0.57509 | 0.40031 | 0.62 | 139.32
2021-12-02 18:00 | 0.16186 | 0.40749 | 0.64 | 133.4783
2021-12-02 19:00 | 0 | 0.33777 | 0.65 | 127.7525
2021-12-02 20:00 | 0 | 0.2582 | 0.66 | 71.9267
2021-12-02 21:00 | 0 | 0.21908 | 0.68 | 63.6825
2021-12-02 22:00 | 0 | 0.16087 | 0.69 | 80.7958
2021-12-02 23:00 | 0 | 0.069379 | 0.7 | 65.7242
2021-12-03 | 0 | 0.042756 | 0.69 | 139.57
2021-12-03 01:00 | 0 | 0.019226 | 0.69 | 85.7183
2021-12-03 02:00 | 0 | 0.025263 | 0.7 | 87.2467
2021-12-03 03:00 | 0 | 0.024407 | 0.7 | 86.125
2021-12-03 04:00 | 0 | 0.023879 | 0.7 | 82.4733
2021-12-03 05:00 | 0.0055006 | 0.01322 | 0.7 | 68.1658
2021-12-03 06:00 | 0.25656 | 0.0006035 | 0.66 | 49.3692
2021-12-03 07:00 | 0.72887 | 0.00169 | 0.55 | 35.53
2021-12-03 08:00 | 0.88635 | 0.003157 | 0.51 | 25.9775
2021-12-03 09:00 | 0.94753 | 0.003083 | 0.56 | 53.4075
2021-12-03 10:00 | 0.99724 | 0.0034955 | 0.53 | 60.635
2021-12-03 11:00 | 1 | 0.021289 | 0.52 | 57.3108
2021-12-03 12:00 | 1 | 0.1225 | 0.47 | 60.8417
2021-12-03 13:00 | 1 | 0.20434 | 0.52 | 59.4508
2021-12-03 14:00 | 1 | 0.30605 | 0.53 | 75.9633
2021-12-03 15:00 | 0.9941 | 0.50235 | 0.55 | 85.1742
2021-12-03 16:00 | 0.95239 | 0.53993 | 0.6 | 59.5108
2021-12-03 17:00 | 0.63814 | 0.59825 | 0.61 | 103.3183
2021-12-03 18:00 | 0.16016 | 0.73777 | 0.6 | 105.1525
2021-12-03 19:00 | 0 | 0.77474 | 0.64 | 78.5108
2021-12-03 20:00 | 0 | 0.76789 | 0.65 | 71.5833
2021-12-03 21:00 | 0 | 0.75126 | 0.67 | 80.5775
2021-12-03 22:00 | 0 | 0.58793 | 0.65 | 86.0492
2021-12-03 23:00 | 0 | 0.4021 | 0.7 | 64.9983
2021-12-04 | 0 | 0.23124 | 0.67 | 70.2883
2021-12-04 01:00 | 0 | 0.13271 | 0.7 | 75.3433
2021-12-04 02:00 | 0 | 0.073494 | 0.69 | 76.4025
2021-12-04 03:00 | 0 | 0.050828 | 0.7 | 76.8967
2021-12-04 04:00 | 0 | 0.014833 | 0.7 | 69.9892
2021-12-04 05:00 | 0.0031493 | 0.002445 | 0.69 | 61.8117
2021-12-04 06:00 | 0.21325 | 0.000936 | 0.64 | 15.485
2021-12-04 07:00 | 0.8163 | 0.013688 | 0.59 | 11.1417
2021-12-04 08:00 | 0.91995 | 0.0046565 | 0.54 | 20.9825
2021-12-04 09:00 | 0.98874 | 0.01004 | 0.45 | 22.3133
2021-12-04 10:00 | 0.99856 | 0.003932 | 0.5 | 12.5942
2021-12-04 11:00 | 0.99993 | 0.049719 | 0.4 | 16.4492
2021-12-04 12:00 | 1 | 0.13006 | 0.43 | -9.4092
2021-12-04 13:00 | 1 | 0.21078 | 0.5 | -6.9292
2021-12-04 14:00 | 1 | 0.35129 | 0.51 | 13.2558
2021-12-04 15:00 | 0.99807 | 0.49666 | 0.5 | 75.2092
2021-12-04 16:00 | 0.94875 | 0.54829 | 0.59 | 66.4608
2021-12-04 17:00 | 0.63585 | 0.57317 | 0.6 | 73.7058
2021-12-04 18:00 | 0.16726 | 0.63774 | 0.63 | 180.7083
2021-12-04 19:00 | 0 | 0.6958 | 0.64 | 82.5125
2021-12-04 20:00 | 0 | 0.71853 | 0.66 | 66.6625
2021-12-04 21:00 | 0 | 0.66637 | 0.7 | 65.5683
2021-12-04 22:00 | 0 | 0.7667 | 0.68 | 61.7183
2021-12-04 23:00 | 0 | 0.72033 | 0.68 | 46.0575
2021-12-05 | 0 | 0.65652 | 0.7 | 55.36
2021-12-05 01:00 | 0 | 0.55207 | 0.72 | 58.2258
2021-12-05 02:00 | 0 | 0.39211 | 0.72 | 49.5225
2021-12-05 03:00 | 0 | 0.22415 | 0.72 | 47.1383
2021-12-05 04:00 | 0 | 0.18192 | 0.72 | 52.3375
2021-12-05 05:00 | 0.0052021 | 0.20864 | 0.72 | 35.3958
2021-12-05 06:00 | 0.23539 | 0.21585 | 0.63 | -19.6433
2021-12-05 07:00 | 0.83523 | 0.12489 | 0.59 | -27.14
2021-12-05 08:00 | 0.85496 | 0.084943 | 0.57 | -28.7858
2021-12-05 09:00 | 0.96067 | 0.04422 | 0.53 | -0.875
2021-12-05 10:00 | 0.9994 | 0.015966 | 0.51 | 8.875
2021-12-05 11:00 | 1 | 0.063573 | 0.5 | -6.0908
2021-12-05 12:00 | 1 | 0.095173 | 0.44 | -19.6767
2021-12-05 13:00 | 0.99608 | 0.15673 | 0.51 | -27.0125
2021-12-05 14:00 | 0.99581 | 0.32696 | 0.52 | -13.7825
2021-12-05 15:00 | 0.98541 | 0.56016 | 0.48 | 19.7675
2021-12-05 16:00 | 0.9183 | 0.65788 | 0.56 | 31.7125
2021-12-05 17:00 | 0.60485 | 0.76913 | 0.61 | 56.4292
2021-12-05 18:00 | 0.14251 | 0.80171 | 0.64 | 84.2792
2021-12-05 19:00 | 0 | 0.83031 | 0.64 | 96.1408
2021-12-05 20:00 | 0 | 0.83141 | 0.65 | 65.7425
2021-12-05 21:00 | 0 | 0.83295 | 0.66 | 59.0208
2021-12-05 22:00 | 0 | 0.84763 | 0.68 | 57.7933
2021-12-05 23:00 | 0 | 0.88226 | 0.69 | 55.5867
2021-12-06 | 0 | 0.85507 | 0.69 | 58.3067
2021-12-06 01:00 | 0 | 0.58933 | 0.7 | 54.495
2021-12-06 02:00 | 0 | 0.22093 | 0.68 | 50.0075
2021-12-06 03:00 | 0 | 0.087251 | 0.68 | 48.09
2021-12-06 04:00 | 0 | 0.13972 | 0.67 | 53.5542
2021-12-06 05:00 | 0.0021765 | 0.14174 | 0.66 | 64.4708
2021-12-06 06:00 | 0.2205 | 0.11597 | 0.58 | 49.5717
2021-12-06 07:00 | 0.68939 | 0.066549 | 0.5 | 42.2858
2021-12-06 08:00 | 0.74765 | 0.056336 | 0.45 | 30.405
2021-12-06 09:00 | 0.89695 | 0.059277 | 0.43 | 32.2417
2021-12-06 10:00 | 0.99267 | 0.08235 | 0.41 | 40.2033
2021-12-06 11:00 | 1 | 0.14818 | 0.4 | 40.1142
2021-12-06 12:00 | 0.99861 | 0.22884 | 0.4 | 44.8733
2021-12-06 13:00 | 0.99825 | 0.36023 | 0.43 | 66.1775
2021-12-06 14:00 | 0.98675 | 0.58664 | 0.45 | 70.4908
2021-12-06 15:00 | 0.89623 | 0.73587 | 0.5 | 94.8858
2021-12-06 16:00 | 0.81268 | 0.81999 | 0.54 | 74.4983
2021-12-06 17:00 | 0.55438 | 0.89709 | 0.61 | 82.6625
2021-12-06 18:00 | 0.1411 | 0.92185 | 0.66 | 154.2283
2021-12-06 19:00 | 0 | 0.91772 | 0.66 | 120.5233
2021-12-06 20:00 | 0 | 0.89791 | 0.66 | 92.7542
2021-12-06 21:00 | 0 | 0.71627 | 0.65 | 68.2025
2021-12-06 22:00 | 0 | 0.041011 | 0.66 | 91.4567
2021-12-06 23:00 | 0 | 0.039196 | 0.67 | 77.7625
2021-12-07 | 0 | 0.083413 | 0.67 | 73.185
2021-12-07 01:00 | 0 | 0.34597 | 0.67 | 60.0117
2021-12-07 02:00 | 0 | 0.79025 | 0.69 | 57.2717
2021-12-07 03:00 | 0 | 0.21708 | 0.68 | 57.5667
2021-12-07 04:00 | 0 | 0.062813 | 0.66 | 67.75
2021-12-07 05:00 | 0.00020065 | 0.15531 | 0.65 | 76.025
2021-12-07 06:00 | 0.041736 | 0.035124 | 0.58 | 53.5892
2021-12-07 07:00 | 0.13311 | 0.10207 | 0.5 | 56.38
2021-12-07 08:00 | 0.14369 | 0.15311 | 0.49 | 57.4925
2021-12-07 09:00 | 0.31688 | 0.13852 | 0.45 | 58.4858
2021-12-07 10:00 | 0.60018 | 0.14405 | 0.43 | 36.4067
2021-12-07 11:00 | 0.62851 | 0.15399 | 0.4 | 44.0142
2021-12-07 12:00 | 0.49171 | 0.24207 | 0.4 | 44.6908
2021-12-07 13:00 | 0.41308 | 0.14677 | 0.42 | 69.3242
2021-12-07 14:00 | 0.24951 | 0.18906 | 0.45 | 94.76
2021-12-07 15:00 | 0.17123 | 0.3177 | 0.46 | 65.5358
2021-12-07 16:00 | 0.21651 | 0.30858 | 0.51 | 57.2892
2021-12-07 17:00 | 0.19649 | 0.16867 | 0.58 | 78.6158
2021-12-07 18:00 | 0.036176 | 0.16282 | 0.63 | 281.1
2021-12-07 19:00 | 0 | 0.28458 | 0.65 | 150.6075
2021-12-07 20:00 | 0 | 0.25506 | 0.66 | 107.4942
2021-12-07 21:00 | 0 | 0.17783 | 0.66 | 66.1492
2021-12-07 22:00 | 0 | 0.29377 | 0.68 | 82.8617
2021-12-07 23:00 | 0 | 0.27085 | 0.69 | 97.4625
2021-12-08 | 0 | 0.46999 | 0.7 | 98.93
2021-12-08 01:00 | 0 | 0.81121 | 0.71 | 67.5492
2021-12-08 02:00 | 0 | 0.87292 | 0.7 | 62.195
2021-12-08 03:00 | 0 | 0.89016 | 0.68 | 51.1258
2021-12-08 04:00 | 0 | 0.88406 | 0.69 | 65.3675
2021-12-08 05:00 | 0.0020047 | 0.91887 | 0.69 | 93.815
2021-12-08 06:00 | 0.065192 | 0.91208 | 0.65 | 67.0092
2021-12-08 07:00 | 0.27181 | 0.90928 | 0.56 | 55.1233
2021-12-08 08:00 | 0.56755 | 0.77112 | 0.5 | 60.5633
2021-12-08 09:00 | 0.76737 | 0.64642 | 0.46 | 62.8883
2021-12-08 10:00 | 0.89575 | 0.49281 | 0.43 | 44.6375
2021-12-08 11:00 | 0.87543 | 0.36941 | 0.42 | 58.21
2021-12-08 12:00 | 0.82415 | 0.34926 | 0.42 | 68.1208
2021-12-08 13:00 | 0.82656 | 0.39566 | 0.44 | 69.8842
2021-12-08 14:00 | 0.95771 | 0.49931 | 0.48 | 94.7325
2021-12-08 15:00 | 0.89696 | 0.65112 | 0.53 | 104.3358
2021-12-08 16:00 | 0.75593 | 0.73367 | 0.56 | 69.1817
2021-12-08 17:00 | 0.39626 | 0.80647 | 0.6 | 70.0042
2021-12-08 18:00 | 0.063299 | 0.83449 | 0.63 | 70.7433
2021-12-08 19:00 | 0 | 0.84134 | 0.63 | 65.0792
2021-12-08 20:00 | 0 | 0.86023 | 0.64 | 76.0792
2021-12-08 21:00 | 0 | 0.90388 | 0.65 | 69.3533
2021-12-08 22:00 | 0 | 0.91004 | 0.66 | 75.6533
2021-12-08 23:00 | 0 | 0.87116 | 0.7 | 70.98
2021-12-09 | 0 | 0.86894 | 0.68 | 85.3833
2021-12-09 01:00 | 0 | 0.87362 | 0.69 | 80.9508
2021-12-09 02:00 | 0 | 0.80936 | 0.7 | 67.8683
2021-12-09 03:00 | 0 | 0.77839 | 0.7 | 87.5967
2021-12-09 04:00 | 0 | 0.73455 | 0.69 | 95.9025
2021-12-09 05:00 | 0.001508 | 0.77794 | 0.69 | 137.535
2021-12-09 06:00 | 0.17314 | 0.62427 | 0.6 | 68.6642
2021-12-09 07:00 | 0.64325 | 0.42132 | 0.5 | 37.7067
2021-12-09 08:00 | 0.80786 | 0.30397 | 0.45 | 45.0725
2021-12-09 09:00 | 0.92899 | 0.15628 | 0.42 | 47.145
2021-12-09 10:00 | 0.99624 | 0.13395 | 0.38 | 45.1692
2021-12-09 11:00 | 0.96793 | 0.12348 | 0.37 | 31.4892
2021-12-09 12:00 | 0.98476 | 0.18997 | 0.37 | 51.8275
2021-12-09 13:00 | 0.91095 | 0.28263 | 0.38 | 57.8358
2021-12-09 14:00 | 0.85447 | 0.42691 | 0.41 | 86.575
2021-12-09 15:00 | 0.92029 | 0.52478 | 0.46 | 142.2508
2021-12-09 16:00 | 0.6952 | 0.60845 | 0.49 | 278.7358
2021-12-09 17:00 | 0.56636 | 0.73608 | 0.54 | 1223.1392
2021-12-09 18:00 | 0.14319 | 0.80356 | 0.57 | 9327.7042
2021-12-09 19:00 | 0 | 0.77825 | 0.6 | 1972.2675
2021-12-09 20:00 | 0 | 0.78422 | 0.62 | 213.8083
2021-12-09 21:00 | 0 | 0.87046 | 0.64 | 215.2942
2021-12-09 22:00 | 0 | 0.8733 | 0.67 | 159.0742
2021-12-09 23:00 | 0 | 0.87263 | 0.68 | 119.9092
2021-12-10 | 0 | 0.8288 | 0.69 | 249.095
2021-12-10 01:00 | 0 | 0.81425 | 0.7 | 139.6008
2021-12-10 02:00 | 0 | 0.71381 | 0.7 | 122.73
2021-12-10 03:00 | 0 | 0.38608 | 0.7 | 118.985
2021-12-10 04:00 | 0 | 0.2395 | 0.69 | 132.2625
2021-12-10 05:00 | 0.0011601 | 0.28203 | 0.67 | 132.6208
2021-12-10 06:00 | 0.17411 | 0.30223 | 0.6 | 64.0192
2021-12-10 07:00 | 0.60156 | 0.20663 | 0.49 | 51.89
2021-12-10 08:00 | 0.48941 | 0.1192 | 0.43 | 28.1317
2021-12-10 09:00 | 0.46752 | 0.081016 | 0.4 | 59.6642
2021-12-10 10:00 | 0.71618 | 0.054451 | 0.4 | 70.9783
2021-12-10 11:00 | 0.60073 | 0.06952 | 0.39 | 70.0158
2021-12-10 12:00 | 0.7 | 0.08677 | 0.4 | 59.9442
2021-12-10 13:00 | 0.63617 | 0.12518 | 0.4 | 56.6867
2021-12-10 14:00 | 0.57191 | 0.29978 | 0.4 | 55.135
2021-12-10 15:00 | 0.44645 | 0.52273 | 0.42 | 82.2042
2021-12-10 16:00 | 0.27242 | 0.73069 | 0.47 | 95.215
2021-12-10 17:00 | 0.19617 | 0.84584 | 0.53 | 167.8742
2021-12-10 18:00 | 0.023788 | 0.90639 | 0.59 | 292.6067
2021-12-10 19:00 | 0 | 0.8872 | 0.61 | 178.9433
2021-12-10 20:00 | 0 | 0.92796 | 0.6 | 130.1783
2021-12-10 21:00 | 0 | 0.88753 | 0.63 | 140.3
2021-12-10 22:00 | 0 | 0.80633 | 0.65 | 119.2058
2021-12-10 23:00 | 0 | 0.64917 | 0.66 | 112.8242
2021-12-11 | 0 | 0.55409 | 0.68 | 111.9358
2021-12-11 01:00 | 0 | 0.68233 | 0.68 | 85.1383
2021-12-11 02:00 | 0 | 0.75112 | 0.68 | 104.5192
2021-12-11 03:00 | 0 | 0.81978 | 0.69 | 111.2042
2021-12-11 04:00 | 0 | 0.78229 | 0.69 | 114.8733
2021-12-11 05:00 | 0.0015022 | 0.82768 | 0.7 | 101.7842
2021-12-11 06:00 | 0.19424 | 0.86109 | 0.58 | 42.72
2021-12-11 07:00 | 0.64802 | 0.83812 | 0.48 | 20.2083
2021-12-11 08:00 | 0.74491 | 0.69043 | 0.4 | 1.6942
2021-12-11 09:00 | 0.8764 | 0.53581 | 0.38 | 27.7408
2021-12-11 10:00 | 0.89642 | 0.44675 | 0.35 | 26.2567
2021-12-11 11:00 | 0.93432 | 0.42143 | 0.34 | 27.37
2021-12-11 12:00 | 0.83187 | 0.29432 | 0.34 | 25.9233
2021-12-11 13:00 | 0.81358 | 0.40033 | 0.36 | 37.3792
2021-12-11 14:00 | 0.84098 | 0.51946 | 0.39 | 47.6608
2021-12-11 15:00 | 0.76464 | 0.68601 | 0.42 | 67.4217
2021-12-11 16:00 | 0.68905 | 0.82077 | 0.47 | 50.23
2021-12-11 17:00 | 0.61144 | 0.85189 | 0.55 | 177.1717
2021-12-11 18:00 | 0.16225 | 0.85331 | 0.6 | 530.0167
2021-12-11 19:00 | 0 | 0.79075 | 0.6 | 372.34
2021-12-11 20:00 | 0 | 0.75729 | 0.64 | 166.1608
2021-12-11 21:00 | 0 | 0.74289 | 0.64 | 123.0525
2021-12-11 22:00 | 0 | 0.784 | 0.66 | 98.2325
2021-12-11 23:00 | 0 | 0.77726 | 0.68 | 80.7542
2021-12-12 | 0 | 0.77633 | 0.68 | 78.1633
2021-12-12 01:00 | 0 | 0.75666 | 0.68 | 71.01
2021-12-12 02:00 | 0 | 0.67131 | 0.68 | 70.3217
2021-12-12 03:00 | 0 | 0.65177 | 0.7 | 69.8475
2021-12-12 04:00 | 0 | 0.70724 | 0.68 | 79.9142
2021-12-12 05:00 | 0.0026179 | 0.69042 | 0.67 | 74.0458
2021-12-12 06:00 | 0.24909 | 0.66176 | 0.58 | 16.2467
2021-12-12 07:00 | 0.80005 | 0.60173 | 0.48 | -22.0067
2021-12-12 08:00 | 0.91424 | 0.49033 | 0.43 | -27.4833
2021-12-12 09:00 | 0.76588 | 0.46154 | 0.38 | 17.9542
2021-12-12 10:00 | 0.71008 | 0.45551 | 0.36 | 46.2617
2021-12-12 11:00 | 0.66584 | 0.38284 | 0.36 | 54.1542
2021-12-12 12:00 | 0.45963 | 0.38109 | 0.37 | 53.9333
2021-12-12 13:00 | 0.57602 | 0.40259 | 0.37 | 35.8083
2021-12-12 14:00 | 0.53286 | 0.44406 | 0.4 | 52.4675
2021-12-12 15:00 | 0.53738 | 0.50876 | 0.42 | 55.0425
2021-12-12 16:00 | 0.34962 | 0.45297 | 0.48 | 76.8575
2021-12-12 17:00 | 0.18778 | 0.46822 | 0.55 | 138.2558
2021-12-12 18:00 | 0.10413 | 0.57338 | 0.6 | 1579.35
2021-12-12 19:00 | 0 | 0.73864 | 0.62 | 205.05
2021-12-12 20:00 | 0 | 0.68907 | 0.6 | 191.9483
2021-12-12 21:00 | 0 | 0.79093 | 0.64 | 180.5967
2021-12-12 22:00 | 0 | 0.84849 | 0.65 | 151.4967
2021-12-12 23:00 | 0 | 0.8148 | 0.67 | 125.2517
2021-12-13 | 0 | 0.80585 | 0.68 | 117.035
2021-12-13 01:00 | 0 | 0.81317 | 0.67 | 74.03
2021-12-13 02:00 | 0 | 0.82682 | 0.67 | 69.9367
2021-12-13 03:00 | 0 | 0.87041 | 0.68 | 76.3592
2021-12-13 04:00 | 0 | 0.86571 | 0.68 | 108.2042
2021-12-13 05:00 | 0.0021483 | 0.88376 | 0.7 | 136.1925
2021-12-13 06:00 | 0.10803 | 0.93607 | 0.59 | 55.0992
2021-12-13 07:00 | 0.26846 | 0.93468 | 0.49 | 37.8442
2021-12-13 08:00 | 0.41042 | 0.9214 | 0.44 | 25.47
2021-12-13 09:00 | 0.57462 | 0.89031 | 0.4 | 39.6625
2021-12-13 10:00 | 0.64267 | 0.91757 | 0.4 | 62.5308
2021-12-13 11:00 | 0.55568 | 0.90638 | 0.39 | 62.8275
2021-12-13 12:00 | 0.34751 | 0.91864 | 0.41 | 66.8992
2021-12-13 13:00 | 0.40388 | 0.90233 | 0.41 | 68.4683
2021-12-13 14:00 | 0.46918 | 0.88133 | 0.41 | 59.1517
2021-12-13 15:00 | 0.5957 | 0.86338 | 0.44 | 83.7333
2021-12-13 16:00 | 0.68558 | 0.87828 | 0.5 | 137.2325
2021-12-13 17:00 | 0.28663 | 0.90733 | 0.54 | 116.38
2021-12-13 18:00 | 0.057376 | 0.90841 | 0.61 | 233.3525
2021-12-13 19:00 | 0 | 0.92071 | 0.63 | 184.5167
2021-12-13 20:00 | 0 | 0.83023 | 0.62 | 234.93
2021-12-13 21:00 | 0 | 0.85002 | 0.65 | 193.3408
2021-12-13 22:00 | 0 | 0.90056 | 0.67 | 115.6767
2021-12-13 23:00 | 0 | 0.89229 | 0.68 | 104.7067
2021-12-14 | 0 | 0.76737 | 0.68 | 84.585
2021-12-14 01:00 | 0 | 0.74741 | 0.68 | 73.6717
2021-12-14 02:00 | 0 | 0.67365 | 0.69 | 68.5617
2021-12-14 03:00 | 0 | 0.65486 | 0.69 | 67.3667
2021-12-14 04:00 | 0 | 0.65066 | 0.69 | 74.3742
2021-12-14 05:00 | 0.0018101 | 0.61762 | 0.69 | 90.9967
2021-12-14 06:00 | 0.11991 | 0.55718 | 0.61 | 61.46
2021-12-14 07:00 | 0.1537 | 0.52361 | 0.51 | 41.175
2021-12-14 08:00 | 0.29911 | 0.44259 | 0.46 | 21.46
2021-12-14 09:00 | 0.60675 | 0.29745 | 0.42 | 13.9908
2021-12-14 10:00 | 0.77826 | 0.26112 | 0.39 | 8.7333
2021-12-14 11:00 | 0.84651 | 0.20477 | 0.39 | 3.4242
2021-12-14 12:00 | 0.79865 | 0.1503 | 0.39 | 13.3083
2021-12-14 13:00 | 0.83616 | 0.12638 | 0.4 | 44.1733
2021-12-14 14:00 | 0.83594 | 0.15161 | 0.41 | 43
2021-12-14 15:00 | 0.7268 | 0.28148 | 0.4 | 61.1258
2021-12-14 16:00 | 0.86564 | 0.35667 | 0.49 | 74.4067
2021-12-14 17:00 | 0.46032 | 0.42682 | 0.56 | 123.8258
2021-12-14 18:00 | 0.14275 | 0.36826 | 0.6 | 177.2533
2021-12-14 19:00 | 0 | 0.40125 | 0.65 | 149.4658
2021-12-14 20:00 | 0 | 0.48851 | 0.65 | 98.1475
2021-12-14 21:00 | 0 | 0.56038 | 0.66 | 83.0225
2021-12-14 22:00 | 0 | 0.37648 | 0.67 | 91.1025
2021-12-14 23:00 | 0 | 0.28254 | 0.68 | 82.5692
2021-12-15 | 0 | 0.23158 | 0.69 | 77.0992
2021-12-15 01:00 | 0 | 0.18282 | 0.69 | 68.8258
2021-12-15 02:00 | 0 | 0.17103 | 0.69 | 63.5242
2021-12-15 03:00 | 0 | 0.11378 | 0.69 | 67.4992
2021-12-15 04:00 | 0 | 0.047918 | 0.7 | 79.6025
2021-12-15 05:00 | 0.0016089 | 0.039426 | 0.7 | 90.6792
2021-12-15 06:00 | 0.17912 | 0.025999 | 0.61 | 73.4808
2021-12-15 07:00 | 0.64089 | 0.017914 | 0.51 | 58.7042
2021-12-15 08:00 | 0.72921 | 0.0055315 | 0.45 | 57.7275
2021-12-15 09:00 | 0.88106 | 0.004689 | 0.4 | 59.195
2021-12-15 10:00 | 0.78573 | 0.012105 | 0.39 | 55.2925
2021-12-15 11:00 | 0.75403 | 0.033999 | 0.38 | 54.7058
2021-12-15 12:00 | 0.82869 | 0.088548 | 0.38 | 53.775
2021-12-15 13:00 | 0.89754 | 0.12425 | 0.4 | 52.5008
2021-12-15 14:00 | 0.78824 | 0.24251 | 0.41 | 63.6433
2021-12-15 15:00 | 0.87127 | 0.32952 | 0.44 | 76.47
2021-12-15 16:00 | 0.8351 | 0.46652 | 0.49 | 101.1892
2021-12-15 17:00 | 0.43667 | 0.48307 | 0.55 | 152.3092
2021-12-15 18:00 | 0.10591 | 0.4825 | 0.62 | 247.7767
2021-12-15 19:00 | 0 | 0.40601 | 0.65 | 157.1933
2021-12-15 20:00 | 0 | 0.30709 | 0.65 | 104.135
2021-12-15 21:00 | 0 | 0.35036 | 0.67 | 146.7825
2021-12-15 22:00 | 0 | 0.35202 | 0.67 | 101.7917
2021-12-15 23:00 | 0 | 0.3662 | 0.7 | 111.2992
2021-12-16 | 0 | 0.32501 | 0.71 | 108.6
2021-12-16 01:00 | 0 | 0.26254 | 0.72 | 110.5875
2021-12-16 02:00 | 0 | 0.23645 | 0.72 | 94.925
2021-12-16 03:00 | 0 | 0.25703 | 0.73 | 83.7625
2021-12-16 04:00 | 0 | 0.25926 | 0.73 | 89.8267
2021-12-16 05:00 | 0.0014668 | 0.27344 | 0.72 | 106.9317
2021-12-16 06:00 | 0.1064 | 0.24446 | 0.63 | 67.585
2021-12-16 07:00 | 0.26743 | 0.20466 | 0.5 | 56.9158
2021-12-16 08:00 | 0.77312 | 0.17005 | 0.46 | 45.5467
2021-12-16 09:00 | 0.77546 | 0.12298 | 0.42 | 38.6167
2021-12-16 10:00 | 0.90264 | 0.06726 | 0.4 | 40.205
2021-12-16 11:00 | 0.86095 | 0.054962 | 0.41 | 62.78
2021-12-16 12:00 | 0.76506 | 0.098517 | 0.42 | 67.2792
2021-12-16 13:00 | 0.72496 | 0.12348 | 0.41 | 67.8367
2021-12-16 14:00 | 0.78283 | 0.13909 | 0.42 | 85.345
2021-12-16 15:00 | 0.68754 | 0.17597 | 0.48 | 111.3625
2021-12-16 16:00 | 0.51649 | 0.25374 | 0.5 | 80.8408
2021-12-16 17:00 | 0.60859 | 0.33077 | 0.57 | 121.525
2021-12-16 18:00 | 0.18077 | 0.39574 | 0.63 | 210.3692
2021-12-16 19:00 | 0 | 0.46584 | 0.64 | 252.3233
2021-12-16 20:00 | 0 | 0.40964 | 0.65 | 142.4542
2021-12-16 21:00 | 0 | 0.41235 | 0.67 | 157.99
2021-12-16 22:00 | 0 | 0.313 | 0.7 | 99.45
2021-12-16 23:00 | 0 | 0.24126 | 0.69 | 97.1325
2021-12-17 | 0 | 0.24447 | 0.71 | 108.555
2021-12-17 01:00 | 0 | 0.19678 | 0.72 | 73.8775
2021-12-17 02:00 | 0 | 0.14836 | 0.71 | 70.0567
2021-12-17 03:00 | 0 | 0.12266 | 0.7 | 69.1283
2021-12-17 04:00 | 0 | 0.11279 | 0.69 | 72.7408
2021-12-17 05:00 | 0.00162 | 0.084777 | 0.68 | 73.6975
2021-12-17 06:00 | 0.1864 | 0.083546 | 0.59 | 61.2558
2021-12-17 07:00 | 0.59393 | 0.070661 | 0.51 | 59.9692
2021-12-17 08:00 | 0.67018 | 0.062679 | 0.45 | 55.1625
2021-12-17 09:00 | 0.83837 | 0.060348 | 0.4 | 56.4117
2021-12-17 10:00 | 0.95596 | 0.045312 | 0.4 | 65.4883
2021-12-17 11:00 | 0.877 | 0.066457 | 0.4 | 66.78
2021-12-17 12:00 | 0.73538 | 0.088247 | 0.4 | 66.5992
2021-12-17 13:00 | 0.74312 | 0.14087 | 0.4 | 67.1942
2021-12-17 14:00 | 0.81409 | 0.19446 | 0.44 | 78.1133
2021-12-17 15:00 | 0.88494 | 0.25802 | 0.48 | 69.39
2021-12-17 16:00 | 0.7834 | 0.29453 | 0.52 | 77.4333
2021-12-17 17:00 | 0.61088 | 0.35508 | 0.57 | 102.3025
2021-12-17 18:00 | 0.19722 | 0.43501 | 0.63 | 247.4317
2021-12-17 19:00 | 0 | 0.46618 | 0.64 | 186.5208
2021-12-17 20:00 | 0 | 0.39432 | 0.65 | 103.2383
2021-12-17 21:00 | 0 | 0.33873 | 0.65 | 77.4425
2021-12-17 22:00 | 0 | 0.33063 | 0.67 | 98.94
2021-12-17 23:00 | 0 | 0.30463 | 0.68 | 80.8008
2021-12-18 | 0 | 0.31457 | 0.68 | 88.8642
2021-12-18 01:00 | 0 | 0.28007 | 0.69 | 72.1892
2021-12-18 02:00 | 0 | 0.20244 | 0.69 | 68.475
2021-12-18 03:00 | 0 | 0.14766 | 0.69 | 68.2283
2021-12-18 04:00 | 0 | 0.10223 | 0.7 | 69.0817
2021-12-18 05:00 | 0.00054656 | 0.073368 | 0.68 | 66.6717
2021-12-18 06:00 | 0.10222 | 0.039793 | 0.59 | 43.6817
2021-12-18 07:00 | 0.27598 | 0.027696 | 0.49 | 13.7875
2021-12-18 08:00 | 0.44995 | 0.015773 | 0.46 | 35.3133
2021-12-18 09:00 | 0.6054 | 0.015316 | 0.43 | 42.2675
2021-12-18 10:00 | 0.66457 | 0.0070345 | 0.41 | 41.6025
2021-12-18 11:00 | 0.84332 | 0.0028805 | 0.4 | 41.0975
2021-12-18 12:00 | 0.96098 | 0.0016095 | 0.39 | 55.1883
2021-12-18 13:00 | 0.91188 | 0.033192 | 0.4 | 67.3575
2021-12-18 14:00 | 0.89916 | 0.21848 | 0.43 | 86.8242
2021-12-18 15:00 | 0.80956 | 0.32489 | 0.45 | 106.8525
2021-12-18 16:00 | 0.72491 | 0.36892 | 0.5 | 112.8508
2021-12-18 17:00 | 0.47905 | 0.39321 | 0.54 | 195.2742
2021-12-18 18:00 | 0.15557 | 0.49766 | 0.61 | 200.3767
2021-12-18 19:00 | 0 | 0.51748 | 0.6 | 209.3225
2021-12-18 20:00 | 0 | 0.53915 | 0.63 | 99.6558
2021-12-18 21:00 | 0 | 0.51384 | 0.67 | 135.6833
2021-12-18 22:00 | 0 | 0.58302 | 0.68 | 119.9442
2021-12-18 23:00 | 0 | 0.51813 | 0.7 | 105.4675
2021-12-19 | 0 | 0.47238 | 0.71 | 116.5508
2021-12-19 01:00 | 0 | 0.4747 | 0.72 | 92.545
2021-12-19 02:00 | 0 | 0.40153 | 0.7 | 76.1542
2021-12-19 03:00 | 0 | 0.32245 | 0.71 | 68.8067
2021-12-19 04:00 | 0 | 0.23383 | 0.7 | 87.2933
2021-12-19 05:00 | 0.0014052 | 0.17288 | 0.69 | 71.315
2021-12-19 06:00 | 0.16792 | 0.11113 | 0.59 | 28.15
2021-12-19 07:00 | 0.27018 | 0.04613 | 0.48 | 17.3242
2021-12-19 08:00 | 0.58171 | 0.027832 | 0.43 | 45.6317
2021-12-19 09:00 | 0.75392 | 0.012738 | 0.41 | 48.6992
2021-12-19 10:00 | 0.83118 | 0.00843 | 0.4 | 53.3767
2021-12-19 11:00 | 0.88133 | 0.0063255 | 0.39 | 61.6025
2021-12-19 12:00 | 0.96701 | 0.038328 | 0.4 | 76.14
2021-12-19 13:00 | 1 | 0.13842 | 0.4 | 57.4033
2021-12-19 14:00 | 1 | 0.31259 | 0.41 | 72.0342
2021-12-19 15:00 | 0.98695 | 0.47059 | 0.43 | 60.8175
2021-12-19 16:00 | 0.88798 | 0.4241 | 0.47 | 65.5183
2021-12-19 17:00 | 0.61991 | 0.43998 | 0.54 | 87.835
2021-12-19 18:00 | 0.20097 | 0.44788 | 0.62 | 265.0417
2021-12-19 19:00 | 0 | 0.51486 | 0.64 | 190.6417
2021-12-19 20:00 | 0 | 0.55716 | 0.66 | 157.3583
2021-12-19 21:00 | 0 | 0.54419 | 0.67 | 112.7092
2021-12-19 22:00 | 0 | 0.66691 | 0.67 | 96.7917
2021-12-19 23:00 | 0 | 0.6963 | 0.68 | 76.5617
2021-12-20 | 0 | 0.68198 | 0.68 | 67.95
2021-12-20 01:00 | 0 | 0.64462 | 0.69 | 69.5517
2021-12-20 02:00 | 0 | 0.65082 | 0.7 | 70.47
2021-12-20 03:00 | 0 | 0.60271 | 0.7 | 71.4608
2021-12-20 04:00 | 0 | 0.45174 | 0.7 | 72.3867
2021-12-20 05:00 | 0.0017802 | 0.30823 | 0.69 | 93.975
2021-12-20 06:00 | 0.2145 | 0.16485 | 0.61 | 72.9558
2021-12-20 07:00 | 0.75036 | 0.090503 | 0.5 | 60.1692
2021-12-20 08:00 | 0.95371 | 0.057328 | 0.44 | 62.9858
2021-12-20 09:00 | 0.9861 | 0.038983 | 0.4 | 62.635
2021-12-20 10:00 | 0.91069 | 0.038828 | 0.4 | 62.6558
2021-12-20 11:00 | 0.94681 | 0.099433 | 0.4 | 71.5367
2021-12-20 12:00 | 0.95244 | 0.19026 | 0.4 | 82.6617
2021-12-20 13:00 | 0.96221 | 0.27599 | 0.42 | 126.63
2021-12-20 14:00 | 0.99628 | 0.40618 | 0.44 | 203.0917
2021-12-20 15:00 | 0.99783 | 0.43553 | 0.46 | 267.9125
2021-12-20 16:00 | 0.96121 | 0.48374 | 0.5 | 367.5367
2021-12-20 17:00 | 0.64424 | 0.55197 | 0.54 | 4601.4142
2021-12-20 18:00 | 0.19703 | 0.59136 | 0.59 | 10552.09
2021-12-20 19:00 | 0 | 0.61602 | 0.61 | 2647.3108
2021-12-20 20:00 | 0 | 0.60383 | 0.63 | 286.1408
2021-12-20 21:00 | 0 | 0.47948 | 0.65 | 242.2742
2021-12-20 22:00 | 0 | 0.4012 | 0.68 | 151.9833
2021-12-20 23:00 | 0 | 0.37978 | 0.69 | 108.6617
2021-12-21 | 0 | 0.48441 | 0.69 | 105.5667
2021-12-21 01:00 | 0 | 0.46332 | 0.7 | 93.2617
2021-12-21 02:00 | 0 | 0.36222 | 0.69 | 94.8867
2021-12-21 03:00 | 0 | 0.27896 | 0.7 | 96.8183
2021-12-21 04:00 | 0 | 0.20876 | 0.7 | 122.4667
2021-12-21 05:00 | 0.00086306 | 0.20585 | 0.69 | 112.465
2021-12-21 06:00 | 0.094118 | 0.25964 | 0.63 | 85.6842
2021-12-21 07:00 | 0.15899 | 0.2197 | 0.53 | 80.4058
2021-12-21 08:00 | 0.51264 | 0.15086 | 0.49 | 105.1583
2021-12-21 09:00 | 0.63294 | 0.065823 | 0.44 | 107.2683
2021-12-21 10:00 | 0.61952 | 0.068073 | 0.42 | 87.4567
2021-12-21 11:00 | 0.70634 | 0.072909 | 0.42 | 130.3067
2021-12-21 12:00 | 0.77251 | 0.058252 | 0.41 | 104.5358
2021-12-21 13:00 | 0.79656 | 0.052672 | 0.42 | 115.2542
2021-12-21 14:00 | 0.83562 | 0.073336 | 0.42 | 114.915
2021-12-21 15:00 | 0.70832 | 0.13293 | 0.44 | 163.145
2021-12-21 16:00 | 0.68242 | 0.142 | 0.48 | 127.1933
2021-12-21 17:00 | 0.59943 | 0.14415 | 0.53 | 201.6183
2021-12-21 18:00 | 0.17697 | 0.30119 | 0.6 | 975.4875
2021-12-21 19:00 | 0 | 0.60736 | 0.62 | 531.2017
2021-12-21 20:00 | 0 | 0.57656 | 0.63 | 137.3108
2021-12-21 21:00 | 0 | 0.46276 | 0.64 | 188.995
2021-12-21 22:00 | 0 | 0.13172 | 0.67 | 177.5125
2021-12-21 23:00 | 0 | 0.056069 | 0.69 | 138.9883
2021-12-22 | 0 | 0.022919 | 0.69 | 117.0192
2021-12-22 01:00 | 0 | 0.073354 | 0.69 | 115.3117
2021-12-22 02:00 | 0 | 0.058767 | 0.71 | 131.94
2021-12-22 03:00 | 0 | 0.02113 | 0.71 | 96.2808
2021-12-22 04:00 | 0 | 0.013199 | 0.72 | 120.68
2021-12-22 05:00 | 0.00045911 | 0.0041575 | 0.72 | 129.2517
2021-12-22 06:00 | 0.06701 | 0.0022625 | 0.66 | 85.05
2021-12-22 07:00 | 0.10638 | 0.014797 | 0.6 | 69.2175
2021-12-22 08:00 | 0.1953 | 0.057397 | 0.6 | 69.1842
2021-12-22 09:00 | 0.5505 | 0.046448 | 0.59 | 65.9342
2021-12-22 10:00 | 0.65945 | 0.007354 | 0.58 | 61.6992
2021-12-22 11:00 | 0.66487 | 0.001663 | 0.58 | 63.2833
2021-12-22 12:00 | 0.43902 | 0.002388 | 0.6 | 85.7867
2021-12-22 13:00 | 0.4601 | 0.000963 | 0.59 | 82.6758
2021-12-22 14:00 | 0.44173 | 0.000554 | 0.59 | 94.2133
2021-12-22 15:00 | 0.48767 | 0.0037765 | 0.6 | 135.0342
2021-12-22 16:00 | 0.43692 | 0.030613 | 0.6 | 235.6483
2021-12-22 17:00 | 0.33671 | 0.11298 | 0.58 | 101.9625
2021-12-22 18:00 | 0.089715 | 0.38172 | 0.61 | 128.4967
2021-12-22 19:00 | 0 | 0.53121 | 0.6 | 110.9833
2021-12-22 20:00 | 0 | 0.66169 | 0.63 | 102.2608
2021-12-22 21:00 | 0 | 0.70514 | 0.65 | 93.9833
2021-12-22 22:00 | 0 | 0.76939 | 0.68 | 108.2392
2021-12-22 23:00 | 0 | 0.80765 | 0.7 | 97.7942
2021-12-23 | 0 | 0.77918 | 0.69 | 98.5183
2021-12-23 01:00 | 0 | 0.81738 | 0.69 | 84.1183
2021-12-23 02:00 | 0 | 0.71522 | 0.68 | 87.8892
2021-12-23 03:00 | 0 | 0.66817 | 0.7 | 99.1108
2021-12-23 04:00 | 0 | 0.65661 | 0.7 | 114.3958
2021-12-23 05:00 | 0.00037757 | 0.72739 | 0.7 | 114.865
2021-12-23 06:00 | 0.11743 | 0.63994 | 0.66 | 77.4675
2021-12-23 07:00 | 0.38481 | 0.6391 | 0.61 | 71.3825
2021-12-23 08:00 | 0.67539 | 0.4582 | 0.59 | 77.4292
2021-12-23 09:00 | 0.7296 | 0.33936 | 0.58 | 99.8475
2021-12-23 10:00 | 0.67119 | 0.21575 | 0.58 | 69.8025
2021-12-23 11:00 | 0.61048 | 0.21176 | 0.57 | 65.6142
2021-12-23 12:00 | 0.62974 | 0.22287 | 0.57 | 66.7067
2021-12-23 13:00 | 0.70658 | 0.25277 | 0.58 | 81.5158
2021-12-23 14:00 | 0.59695 | 0.33005 | 0.58 | 533.3858
2021-12-23 15:00 | 0.44428 | 0.42931 | 0.58 | 99.18
2021-12-23 16:00 | 0.46216 | 0.60769 | 0.58 | 92.3892
2021-12-23 17:00 | 0.31171 | 0.74322 | 0.6 | 268.9083
2021-12-23 18:00 | 0.084404 | 0.77076 | 0.62 | 1781.65
2021-12-23 19:00 | 0 | 0.85122 | 0.63 | 299.2142
2021-12-23 20:00 | 0 | 0.87103 | 0.63 | 164.555
2021-12-23 21:00 | 0 | 0.87764 | 0.6 | 116.0917
2021-12-23 22:00 | 0 | 0.86307 | 0.67 | 161.8983
2021-12-23 23:00 | 0 | 0.82677 | 0.68 | 130.6608
2021-12-24 | 0 | 0.48549 | 0.69 | 92.6183
2021-12-24 01:00 | 0 | 0.19678 | 0.7 | 81.9683
2021-12-24 02:00 | 0 | 0.14836 | 0.7 | 76.34
2021-12-24 03:00 | 0 | 0.12266 | 0.7 | 78.9867
2021-12-24 04:00 | 0 | 0.11279 | 0.7 | 79.7758
2021-12-24 05:00 | 0.00162 | 0.084777 | 0.69 | 73.9892
2021-12-24 06:00 | 0.1864 | 0.083546 | 0.66 | 64.5558
2021-12-24 07:00 | 0.59393 | 0.070661 | 0.61 | 62.28
2021-12-24 08:00 | 0.67018 | 0.062679 | 0.6 | 62.3458
2021-12-24 09:00 | 0.83837 | 0.060348 | 0.6 | 66.7275
2021-12-24 10:00 | 0.95596 | 0.045312 | 0.58 | 66.7958
2021-12-24 11:00 | 0.877 | 0.066457 | 0.58 | 72.1
2021-12-24 12:00 | 0.73538 | 0.088247 | 0.59 | 80.765
2021-12-24 13:00 | 0.74312 | 0.14087 | 0.58 | 87.3942
2021-12-24 14:00 | 0.81409 | 0.19446 | 0.6 | 88.8875
2021-12-24 15:00 | 0.88494 | 0.25802 | 0.59 | 107.4975
2021-12-24 16:00 | 0.7834 | 0.29453 | 0.6 | 92.4758
2021-12-24 17:00 | 0.61088 | 0.35508 | 0.6 | 101.2183
2021-12-24 18:00 | 0.19722 | 0.43501 | 0.64 | 149.8675
2021-12-24 19:00 | 0 | 0.46618 | 0.64 | 120.2225
2021-12-24 20:00 | 0 | 0.39432 | 0.64 | 92.97
2021-12-24 21:00 | 0 | 0.33873 | 0.7 | 96.2142
2021-12-24 22:00 | 0 | 0.33063 | 0.68 | 95.6567
2021-12-24 23:00 | 0 | 0.30463 | 0.69 | 82.895
2021-12-25 | 0 | 0.29452 | 0.7 | 79.4367
2021-12-25 01:00 | 0 | 0.23972 | 0.73 | 78.3933
2021-12-25 02:00 | 0 | 0.38538 | 0.72 | 75.845
2021-12-25 03:00 | 0 | 0.43447 | 0.73 | 68.6
2021-12-25 04:00 | 0 | 0.49717 | 0.74 | 79.4575
2021-12-25 05:00 | 0.00047376 | 0.63053 | 0.73 | 72.1667
2021-12-25 06:00 | 0.11405 | 0.50882 | 0.72 | 62.1042
2021-12-25 07:00 | 0.56668 | 0.42824 | 0.68 | 31.9433
2021-12-25 08:00 | 0.79677 | 0.35776 | 0.65 | 55.1417
2021-12-25 09:00 | 0.96277 | 0.2802 | 0.63 | 60.2092
2021-12-25 10:00 | 0.96108 | 0.26127 | 0.6 | 49.2508
2021-12-25 11:00 | 0.9814 | 0.20812 | 0.6 | 42.23
2021-12-25 12:00 | 0.98813 | 0.15685 | 0.59 | 46.3475
2021-12-25 13:00 | 0.99523 | 0.13112 | 0.6 | 73.785
2021-12-25 14:00 | 0.97099 | 0.1872 | 0.62 | 81.2492
2021-12-25 15:00 | 0.90014 | 0.29562 | 0.64 | 94.7883
2021-12-25 16:00 | 0.74102 | 0.46174 | 0.64 | 81.5625
2021-12-25 17:00 | 0.59588 | 0.5413 | 0.65 | 83.5533
2021-12-25 18:00 | 0.22844 | 0.68893 | 0.65 | 83.6192
2021-12-25 19:00 | 0 | 0.7233 | 0.64 | 86.4783
2021-12-25 20:00 | 0 | 0.71086 | 0.64 | 85.5892
2021-12-25 21:00 | 0 | 0.7889 | 0.66 | 82.0967
2021-12-25 22:00 | 0 | 0.78278 | 0.66 | 76.9283
2021-12-25 23:00 | 0 | 0.83137 | 0.68 | 68.4583
2021-12-26 | 0 | 0.86829 | 0.7 | 67.0992
2021-12-26 01:00 | 0 | 0.83282 | 0.72 | 67.7092
2021-12-26 02:00 | 0 | 0.7872 | 0.73 | 67.1108
2021-12-26 03:00 | 0 | 0.73008 | 0.7 | 66.5425
2021-12-26 04:00 | 0 | 0.72279 | 0.73 | 69.8042
2021-12-26 05:00 | 0.00091749 | 0.71682 | 0.73 | 65.3617
2021-12-26 06:00 | 0.24875 | 0.62143 | 0.72 | 39.9017
2021-12-26 07:00 | 0.81714 | 0.35514 | 0.69 | 17.3933
2021-12-26 08:00 | 0.92008 | 0.2394 | 0.67 | 46.9825
2021-12-26 09:00 | 0.94794 | 0.16463 | 0.66 | 48.3692
2021-12-26 10:00 | 0.92867 | 0.14225 | 0.61 | 9.9333
2021-12-26 11:00 | 0.9356 | 0.11862 | 0.6 | 11.4358
2021-12-26 12:00 | 0.90553 | 0.11126 | 0.6 | 23.9317
2021-12-26 13:00 | 0.84085 | 0.11334 | 0.62 | 62.8192
2021-12-26 14:00 | 0.84723 | 0.24445 | 0.63 | 53.2242
2021-12-26 15:00 | 0.85215 | 0.47088 | 0.65 | 72.4183
2021-12-26 16:00 | 0.73439 | 0.69795 | 0.65 | 73.6358
2021-12-26 17:00 | 0.56581 | 0.85411 | 0.66 | 95.4358
2021-12-26 18:00 | 0.2049 | 0.89348 | 0.67 | 123.0508
2021-12-26 19:00 | 0 | 0.89414 | 0.67 | 118.2458
2021-12-26 20:00 | 0 | 0.87964 | 0.67 | 110.1808
2021-12-26 21:00 | 0 | 0.88993 | 0.7 | 109.1667
2021-12-26 22:00 | 0 | 0.87017 | 0.7 | 104.7458
2021-12-26 23:00 | 0 | 0.87398 | 0.71 | 80.0183
2021-12-27 | 0 | 0.79706 | 0.73 | 88.4508
2021-12-27 01:00 | 0 | 0.67006 | 0.73 | 71.6592
2021-12-27 02:00 | 0 | 0.51164 | 0.73 | 69.995
2021-12-27 03:00 | 0 | 0.46468 | 0.7 | 68.5308
2021-12-27 04:00 | 0 | 0.34632 | 0.73 | 68.2667
2021-12-27 05:00 | 0 | 0.29556 | 0.72 | 59.7225
2021-12-27 06:00 | 0.016285 | 0.16307 | 0.7 | 11.3542
2021-12-27 07:00 | 0.041524 | 0.095885 | 0.67 | 13.84
2021-12-27 08:00 | 0.1086 | 0.098998 | 0.62 | 34.4933
2021-12-27 09:00 | 0.25776 | 0.090613 | 0.61 | 29.1925
2021-12-27 10:00 | 0.30678 | 0.064894 | 0.59 | 14.3392
2021-12-27 11:00 | 0.24136 | 0.066752 | 0.59 | 27.3783
2021-12-27 12:00 | 0.19538 | 0.034324 | 0.6 | 67.255
2021-12-27 13:00 | 0.12513 | 0.046781 | 0.59 | 35.9608
2021-12-27 14:00 | 0.08396 | 0.058357 | 0.59 | 67.62
2021-12-27 15:00 | 0.088481 | 0.071729 | 0.58 | 66.9767
2021-12-27 16:00 | 0.084543 | 0.093599 | 0.58 | 76.1017
2021-12-27 17:00 | 0.059452 | 0.21383 | 0.59 | 76.6667
2021-12-27 18:00 | 0.026737 | 0.16047 | 0.64 | 114.8908
2021-12-27 19:00 | 0 | 0.14242 | 0.65 | 124.0983
2021-12-27 20:00 | 0 | 0.30068 | 0.67 | 112.5792
2021-12-27 21:00 | 0 | 0.39383 | 0.69 | 112.925
2021-12-27 22:00 | 0 | 0.43691 | 0.7 | 107.8408
2021-12-27 23:00 | 0 | 0.26228 | 0.7 | 92.0792
2021-12-28 | 0 | 0.5931 | 0.73 | 79.34
2021-12-28 01:00 | 0 | 0.88151 | 0.73 | 64.4042
2021-12-28 02:00 | 0 | 0.81372 | 0.7 | 68.7667
2021-12-28 03:00 | 0 | 0.6532 | 0.74 | 61.8833
2021-12-28 04:00 | 0 | 0.40855 | 0.72 | 65.5417
2021-12-28 05:00 | 0.00064754 | 0.20969 | 0.72 | 66.375
2021-12-28 06:00 | 0.23167 | 0.15635 | 0.67 | 9.3617
2021-12-28 07:00 | 0.67088 | 0.052034 | 0.61 | -6.0875
2021-12-28 08:00 | 0.96594 | 0.034678 | 0.54 | 27.7475
2021-12-28 09:00 | 0.99612 | 0.040727 | 0.51 | 16.12
2021-12-28 10:00 | 1 | 0.0623 | 0.48 | 21.3475
2021-12-28 11:00 | 0.99478 | 0.11722 | 0.46 | 13.0483
2021-12-28 12:00 | 0.96747 | 0.17896 | 0.46 | 1.47
2021-12-28 13:00 | 0.94475 | 0.20616 | 0.47 | 13.1158
2021-12-28 14:00 | 0.88937 | 0.20769 | 0.5 | 3.31
2021-12-28 15:00 | 0.82918 | 0.34625 | 0.51 | 4.1592
2021-12-28 16:00 | 0.77028 | 0.59394 | 0.58 | 60.9892
2021-12-28 17:00 | 0.39115 | 0.74943 | 0.6 | 60.8025
2021-12-28 18:00 | 0.11724 | 0.78318 | 0.65 | 108.8075
2021-12-28 19:00 | 0 | 0.80347 | 0.67 | 113.2467
2021-12-28 20:00 | 0 | 0.81486 | 0.66 | 80.425
2021-12-28 21:00 | 0 | 0.84156 | 0.67 | 71.8283
2021-12-28 22:00 | 0 | 0.86082 | 0.67 | 68.8442
2021-12-28 23:00 | 0 | 0.86853 | 0.68 | 67.79
2021-12-29 | 0 | 0.49356 | 0.7 | 62.7983
2021-12-29 01:00 | 0 | 0.17077 | 0.71 | 55.745
2021-12-29 02:00 | 0 | 0.11898 | 0.71 | 46.4625
2021-12-29 03:00 | 0 | 0.10184 | 0.71 | 46.6875
2021-12-29 04:00 | 0 | 0.086474 | 0.7 | 64.0767
2021-12-29 05:00 | 0 | 0.079902 | 0.71 | 66.4508
2021-12-29 06:00 | 0.0091166 | 0.066349 | 0.65 | 25.715
2021-12-29 07:00 | 0.018158 | 0.06187 | 0.57 | 28.2217
2021-12-29 08:00 | 0.034998 | 0.049878 | 0.5 | 41.6383
2021-12-29 09:00 | 0.065255 | 0.029831 | 0.5 | 67.6217
2021-12-29 10:00 | 0.079999 | 0.02166 | 0.48 | 76.8233
2021-12-29 11:00 | 0.14296 | 0.012373 | 0.48 | 75.1492
2021-12-29 12:00 | 0.18698 | 0.022582 | 0.48 | 68.2967
2021-12-29 13:00 | 0.17022 | 0.041432 | 0.49 | 59.6042
2021-12-29 14:00 | 0.099665 | 0.071611 | 0.5 | 77.3025
2021-12-29 15:00 | 0.076452 | 0.090468 | 0.55 | 73.1025
2021-12-29 16:00 | 0.057523 | 0.11026 | 0.6 | 91.5283
2021-12-29 17:00 | 0.03371 | 0.12021 | 0.61 | 78.6933
2021-12-29 18:00 | 0.022988 | 0.16554 | 0.62 | 79.9833
2021-12-29 19:00 | 0 | 0.21352 | 0.63 | 89.0508
2021-12-29 20:00 | 0 | 0.28534 | 0.6 | 71.3658
2021-12-29 21:00 | 0 | 0.34917 | 0.65 | 69.3167
2021-12-29 22:00 | 0 | 0.36638 | 0.66 | 75.8533
2021-12-29 23:00 | 0 | 0.28591 | 0.68 | 70.6025
2021-12-30 | 0 | 0.27682 | 0.68 | 65.685
2021-12-30 01:00 | 0 | 0.2592 | 0.69 | 53.8658
2021-12-30 02:00 | 0 | 0.2505 | 0.68 | 56.115
2021-12-30 03:00 | 0 | 0.21907 | 0.68 | 54.5842
2021-12-30 04:00 | 0 | 0.2194 | 0.68 | 58.9217
2021-12-30 05:00 | 0.00012517 | 0.17607 | 0.68 | 62.7342
2021-12-30 06:00 | 0.17048 | 0.21996 | 0.63 | 22.1267
2021-12-30 07:00 | 0.41029 | 0.17453 | 0.57 | 10.155
2021-12-30 08:00 | 0.44358 | 0.15028 | 0.52 | 21.5992
2021-12-30 09:00 | 0.73184 | 0.12283 | 0.47 | 23.9483
2021-12-30 10:00 | 0.82097 | 0.15324 | 0.44 | 1.8767
2021-12-30 11:00 | 0.51566 | 0.15111 | 0.43 | -0.58917
2021-12-30 12:00 | 0.49408 | 0.096982 | 0.43 | -16.6242
2021-12-30 13:00 | 0.41159 | 0.20792 | 0.43 | 9.9517
2021-12-30 14:00 | 0.5099 | 0.41511 | 0.47 | 66.1583
2021-12-30 15:00 | 0.34527 | 0.4118 | 0.5 | 70.4083
2021-12-30 16:00 | 0.30354 | 0.6293 | 0.6 | 70.2925
2021-12-30 17:00 | 0.23246 | 0.74181 | 0.58 | 92.4108
2021-12-30 18:00 | 0.079918 | 0.69273 | 0.62 | 117.3175
2021-12-30 19:00 | 0 | 0.65703 | 0.64 | 128.0333
2021-12-30 20:00 | 0 | 0.64356 | 0.64 | 96.4267
2021-12-30 21:00 | 0 | 0.66201 | 0.66 | 86.5867
2021-12-30 22:00 | 0 | 0.69102 | 0.66 | 86.6617
2021-12-30 23:00 | 0 | 0.72127 | 0.66 | 71.6342
2021-12-31 | 0 | 0.48397 | 0.67 | 63.6158
2021-12-31 01:00 | 0 | 0.19678 | 0.68 | 64.3692
2021-12-31 02:00 | 0 | 0.14836 | 0.7 | 62.925
2021-12-31 03:00 | 0 | 0.12266 | 0.7 | 64.6508
2021-12-31 04:00 | 0 | 0.11279 | 0.7 | 67.6583
2021-12-31 05:00 | 0.00162 | 0.084777 | 0.7 | 63.6692
2021-12-31 06:00 | 0.1864 | 0.083546 | 0.63 | 0.57333
2021-12-31 07:00 | 0.59393 | 0.070661 | 0.53 | 20.2033
2021-12-31 08:00 | 0.67018 | 0.062679 | 0.47 | 17.9725
2021-12-31 09:00 | 0.83837 | 0.060348 | 0.45 | 31.5392
2021-12-31 10:00 | 0.95596 | 0.045312 | 0.4 | 50.6008
2021-12-31 11:00 | 0.877 | 0.066457 | 0.43 | 67.8225
2021-12-31 12:00 | 0.73538 | 0.088247 | 0.43 | 67.7875
2021-12-31 13:00 | 0.74312 | 0.14087 | 0.45 | 65.0483
2021-12-31 14:00 | 0.81409 | 0.19446 | 0.47 | 68.9983
2021-12-31 15:00 | 0.88494 | 0.25802 | 0.5 | 80.0533
2021-12-31 16:00 | 0.7834 | 0.29453 | 0.54 | 86.5917
2021-12-31 17:00 | 0.61088 | 0.35508 | 0.57 | 103.93
2021-12-31 18:00 | 0.19722 | 0.43501 | 0.62 | 168.6308
2021-12-31 19:00 | 0 | 0.46618 | 0.64 | 183.7458
2021-12-31 20:00 | 0 | 0.39432 | 0.64 | 118.75
2021-12-31 21:00 | 0 | 0.33873 | 0.65 | 96.6958
2021-12-31 22:00 | 0 | 0.33063 | 0.66 | 126.2633
2021-12-31 23:00 | 0 | 0.30463 | 0.67 | 118.1033

## pilb2019
dateTime | solar | wind
2019-01-01 08:00 | 0.62 | 0.114
2019-01-01 09:00 | 0.642 | 0.087
2019-01-01 10:00 | 0.645 | 0.1
2019-01-01 11:00 | 0.644 | 0.146
2019-01-01 12:00 | 0.643 | 0.199
2019-01-01 13:00 | 0.637 | 0.259
2019-01-01 14:00 | 0.623 | 0.332
2019-01-01 15:00 | 0.591 | 0.412
2019-01-01 16:00 | 0.52 | 0.51
2019-01-01 17:00 | 0.362 | 0.642
2019-01-01 18:00 | 0.083 | 0.795
2019-01-01 19:00 | 0 | 0.822
2019-01-01 20:00 | 0 | 0.838
2019-01-01 21:00 | 0 | 0.826
2019-01-01 22:00 | 0 | 0.781
2019-01-01 23:00 | 0 | 0.711
2019-01-02 | 0 | 0.617
2019-01-02 01:00 | 0 | 0.528
2019-01-02 02:00 | 0 | 0.481
2019-01-02 03:00 | 0 | 0.449
2019-01-02 04:00 | 0 | 0.343
2019-01-02 05:00 | 0.027 | 0.199
2019-01-02 06:00 | 0.202 | 0.125
2019-01-02 07:00 | 0.39 | 0.094
2019-01-02 08:00 | 0.566 | 0.105
2019-01-02 09:00 | 0.638 | 0.099
2019-01-02 10:00 | 0.649 | 0.062
2019-01-02 11:00 | 0.645 | 0.05
2019-01-02 12:00 | 0.638 | 0.064
2019-01-02 13:00 | 0.627 | 0.096
2019-01-02 14:00 | 0.607 | 0.14
2019-01-02 15:00 | 0.564 | 0.206
2019-01-02 16:00 | 0.47 | 0.323
2019-01-02 17:00 | 0.283 | 0.564
2019-01-02 18:00 | 0.051 | 0.834
2019-01-02 19:00 | 0 | 0.906
2019-01-02 20:00 | 0 | 0.902
2019-01-02 21:00 | 0 | 0.86
2019-01-02 22:00 | 0 | 0.808
2019-01-02 23:00 | 0 | 0.778
2019-01-03 | 0 | 0.761
2019-01-03 01:00 | 0 | 0.741
2019-01-03 02:00 | 0 | 0.714
2019-01-03 03:00 | 0 | 0.668
2019-01-03 04:00 | 0 | 0.593
2019-01-03 05:00 | 0.013 | 0.559
2019-01-03 06:00 | 0.132 | 0.575
2019-01-03 07:00 | 0.255 | 0.557
2019-01-03 08:00 | 0.385 | 0.428
2019-01-03 09:00 | 0.47 | 0.143
2019-01-03 10:00 | 0.547 | 0.009
2019-01-03 11:00 | 0.601 | 0
2019-01-03 12:00 | 0.597 | 0
2019-01-03 13:00 | 0.579 | 0.001
2019-01-03 14:00 | 0.552 | 0.015
2019-01-03 15:00 | 0.501 | 0.064
2019-01-03 16:00 | 0.404 | 0.158
2019-01-03 17:00 | 0.267 | 0.43
2019-01-03 18:00 | 0.057 | 0.852
2019-01-03 19:00 | 0 | 0.943
2019-01-03 20:00 | 0 | 0.937
2019-01-03 21:00 | 0 | 0.9
2019-01-03 22:00 | 0 | 0.842
2019-01-03 23:00 | 0 | 0.793
2019-01-04 | 0 | 0.76
2019-01-04 01:00 | 0 | 0.745
2019-01-04 02:00 | 0 | 0.746
2019-01-04 03:00 | 0 | 0.703
2019-01-04 04:00 | 0 | 0.59
2019-01-04 05:00 | 0.053 | 0.528
2019-01-04 06:00 | 0.359 | 0.547
2019-01-04 07:00 | 0.532 | 0.526
2019-01-04 08:00 | 0.621 | 0.519
2019-01-04 09:00 | 0.655 | 0.528
2019-01-04 10:00 | 0.657 | 0.524
2019-01-04 11:00 | 0.651 | 0.491
2019-01-04 12:00 | 0.645 | 0.448
2019-01-04 13:00 | 0.637 | 0.448
2019-01-04 14:00 | 0.621 | 0.485
2019-01-04 15:00 | 0.585 | 0.551
2019-01-04 16:00 | 0.504 | 0.636
2019-01-04 17:00 | 0.328 | 0.766
2019-01-04 18:00 | 0.061 | 0.873
2019-01-04 19:00 | 0 | 0.879
2019-01-04 20:00 | 0 | 0.918
2019-01-04 21:00 | 0 | 0.916
2019-01-04 22:00 | 0 | 0.878
2019-01-04 23:00 | 0 | 0.805
2019-01-05 | 0 | 0.694
2019-01-05 01:00 | 0 | 0.522
2019-01-05 02:00 | 0 | 0.316
2019-01-05 03:00 | 0 | 0.164
2019-01-05 04:00 | 0 | 0.073
2019-01-05 05:00 | 0.056 | 0.018
2019-01-05 06:00 | 0.381 | 0.005
2019-01-05 07:00 | 0.557 | 0.003
2019-01-05 08:00 | 0.622 | 0.004
2019-01-05 09:00 | 0.646 | 0.003
2019-01-05 10:00 | 0.651 | 0.002
2019-01-05 11:00 | 0.65 | 0.002
2019-01-05 12:00 | 0.643 | 0.001
2019-01-05 13:00 | 0.634 | 0
2019-01-05 14:00 | 0.612 | 0
2019-01-05 15:00 | 0.517 | 0
2019-01-05 16:00 | 0.371 | 0.001
2019-01-05 17:00 | 0.163 | 0.047
2019-01-05 18:00 | 0.015 | 0.325
2019-01-05 19:00 | 0 | 0.624
2019-01-05 20:00 | 0 | 0.666
2019-01-05 21:00 | 0 | 0.483
2019-01-05 22:00 | 0 | 0.335
2019-01-05 23:00 | 0 | 0.281
2019-01-06 | 0 | 0.247
2019-01-06 01:00 | 0 | 0.246
2019-01-06 02:00 | 0 | 0.265
2019-01-06 03:00 | 0 | 0.294
2019-01-06 04:00 | 0 | 0.423
2019-01-06 05:00 | 0.069 | 0.639
2019-01-06 06:00 | 0.404 | 0.634
2019-01-06 07:00 | 0.581 | 0.809
2019-01-06 08:00 | 0.651 | 0.95
2019-01-06 09:00 | 0.666 | 0.958
2019-01-06 10:00 | 0.658 | 0.951
2019-01-06 11:00 | 0.645 | 0.915
2019-01-06 12:00 | 0.639 | 0.832
2019-01-06 13:00 | 0.628 | 0.71
2019-01-06 14:00 | 0.606 | 0.567
2019-01-06 15:00 | 0.566 | 0.433
2019-01-06 16:00 | 0.483 | 0.337
2019-01-06 17:00 | 0.32 | 0.261
2019-01-06 18:00 | 0.066 | 0.181
2019-01-06 19:00 | 0 | 0.093
2019-01-06 20:00 | 0 | 0.114
2019-01-06 21:00 | 0 | 0.17
2019-01-06 22:00 | 0 | 0.205
2019-01-06 23:00 | 0 | 0.217
2019-01-07 | 0 | 0.28
2019-01-07 01:00 | 0 | 0.364
2019-01-07 02:00 | 0 | 0.406
2019-01-07 03:00 | 0 | 0.486
2019-01-07 04:00 | 0 | 0.62
2019-01-07 05:00 | 0.083 | 0.702
2019-01-07 06:00 | 0.456 | 0.504
2019-01-07 07:00 | 0.6 | 0.772
2019-01-07 08:00 | 0.652 | 0.909
2019-01-07 09:00 | 0.667 | 0.811
2019-01-07 10:00 | 0.665 | 0.646
2019-01-07 11:00 | 0.659 | 0.5
2019-01-07 12:00 | 0.651 | 0.404
2019-01-07 13:00 | 0.644 | 0.341
2019-01-07 14:00 | 0.632 | 0.31
2019-01-07 15:00 | 0.603 | 0.304
2019-01-07 16:00 | 0.539 | 0.315
2019-01-07 17:00 | 0.387 | 0.312
2019-01-07 18:00 | 0.095 | 0.344
2019-01-07 19:00 | 0 | 0.357
2019-01-07 20:00 | 0 | 0.374
2019-01-07 21:00 | 0 | 0.404
2019-01-07 22:00 | 0 | 0.43
2019-01-07 23:00 | 0 | 0.507
2019-01-08 | 0 | 0.595
2019-01-08 01:00 | 0 | 0.636
2019-01-08 02:00 | 0 | 0.673
2019-01-08 03:00 | 0 | 0.689
2019-01-08 04:00 | 0 | 0.723
2019-01-08 05:00 | 0.093 | 0.736
2019-01-08 06:00 | 0.485 | 0.473
2019-01-08 07:00 | 0.614 | 0.554
2019-01-08 08:00 | 0.653 | 0.86
2019-01-08 09:00 | 0.665 | 0.727
2019-01-08 10:00 | 0.663 | 0.552
2019-01-08 11:00 | 0.653 | 0.423
2019-01-08 12:00 | 0.646 | 0.352
2019-01-08 13:00 | 0.638 | 0.325
2019-01-08 14:00 | 0.62 | 0.318
2019-01-08 15:00 | 0.584 | 0.33
2019-01-08 16:00 | 0.511 | 0.366
2019-01-08 17:00 | 0.348 | 0.42
2019-01-08 18:00 | 0.072 | 0.554
2019-01-08 19:00 | 0 | 0.691
2019-01-08 20:00 | 0 | 0.787
2019-01-08 21:00 | 0 | 0.836
2019-01-08 22:00 | 0 | 0.836
2019-01-08 23:00 | 0 | 0.791
2019-01-09 | 0 | 0.697
2019-01-09 01:00 | 0 | 0.582
2019-01-09 02:00 | 0 | 0.497
2019-01-09 03:00 | 0 | 0.47
2019-01-09 04:00 | 0 | 0.484
2019-01-09 05:00 | 0.1 | 0.511
2019-01-09 06:00 | 0.505 | 0.276
2019-01-09 07:00 | 0.629 | 0.092
2019-01-09 08:00 | 0.661 | 0.294
2019-01-09 09:00 | 0.669 | 0.172
2019-01-09 10:00 | 0.666 | 0.067
2019-01-09 11:00 | 0.658 | 0.026
2019-01-09 12:00 | 0.652 | 0.011
2019-01-09 13:00 | 0.645 | 0.008
2019-01-09 14:00 | 0.634 | 0.011
2019-01-09 15:00 | 0.605 | 0.018
2019-01-09 16:00 | 0.541 | 0.025
2019-01-09 17:00 | 0.388 | 0.025
2019-01-09 18:00 | 0.092 | 0.008
2019-01-09 19:00 | 0 | 0.001
2019-01-09 20:00 | 0 | 0.084
2019-01-09 21:00 | 0 | 0.394
2019-01-09 22:00 | 0 | 0.593
2019-01-09 23:00 | 0 | 0.615
2019-01-10 | 0 | 0.551
2019-01-10 01:00 | 0 | 0.467
2019-01-10 02:00 | 0 | 0.396
2019-01-10 03:00 | 0 | 0.335
2019-01-10 04:00 | 0 | 0.252
2019-01-10 05:00 | 0.064 | 0.153
2019-01-10 06:00 | 0.389 | 0.029
2019-01-10 07:00 | 0.528 | 0.021
2019-01-10 08:00 | 0.576 | 0.036
2019-01-10 09:00 | 0.608 | 0.016
2019-01-10 10:00 | 0.62 | 0.008
2019-01-10 11:00 | 0.626 | 0.011
2019-01-10 12:00 | 0.619 | 0.024
2019-01-10 13:00 | 0.605 | 0.047
2019-01-10 14:00 | 0.569 | 0.086
2019-01-10 15:00 | 0.501 | 0.15
2019-01-10 16:00 | 0.357 | 0.271
2019-01-10 17:00 | 0.167 | 0.596
2019-01-10 18:00 | 0.023 | 0.89
2019-01-10 19:00 | 0 | 0.915
2019-01-10 20:00 | 0 | 0.834
2019-01-10 21:00 | 0 | 0.668
2019-01-10 22:00 | 0 | 0.46
2019-01-10 23:00 | 0 | 0.29
2019-01-11 | 0 | 0.183
2019-01-11 01:00 | 0 | 0.11
2019-01-11 02:00 | 0 | 0.066
2019-01-11 03:00 | 0 | 0.043
2019-01-11 04:00 | 0 | 0.036
2019-01-11 05:00 | 0.029 | 0.033
2019-01-11 06:00 | 0.241 | 0.032
2019-01-11 07:00 | 0.437 | 0.135
2019-01-11 08:00 | 0.553 | 0.174
2019-01-11 09:00 | 0.604 | 0.076
2019-01-11 10:00 | 0.627 | 0.028
2019-01-11 11:00 | 0.629 | 0.012
2019-01-11 12:00 | 0.626 | 0.013
2019-01-11 13:00 | 0.605 | 0.056
2019-01-11 14:00 | 0.558 | 0.158
2019-01-11 15:00 | 0.467 | 0.317
2019-01-11 16:00 | 0.315 | 0.566
2019-01-11 17:00 | 0.139 | 0.78
2019-01-11 18:00 | 0.017 | 0.849
2019-01-11 19:00 | 0 | 0.8
2019-01-11 20:00 | 0 | 0.705
2019-01-11 21:00 | 0 | 0.569
2019-01-11 22:00 | 0 | 0.444
2019-01-11 23:00 | 0 | 0.338
2019-01-12 | 0 | 0.244
2019-01-12 01:00 | 0 | 0.172
2019-01-12 02:00 | 0 | 0.117
2019-01-12 03:00 | 0 | 0.071
2019-01-12 04:00 | 0 | 0.041
2019-01-12 05:00 | 0.017 | 0.02
2019-01-12 06:00 | 0.195 | 0.012
2019-01-12 07:00 | 0.424 | 0.012
2019-01-12 08:00 | 0.554 | 0.032
2019-01-12 09:00 | 0.612 | 0.049
2019-01-12 10:00 | 0.634 | 0.079
2019-01-12 11:00 | 0.64 | 0.101
2019-01-12 12:00 | 0.632 | 0.097
2019-01-12 13:00 | 0.607 | 0.097
2019-01-12 14:00 | 0.547 | 0.11
2019-01-12 15:00 | 0.418 | 0.141
2019-01-12 16:00 | 0.248 | 0.216
2019-01-12 17:00 | 0.096 | 0.393
2019-01-12 18:00 | 0.01 | 0.652
2019-01-12 19:00 | 0 | 0.697
2019-01-12 20:00 | 0 | 0.584
2019-01-12 21:00 | 0 | 0.454
2019-01-12 22:00 | 0 | 0.403
2019-01-12 23:00 | 0 | 0.434
2019-01-13 | 0 | 0.529
2019-01-13 01:00 | 0 | 0.619
2019-01-13 02:00 | 0 | 0.667
2019-01-13 03:00 | 0 | 0.671
2019-01-13 04:00 | 0 | 0.646
2019-01-13 05:00 | 0.031 | 0.584
2019-01-13 06:00 | 0.262 | 0.312
2019-01-13 07:00 | 0.454 | 0.377
2019-01-13 08:00 | 0.551 | 0.508
2019-01-13 09:00 | 0.606 | 0.368
2019-01-13 10:00 | 0.63 | 0.186
2019-01-13 11:00 | 0.631 | 0.077
2019-01-13 12:00 | 0.623 | 0.033
2019-01-13 13:00 | 0.599 | 0.023
2019-01-13 14:00 | 0.521 | 0.034
2019-01-13 15:00 | 0.376 | 0.062
2019-01-13 16:00 | 0.204 | 0.101
2019-01-13 17:00 | 0.097 | 0.172
2019-01-13 18:00 | 0.01 | 0.493
2019-01-13 19:00 | 0 | 0.727
2019-01-13 20:00 | 0 | 0.711
2019-01-13 21:00 | 0 | 0.593
2019-01-13 22:00 | 0 | 0.409
2019-01-13 23:00 | 0 | 0.244
2019-01-14 | 0 | 0.318
2019-01-14 01:00 | 0 | 0.655
2019-01-14 02:00 | 0 | 0.802
2019-01-14 03:00 | 0 | 0.656
2019-01-14 04:00 | 0 | 0.34
2019-01-14 05:00 | 0.034 | 0.119
2019-01-14 06:00 | 0.337 | 0.132
2019-01-14 07:00 | 0.506 | 0.26
2019-01-14 08:00 | 0.602 | 0.41
2019-01-14 09:00 | 0.641 | 0.559
2019-01-14 10:00 | 0.65 | 0.68
2019-01-14 11:00 | 0.649 | 0.688
2019-01-14 12:00 | 0.64 | 0.63
2019-01-14 13:00 | 0.625 | 0.578
2019-01-14 14:00 | 0.583 | 0.555
2019-01-14 15:00 | 0.466 | 0.596
2019-01-14 16:00 | 0.191 | 0.668
2019-01-14 17:00 | 0.06 | 0.642
2019-01-14 18:00 | 0.002 | 0.46
2019-01-14 19:00 | 0 | 0.348
2019-01-14 20:00 | 0 | 0.41
2019-01-14 21:00 | 0 | 0.45
2019-01-14 22:00 | 0 | 0.433
2019-01-14 23:00 | 0 | 0.473
2019-01-15 | 0 | 0.487
2019-01-15 01:00 | 0 | 0.435
2019-01-15 02:00 | 0 | 0.379
2019-01-15 03:00 | 0 | 0.323
2019-01-15 04:00 | 0 | 0.233
2019-01-15 05:00 | 0.031 | 0.107
2019-01-15 06:00 | 0.316 | 0.097
2019-01-15 07:00 | 0.531 | 0.052
2019-01-15 08:00 | 0.609 | 0.001
2019-01-15 09:00 | 0.644 | 0
2019-01-15 10:00 | 0.647 | 0
2019-01-15 11:00 | 0.614 | 0
2019-01-15 12:00 | 0.57 | 0.005
2019-01-15 13:00 | 0.496 | 0.017
2019-01-15 14:00 | 0.377 | 0.047
2019-01-15 15:00 | 0.28 | 0.087
2019-01-15 16:00 | 0.16 | 0.156
2019-01-15 17:00 | 0.044 | 0.263
2019-01-15 18:00 | 0.002 | 0.497
2019-01-15 19:00 | 0 | 0.729
2019-01-15 20:00 | 0 | 0.806
2019-01-15 21:00 | 0 | 0.776
2019-01-15 22:00 | 0 | 0.619
2019-01-15 23:00 | 0 | 0.403
2019-01-16 | 0 | 0.332
2019-01-16 01:00 | 0 | 0.42
2019-01-16 02:00 | 0 | 0.512
2019-01-16 03:00 | 0 | 0.573
2019-01-16 04:00 | 0 | 0.575
2019-01-16 05:00 | 0.029 | 0.454
2019-01-16 06:00 | 0.191 | 0.316
2019-01-16 07:00 | 0.22 | 0.166
2019-01-16 08:00 | 0.245 | 0.078
2019-01-16 09:00 | 0.34 | 0.032
2019-01-16 10:00 | 0.546 | 0.005
2019-01-16 11:00 | 0.629 | 0
2019-01-16 12:00 | 0.641 | 0
2019-01-16 13:00 | 0.629 | 0.016
2019-01-16 14:00 | 0.608 | 0.097
2019-01-16 15:00 | 0.553 | 0.224
2019-01-16 16:00 | 0.422 | 0.409
2019-01-16 17:00 | 0.23 | 0.713
2019-01-16 18:00 | 0.029 | 0.922
2019-01-16 19:00 | 0 | 0.942
2019-01-16 20:00 | 0 | 0.856
2019-01-16 21:00 | 0 | 0.602
2019-01-16 22:00 | 0 | 0.311
2019-01-16 23:00 | 0 | 0.15
2019-01-17 | 0 | 0.127
2019-01-17 01:00 | 0 | 0.178
2019-01-17 02:00 | 0 | 0.22
2019-01-17 03:00 | 0 | 0.226
2019-01-17 04:00 | 0 | 0.192
2019-01-17 05:00 | 0.052 | 0.138
2019-01-17 06:00 | 0.434 | 0.115
2019-01-17 07:00 | 0.585 | 0.064
2019-01-17 08:00 | 0.635 | 0.013
2019-01-17 09:00 | 0.663 | 0
2019-01-17 10:00 | 0.671 | 0.001
2019-01-17 11:00 | 0.668 | 0.007
2019-01-17 12:00 | 0.622 | 0.024
2019-01-17 13:00 | 0.566 | 0.051
2019-01-17 14:00 | 0.362 | 0.086
2019-01-17 15:00 | 0.23 | 0.148
2019-01-17 16:00 | 0.118 | 0.243
2019-01-17 17:00 | 0.041 | 0.384
2019-01-17 18:00 | 0.002 | 0.505
2019-01-17 19:00 | 0 | 0.48
2019-01-17 20:00 | 0 | 0.366
2019-01-17 21:00 | 0 | 0.202
2019-01-17 22:00 | 0 | 0.053
2019-01-17 23:00 | 0 | 0.013
2019-01-18 | 0 | 0.009
2019-01-18 01:00 | 0 | 0.008
2019-01-18 02:00 | 0 | 0.019
2019-01-18 03:00 | 0 | 0.065
2019-01-18 04:00 | 0 | 0.154
2019-01-18 05:00 | 0.003 | 0.202
2019-01-18 06:00 | 0.083 | 0.244
2019-01-18 07:00 | 0.228 | 0.277
2019-01-18 08:00 | 0.376 | 0.172
2019-01-18 09:00 | 0.467 | 0.066
2019-01-18 10:00 | 0.495 | 0.024
2019-01-18 11:00 | 0.503 | 0.004
2019-01-18 12:00 | 0.497 | 0.001
2019-01-18 13:00 | 0.441 | 0.001
2019-01-18 14:00 | 0.342 | 0.002
2019-01-18 15:00 | 0.238 | 0.006
2019-01-18 16:00 | 0.137 | 0.045
2019-01-18 17:00 | 0.058 | 0.159
2019-01-18 18:00 | 0.003 | 0.44
2019-01-18 19:00 | 0 | 0.551
2019-01-18 20:00 | 0 | 0.493
2019-01-18 21:00 | 0 | 0.409
2019-01-18 22:00 | 0 | 0.362
2019-01-18 23:00 | 0 | 0.331
2019-01-19 | 0 | 0.258
2019-01-19 01:00 | 0 | 0.143
2019-01-19 02:00 | 0 | 0.034
2019-01-19 03:00 | 0 | 0.004
2019-01-19 04:00 | 0 | 0.002
2019-01-19 05:00 | 0.014 | 0.002
2019-01-19 06:00 | 0.196 | 0
2019-01-19 07:00 | 0.382 | 0.019
2019-01-19 08:00 | 0.538 | 0.126
2019-01-19 09:00 | 0.609 | 0.229
2019-01-19 10:00 | 0.624 | 0.268
2019-01-19 11:00 | 0.631 | 0.234
2019-01-19 12:00 | 0.621 | 0.187
2019-01-19 13:00 | 0.608 | 0.17
2019-01-19 14:00 | 0.575 | 0.179
2019-01-19 15:00 | 0.515 | 0.206
2019-01-19 16:00 | 0.416 | 0.249
2019-01-19 17:00 | 0.14 | 0.34
2019-01-19 18:00 | 0.013 | 0.557
2019-01-19 19:00 | 0 | 0.64
2019-01-19 20:00 | 0 | 0.504
2019-01-19 21:00 | 0 | 0.282
2019-01-19 22:00 | 0 | 0.199
2019-01-19 23:00 | 0 | 0.189
2019-01-20 | 0 | 0.203
2019-01-20 01:00 | 0 | 0.2
2019-01-20 02:00 | 0 | 0.164
2019-01-20 03:00 | 0 | 0.117
2019-01-20 04:00 | 0 | 0.078
2019-01-20 05:00 | 0.008 | 0.04
2019-01-20 06:00 | 0.142 | 0.014
2019-01-20 07:00 | 0.325 | 0.001
2019-01-20 08:00 | 0.467 | 0.001
2019-01-20 09:00 | 0.558 | 0.012
2019-01-20 10:00 | 0.598 | 0.028
2019-01-20 11:00 | 0.608 | 0.033
2019-01-20 12:00 | 0.604 | 0.033
2019-01-20 13:00 | 0.58 | 0.033
2019-01-20 14:00 | 0.519 | 0.033
2019-01-20 15:00 | 0.435 | 0.031
2019-01-20 16:00 | 0.199 | 0.031
2019-01-20 17:00 | 0.065 | 0.039
2019-01-20 18:00 | 0.002 | 0.116
2019-01-20 19:00 | 0 | 0.246
2019-01-20 20:00 | 0 | 0.28
2019-01-20 21:00 | 0 | 0.232
2019-01-20 22:00 | 0 | 0.169
2019-01-20 23:00 | 0 | 0.133
2019-01-21 | 0 | 0.126
2019-01-21 01:00 | 0 | 0.139
2019-01-21 02:00 | 0 | 0.16
2019-01-21 03:00 | 0 | 0.162
2019-01-21 04:00 | 0 | 0.132
2019-01-21 05:00 | 0.022 | 0.093
2019-01-21 06:00 | 0.273 | 0.06
2019-01-21 07:00 | 0.475 | 0.043
2019-01-21 08:00 | 0.577 | 0.026
2019-01-21 09:00 | 0.626 | 0.013
2019-01-21 10:00 | 0.614 | 0.018
2019-01-21 11:00 | 0.577 | 0.025
2019-01-21 12:00 | 0.57 | 0.028
2019-01-21 13:00 | 0.539 | 0.036
2019-01-21 14:00 | 0.464 | 0.06
2019-01-21 15:00 | 0.39 | 0.083
2019-01-21 16:00 | 0.257 | 0.128
2019-01-21 17:00 | 0.092 | 0.187
2019-01-21 18:00 | 0.003 | 0.334
2019-01-21 19:00 | 0 | 0.515
2019-01-21 20:00 | 0 | 0.59
2019-01-21 21:00 | 0 | 0.598
2019-01-21 22:00 | 0 | 0.578
2019-01-21 23:00 | 0 | 0.556
2019-01-22 | 0 | 0.555
2019-01-22 01:00 | 0 | 0.537
2019-01-22 02:00 | 0 | 0.495
2019-01-22 03:00 | 0 | 0.455
2019-01-22 04:00 | 0 | 0.428
2019-01-22 05:00 | 0.005 | 0.353
2019-01-22 06:00 | 0.068 | 0.289
2019-01-22 07:00 | 0.157 | 0.231
2019-01-22 08:00 | 0.223 | 0.161
2019-01-22 09:00 | 0.276 | 0.099
2019-01-22 10:00 | 0.369 | 0.047
2019-01-22 11:00 | 0.486 | 0.025
2019-01-22 12:00 | 0.555 | 0.029
2019-01-22 13:00 | 0.557 | 0.054
2019-01-22 14:00 | 0.47 | 0.105
2019-01-22 15:00 | 0.248 | 0.203
2019-01-22 16:00 | 0.095 | 0.33
2019-01-22 17:00 | 0.03 | 0.34
2019-01-22 18:00 | 0 | 0.271
2019-01-22 19:00 | 0 | 0.248
2019-01-22 20:00 | 0 | 0.19
2019-01-22 21:00 | 0 | 0.055
2019-01-22 22:00 | 0 | 0.02
2019-01-22 23:00 | 0 | 0.039
2019-01-23 | 0 | 0.046
2019-01-23 01:00 | 0 | 0.047
2019-01-23 02:00 | 0 | 0.041
2019-01-23 03:00 | 0 | 0.055
2019-01-23 04:00 | 0 | 0.068
2019-01-23 05:00 | 0.002 | 0.064
2019-01-23 06:00 | 0.059 | 0.05
2019-01-23 07:00 | 0.148 | 0.042
2019-01-23 08:00 | 0.247 | 0.043
2019-01-23 09:00 | 0.314 | 0.049
2019-01-23 10:00 | 0.329 | 0.087
2019-01-23 11:00 | 0.338 | 0.142
2019-01-23 12:00 | 0.384 | 0.16
2019-01-23 13:00 | 0.367 | 0.147
2019-01-23 14:00 | 0.306 | 0.111
2019-01-23 15:00 | 0.221 | 0.055
2019-01-23 16:00 | 0.133 | 0.009
2019-01-23 17:00 | 0.051 | 0.006
2019-01-23 18:00 | 0.001 | 0.022
2019-01-23 19:00 | 0 | 0.084
2019-01-23 20:00 | 0 | 0.164
2019-01-23 21:00 | 0 | 0.198
2019-01-23 22:00 | 0 | 0.131
2019-01-23 23:00 | 0 | 0.035
2019-01-24 | 0 | 0.011
2019-01-24 01:00 | 0 | 0.028
2019-01-24 02:00 | 0 | 0.029
2019-01-24 03:00 | 0 | 0.035
2019-01-24 04:00 | 0 | 0.087
2019-01-24 05:00 | 0.003 | 0.192
2019-01-24 06:00 | 0.094 | 0.312
2019-01-24 07:00 | 0.208 | 0.433
2019-01-24 08:00 | 0.297 | 0.426
2019-01-24 09:00 | 0.394 | 0.314
2019-01-24 10:00 | 0.536 | 0.23
2019-01-24 11:00 | 0.593 | 0.218
2019-01-24 12:00 | 0.61 | 0.239
2019-01-24 13:00 | 0.573 | 0.266
2019-01-24 14:00 | 0.505 | 0.305
2019-01-24 15:00 | 0.363 | 0.36
2019-01-24 16:00 | 0.165 | 0.417
2019-01-24 17:00 | 0.046 | 0.42
2019-01-24 18:00 | 0 | 0.497
2019-01-24 19:00 | 0 | 0.522
2019-01-24 20:00 | 0 | 0.436
2019-01-24 21:00 | 0 | 0.314
2019-01-24 22:00 | 0 | 0.214
2019-01-24 23:00 | 0 | 0.163
2019-01-25 | 0 | 0.138
2019-01-25 01:00 | 0 | 0.078
2019-01-25 02:00 | 0 | 0.028
2019-01-25 03:00 | 0 | 0.018
2019-01-25 04:00 | 0 | 0.032
2019-01-25 05:00 | 0.001 | 0.087
2019-01-25 06:00 | 0.054 | 0.198
2019-01-25 07:00 | 0.191 | 0.445
2019-01-25 08:00 | 0.376 | 0.677
2019-01-25 09:00 | 0.53 | 0.783
2019-01-25 10:00 | 0.558 | 0.847
2019-01-25 11:00 | 0.543 | 0.895
2019-01-25 12:00 | 0.527 | 0.929
2019-01-25 13:00 | 0.526 | 0.949
2019-01-25 14:00 | 0.489 | 0.959
2019-01-25 15:00 | 0.419 | 0.963
2019-01-25 16:00 | 0.273 | 0.964
2019-01-25 17:00 | 0.124 | 0.958
2019-01-25 18:00 | 0.01 | 0.926
2019-01-25 19:00 | 0 | 0.854
2019-01-25 20:00 | 0 | 0.751
2019-01-25 21:00 | 0 | 0.65
2019-01-25 22:00 | 0 | 0.527
2019-01-25 23:00 | 0 | 0.375
2019-01-26 | 0 | 0.254
2019-01-26 01:00 | 0 | 0.159
2019-01-26 02:00 | 0 | 0.181
2019-01-26 03:00 | 0 | 0.306
2019-01-26 04:00 | 0 | 0.44
2019-01-26 05:00 | 0.008 | 0.544
2019-01-26 06:00 | 0.194 | 0.7
2019-01-26 07:00 | 0.432 | 0.8
2019-01-26 08:00 | 0.55 | 0.813
2019-01-26 09:00 | 0.599 | 0.836
2019-01-26 10:00 | 0.625 | 0.865
2019-01-26 11:00 | 0.609 | 0.887
2019-01-26 12:00 | 0.591 | 0.895
2019-01-26 13:00 | 0.547 | 0.893
2019-01-26 14:00 | 0.433 | 0.892
2019-01-26 15:00 | 0.272 | 0.892
2019-01-26 16:00 | 0.111 | 0.892
2019-01-26 17:00 | 0.028 | 0.874
2019-01-26 18:00 | 0 | 0.817
2019-01-26 19:00 | 0 | 0.766
2019-01-26 20:00 | 0 | 0.762
2019-01-26 21:00 | 0 | 0.742
2019-01-26 22:00 | 0 | 0.669
2019-01-26 23:00 | 0 | 0.567
2019-01-27 | 0 | 0.37
2019-01-27 01:00 | 0 | 0.171
2019-01-27 02:00 | 0 | 0.103
2019-01-27 03:00 | 0 | 0.161
2019-01-27 04:00 | 0 | 0.234
2019-01-27 05:00 | 0.003 | 0.243
2019-01-27 06:00 | 0.086 | 0.204
2019-01-27 07:00 | 0.192 | 0.182
2019-01-27 08:00 | 0.331 | 0.172
2019-01-27 09:00 | 0.466 | 0.191
2019-01-27 10:00 | 0.542 | 0.217
2019-01-27 11:00 | 0.572 | 0.244
2019-01-27 12:00 | 0.571 | 0.251
2019-01-27 13:00 | 0.548 | 0.243
2019-01-27 14:00 | 0.483 | 0.223
2019-01-27 15:00 | 0.385 | 0.203
2019-01-27 16:00 | 0.249 | 0.196
2019-01-27 17:00 | 0.099 | 0.274
2019-01-27 18:00 | 0.009 | 0.504
2019-01-27 19:00 | 0 | 0.635
2019-01-27 20:00 | 0 | 0.58
2019-01-27 21:00 | 0 | 0.427
2019-01-27 22:00 | 0 | 0.245
2019-01-27 23:00 | 0 | 0.109
2019-01-28 | 0 | 0.046
2019-01-28 01:00 | 0 | 0.021
2019-01-28 02:00 | 0 | 0.012
2019-01-28 03:00 | 0 | 0.008
2019-01-28 04:00 | 0 | 0.004
2019-01-28 05:00 | 0.005 | 0.002
2019-01-28 06:00 | 0.138 | 0
2019-01-28 07:00 | 0.342 | 0
2019-01-28 08:00 | 0.509 | 0.004
2019-01-28 09:00 | 0.606 | 0.014
2019-01-28 10:00 | 0.639 | 0.026
2019-01-28 11:00 | 0.64 | 0.033
2019-01-28 12:00 | 0.626 | 0.038
2019-01-28 13:00 | 0.602 | 0.04
2019-01-28 14:00 | 0.504 | 0.043
2019-01-28 15:00 | 0.378 | 0.056
2019-01-28 16:00 | 0.2 | 0.085
2019-01-28 17:00 | 0.06 | 0.116
2019-01-28 18:00 | 0.001 | 0.137
2019-01-28 19:00 | 0 | 0.131
2019-01-28 20:00 | 0 | 0.114
2019-01-28 21:00 | 0 | 0.095
2019-01-28 22:00 | 0 | 0.088
2019-01-28 23:00 | 0 | 0.084
2019-01-29 | 0 | 0.081
2019-01-29 01:00 | 0 | 0.08
2019-01-29 02:00 | 0 | 0.078
2019-01-29 03:00 | 0 | 0.068
2019-01-29 04:00 | 0 | 0.061
2019-01-29 05:00 | 0.002 | 0.063
2019-01-29 06:00 | 0.101 | 0.051
2019-01-29 07:00 | 0.217 | 0.018
2019-01-29 08:00 | 0.337 | 0
2019-01-29 09:00 | 0.455 | 0
2019-01-29 10:00 | 0.576 | 0
2019-01-29 11:00 | 0.627 | 0.003
2019-01-29 12:00 | 0.638 | 0.01
2019-01-29 13:00 | 0.637 | 0.016
2019-01-29 14:00 | 0.609 | 0.021
2019-01-29 15:00 | 0.549 | 0.028
2019-01-29 16:00 | 0.404 | 0.043
2019-01-29 17:00 | 0.202 | 0.109
2019-01-29 18:00 | 0.016 | 0.441
2019-01-29 19:00 | 0 | 0.764
2019-01-29 20:00 | 0 | 0.838
2019-01-29 21:00 | 0 | 0.821
2019-01-29 22:00 | 0 | 0.756
2019-01-29 23:00 | 0 | 0.666
2019-01-30 | 0 | 0.575
2019-01-30 01:00 | 0 | 0.494
2019-01-30 02:00 | 0 | 0.41
2019-01-30 03:00 | 0 | 0.348
2019-01-30 04:00 | 0 | 0.306
2019-01-30 05:00 | 0.026 | 0.271
2019-01-30 06:00 | 0.395 | 0.349
2019-01-30 07:00 | 0.601 | 0.348
2019-01-30 08:00 | 0.672 | 0.279
2019-01-30 09:00 | 0.69 | 0.148
2019-01-30 10:00 | 0.687 | 0.036
2019-01-30 11:00 | 0.677 | 0.002
2019-01-30 12:00 | 0.665 | 0
2019-01-30 13:00 | 0.648 | 0
2019-01-30 14:00 | 0.618 | 0
2019-01-30 15:00 | 0.557 | 0
2019-01-30 16:00 | 0.352 | 0
2019-01-30 17:00 | 0.085 | 0.025
2019-01-30 18:00 | 0.004 | 0.35
2019-01-30 19:00 | 0 | 0.756
2019-01-30 20:00 | 0 | 0.843
2019-01-30 21:00 | 0 | 0.862
2019-01-30 22:00 | 0 | 0.849
2019-01-30 23:00 | 0 | 0.816
2019-01-31 | 0 | 0.756
2019-01-31 01:00 | 0 | 0.684
2019-01-31 02:00 | 0 | 0.614
2019-01-31 03:00 | 0 | 0.556
2019-01-31 04:00 | 0 | 0.5
2019-01-31 05:00 | 0.013 | 0.433
2019-01-31 06:00 | 0.218 | 0.43
2019-01-31 07:00 | 0.439 | 0.31
2019-01-31 08:00 | 0.557 | 0.161
2019-01-31 09:00 | 0.589 | 0.063
2019-01-31 10:00 | 0.607 | 0.008
2019-01-31 11:00 | 0.609 | 0.001
2019-01-31 12:00 | 0.61 | 0
2019-01-31 13:00 | 0.595 | 0
2019-01-31 14:00 | 0.561 | 0
2019-01-31 15:00 | 0.503 | 0.002
2019-01-31 16:00 | 0.392 | 0.011
2019-01-31 17:00 | 0.201 | 0.034
2019-01-31 18:00 | 0.017 | 0.266
2019-01-31 19:00 | 0 | 0.662
2019-01-31 20:00 | 0 | 0.74
2019-01-31 21:00 | 0 | 0.683
2019-01-31 22:00 | 0 | 0.605
2019-01-31 23:00 | 0 | 0.541
2019-02-01 | 0 | 0.475
2019-02-01 01:00 | 0 | 0.385
2019-02-01 02:00 | 0 | 0.294
2019-02-01 03:00 | 0 | 0.191
2019-02-01 04:00 | 0 | 0.118
2019-02-01 05:00 | 0.004 | 0.075
2019-02-01 06:00 | 0.129 | 0.051
2019-02-01 07:00 | 0.291 | 0.058
2019-02-01 08:00 | 0.431 | 0.105
2019-02-01 09:00 | 0.536 | 0.167
2019-02-01 10:00 | 0.59 | 0.254
2019-02-01 11:00 | 0.607 | 0.278
2019-02-01 12:00 | 0.612 | 0.228
2019-02-01 13:00 | 0.6 | 0.164
2019-02-01 14:00 | 0.582 | 0.114
2019-02-01 15:00 | 0.548 | 0.09
2019-02-01 16:00 | 0.459 | 0.081
2019-02-01 17:00 | 0.262 | 0.12
2019-02-01 18:00 | 0.025 | 0.509
2019-02-01 19:00 | 0 | 0.774
2019-02-01 20:00 | 0 | 0.798
2019-02-01 21:00 | 0 | 0.723
2019-02-01 22:00 | 0 | 0.612
2019-02-01 23:00 | 0 | 0.448
2019-02-02 | 0 | 0.285
2019-02-02 01:00 | 0 | 0.161
2019-02-02 02:00 | 0 | 0.078
2019-02-02 03:00 | 0 | 0.034
2019-02-02 04:00 | 0 | 0.022
2019-02-02 05:00 | 0.017 | 0.018
2019-02-02 06:00 | 0.316 | 0.012
2019-02-02 07:00 | 0.469 | 0.008
2019-02-02 08:00 | 0.522 | 0.009
2019-02-02 09:00 | 0.552 | 0.044
2019-02-02 10:00 | 0.6 | 0.127
2019-02-02 11:00 | 0.632 | 0.12
2019-02-02 12:00 | 0.64 | 0.06
2019-02-02 13:00 | 0.631 | 0.018
2019-02-02 14:00 | 0.608 | 0.002
2019-02-02 15:00 | 0.561 | 0
2019-02-02 16:00 | 0.47 | 0
2019-02-02 17:00 | 0.28 | 0.001
2019-02-02 18:00 | 0.027 | 0.081
2019-02-02 19:00 | 0 | 0.36
2019-02-02 20:00 | 0 | 0.489
2019-02-02 21:00 | 0 | 0.445
2019-02-02 22:00 | 0 | 0.332
2019-02-02 23:00 | 0 | 0.21
2019-02-03 | 0 | 0.126
2019-02-03 01:00 | 0 | 0.08
2019-02-03 02:00 | 0 | 0.056
2019-02-03 03:00 | 0 | 0.035
2019-02-03 04:00 | 0 | 0.019
2019-02-03 05:00 | 0.025 | 0.009
2019-02-03 06:00 | 0.437 | 0.002
2019-02-03 07:00 | 0.582 | 0
2019-02-03 08:00 | 0.643 | 0
2019-02-03 09:00 | 0.662 | 0.002
2019-02-03 10:00 | 0.668 | 0.032
2019-02-03 11:00 | 0.67 | 0.04
2019-02-03 12:00 | 0.666 | 0.038
2019-02-03 13:00 | 0.658 | 0.038
2019-02-03 14:00 | 0.64 | 0.037
2019-02-03 15:00 | 0.603 | 0.035
2019-02-03 16:00 | 0.524 | 0.028
2019-02-03 17:00 | 0.346 | 0.016
2019-02-03 18:00 | 0.04 | 0.069
2019-02-03 19:00 | 0 | 0.42
2019-02-03 20:00 | 0 | 0.678
2019-02-03 21:00 | 0 | 0.712
2019-02-03 22:00 | 0 | 0.658
2019-02-03 23:00 | 0 | 0.562
2019-02-04 | 0 | 0.393
2019-02-04 01:00 | 0 | 0.184
2019-02-04 02:00 | 0 | 0.038
2019-02-04 03:00 | 0 | 0.003
2019-02-04 04:00 | 0 | 0.002
2019-02-04 05:00 | 0.016 | 0.005
2019-02-04 06:00 | 0.405 | 0.006
2019-02-04 07:00 | 0.576 | 0.006
2019-02-04 08:00 | 0.635 | 0.004
2019-02-04 09:00 | 0.655 | 0.004
2019-02-04 10:00 | 0.663 | 0.012
2019-02-04 11:00 | 0.648 | 0.046
2019-02-04 12:00 | 0.645 | 0.113
2019-02-04 13:00 | 0.629 | 0.203
2019-02-04 14:00 | 0.609 | 0.298
2019-02-04 15:00 | 0.565 | 0.383
2019-02-04 16:00 | 0.479 | 0.454
2019-02-04 17:00 | 0.283 | 0.531
2019-02-04 18:00 | 0.023 | 0.691
2019-02-04 19:00 | 0 | 0.7
2019-02-04 20:00 | 0 | 0.582
2019-02-04 21:00 | 0 | 0.507
2019-02-04 22:00 | 0 | 0.477
2019-02-04 23:00 | 0 | 0.314
2019-02-05 | 0 | 0.114
2019-02-05 01:00 | 0 | 0.021
2019-02-05 02:00 | 0 | 0.003
2019-02-05 03:00 | 0 | 0.018
2019-02-05 04:00 | 0 | 0.152
2019-02-05 05:00 | 0.005 | 0.23
2019-02-05 06:00 | 0.24 | 0.245
2019-02-05 07:00 | 0.515 | 0.321
2019-02-05 08:00 | 0.603 | 0.268
2019-02-05 09:00 | 0.616 | 0.144
2019-02-05 10:00 | 0.611 | 0.09
2019-02-05 11:00 | 0.635 | 0.08
2019-02-05 12:00 | 0.648 | 0.079
2019-02-05 13:00 | 0.642 | 0.099
2019-02-05 14:00 | 0.623 | 0.126
2019-02-05 15:00 | 0.57 | 0.158
2019-02-05 16:00 | 0.462 | 0.201
2019-02-05 17:00 | 0.252 | 0.289
2019-02-05 18:00 | 0.014 | 0.618
2019-02-05 19:00 | 0 | 0.763
2019-02-05 20:00 | 0 | 0.737
2019-02-05 21:00 | 0 | 0.675
2019-02-05 22:00 | 0 | 0.624
2019-02-05 23:00 | 0 | 0.571
2019-02-06 | 0 | 0.512
2019-02-06 01:00 | 0 | 0.436
2019-02-06 02:00 | 0 | 0.346
2019-02-06 03:00 | 0 | 0.243
2019-02-06 04:00 | 0 | 0.137
2019-02-06 05:00 | 0.009 | 0.06
2019-02-06 06:00 | 0.286 | 0.023
2019-02-06 07:00 | 0.546 | 0.007
2019-02-06 08:00 | 0.637 | 0.002
2019-02-06 09:00 | 0.672 | 0.003
2019-02-06 10:00 | 0.683 | 0.032
2019-02-06 11:00 | 0.684 | 0.072
2019-02-06 12:00 | 0.675 | 0.112
2019-02-06 13:00 | 0.66 | 0.163
2019-02-06 14:00 | 0.639 | 0.236
2019-02-06 15:00 | 0.587 | 0.341
2019-02-06 16:00 | 0.486 | 0.494
2019-02-06 17:00 | 0.276 | 0.716
2019-02-06 18:00 | 0.016 | 0.886
2019-02-06 19:00 | 0 | 0.911
2019-02-06 20:00 | 0 | 0.899
2019-02-06 21:00 | 0 | 0.832
2019-02-06 22:00 | 0 | 0.679
2019-02-06 23:00 | 0 | 0.467
2019-02-07 | 0 | 0.294
2019-02-07 01:00 | 0 | 0.191
2019-02-07 02:00 | 0 | 0.131
2019-02-07 03:00 | 0 | 0.105
2019-02-07 04:00 | 0 | 0.089
2019-02-07 05:00 | 0.019 | 0.056
2019-02-07 06:00 | 0.473 | 0.012
2019-02-07 07:00 | 0.643 | 0
2019-02-07 08:00 | 0.703 | 0
2019-02-07 09:00 | 0.718 | 0.001
2019-02-07 10:00 | 0.711 | 0.009
2019-02-07 11:00 | 0.699 | 0.009
2019-02-07 12:00 | 0.685 | 0.009
2019-02-07 13:00 | 0.669 | 0.008
2019-02-07 14:00 | 0.643 | 0.015
2019-02-07 15:00 | 0.593 | 0.04
2019-02-07 16:00 | 0.491 | 0.093
2019-02-07 17:00 | 0.265 | 0.262
2019-02-07 18:00 | 0.014 | 0.707
2019-02-07 19:00 | 0 | 0.856
2019-02-07 20:00 | 0 | 0.838
2019-02-07 21:00 | 0 | 0.765
2019-02-07 22:00 | 0 | 0.691
2019-02-07 23:00 | 0 | 0.646
2019-02-08 | 0 | 0.613
2019-02-08 01:00 | 0 | 0.541
2019-02-08 02:00 | 0 | 0.38
2019-02-08 03:00 | 0 | 0.218
2019-02-08 04:00 | 0 | 0.128
2019-02-08 05:00 | 0.018 | 0.07
2019-02-08 06:00 | 0.454 | 0.053
2019-02-08 07:00 | 0.615 | 0.06
2019-02-08 08:00 | 0.664 | 0.084
2019-02-08 09:00 | 0.687 | 0.095
2019-02-08 10:00 | 0.691 | 0.072
2019-02-08 11:00 | 0.685 | 0.034
2019-02-08 12:00 | 0.674 | 0.002
2019-02-08 13:00 | 0.652 | 0
2019-02-08 14:00 | 0.577 | 0
2019-02-08 15:00 | 0.398 | 0.006
2019-02-08 16:00 | 0.192 | 0.029
2019-02-08 17:00 | 0.05 | 0.052
2019-02-08 18:00 | 0 | 0.146
2019-02-08 19:00 | 0 | 0.177
2019-02-08 20:00 | 0 | 0.126
2019-02-08 21:00 | 0 | 0.135
2019-02-08 22:00 | 0 | 0.178
2019-02-08 23:00 | 0 | 0.202
2019-02-09 | 0 | 0.191
2019-02-09 01:00 | 0 | 0.254
2019-02-09 02:00 | 0 | 0.485
2019-02-09 03:00 | 0 | 0.702
2019-02-09 04:00 | 0 | 0.816
2019-02-09 05:00 | 0.01 | 0.866
2019-02-09 06:00 | 0.308 | 0.883
2019-02-09 07:00 | 0.483 | 0.964
2019-02-09 08:00 | 0.605 | 0.965
2019-02-09 09:00 | 0.661 | 0.957
2019-02-09 10:00 | 0.684 | 0.921
2019-02-09 11:00 | 0.685 | 0.845
2019-02-09 12:00 | 0.677 | 0.735
2019-02-09 13:00 | 0.667 | 0.615
2019-02-09 14:00 | 0.646 | 0.517
2019-02-09 15:00 | 0.602 | 0.447
2019-02-09 16:00 | 0.513 | 0.423
2019-02-09 17:00 | 0.313 | 0.438
2019-02-09 18:00 | 0.021 | 0.547
2019-02-09 19:00 | 0 | 0.608
2019-02-09 20:00 | 0 | 0.596
2019-02-09 21:00 | 0 | 0.554
2019-02-09 22:00 | 0 | 0.484
2019-02-09 23:00 | 0 | 0.423
2019-02-10 | 0 | 0.376
2019-02-10 01:00 | 0 | 0.36
2019-02-10 02:00 | 0 | 0.403
2019-02-10 03:00 | 0 | 0.537
2019-02-10 04:00 | 0 | 0.7
2019-02-10 05:00 | 0.013 | 0.797
2019-02-10 06:00 | 0.352 | 0.74
2019-02-10 07:00 | 0.568 | 0.789
2019-02-10 08:00 | 0.671 | 0.868
2019-02-10 09:00 | 0.706 | 0.764
2019-02-10 10:00 | 0.71 | 0.581
2019-02-10 11:00 | 0.702 | 0.381
2019-02-10 12:00 | 0.691 | 0.244
2019-02-10 13:00 | 0.678 | 0.165
2019-02-10 14:00 | 0.657 | 0.114
2019-02-10 15:00 | 0.614 | 0.076
2019-02-10 16:00 | 0.515 | 0.046
2019-02-10 17:00 | 0.28 | 0.029
2019-02-10 18:00 | 0.014 | 0.122
2019-02-10 19:00 | 0 | 0.378
2019-02-10 20:00 | 0 | 0.393
2019-02-10 21:00 | 0 | 0.354
2019-02-10 22:00 | 0 | 0.27
2019-02-10 23:00 | 0 | 0.153
2019-02-11 | 0 | 0.096
2019-02-11 01:00 | 0 | 0.083
2019-02-11 02:00 | 0 | 0.084
2019-02-11 03:00 | 0 | 0.08
2019-02-11 04:00 | 0 | 0.068
2019-02-11 05:00 | 0.013 | 0.062
2019-02-11 06:00 | 0.401 | 0.035
2019-02-11 07:00 | 0.601 | 0.027
2019-02-11 08:00 | 0.668 | 0.032
2019-02-11 09:00 | 0.695 | 0.018
2019-02-11 10:00 | 0.7 | 0.009
2019-02-11 11:00 | 0.694 | 0.006
2019-02-11 12:00 | 0.683 | 0.005
2019-02-11 13:00 | 0.669 | 0.006
2019-02-11 14:00 | 0.644 | 0.011
2019-02-11 15:00 | 0.594 | 0.025
2019-02-11 16:00 | 0.467 | 0.053
2019-02-11 17:00 | 0.195 | 0.186
2019-02-11 18:00 | 0.006 | 0.674
2019-02-11 19:00 | 0 | 0.864
2019-02-11 20:00 | 0 | 0.879
2019-02-11 21:00 | 0 | 0.802
2019-02-11 22:00 | 0 | 0.73
2019-02-11 23:00 | 0 | 0.691
2019-02-12 | 0 | 0.631
2019-02-12 01:00 | 0 | 0.552
2019-02-12 02:00 | 0 | 0.497
2019-02-12 03:00 | 0 | 0.446
2019-02-12 04:00 | 0 | 0.403
2019-02-12 05:00 | 0.005 | 0.345
2019-02-12 06:00 | 0.199 | 0.276
2019-02-12 07:00 | 0.374 | 0.346
2019-02-12 08:00 | 0.468 | 0.305
2019-02-12 09:00 | 0.543 | 0.192
2019-02-12 10:00 | 0.617 | 0.096
2019-02-12 11:00 | 0.635 | 0.045
2019-02-12 12:00 | 0.634 | 0.026
2019-02-12 13:00 | 0.602 | 0.022
2019-02-12 14:00 | 0.495 | 0.029
2019-02-12 15:00 | 0.328 | 0.056
2019-02-12 16:00 | 0.185 | 0.125
2019-02-12 17:00 | 0.065 | 0.317
2019-02-12 18:00 | 0.001 | 0.683
2019-02-12 19:00 | 0 | 0.828
2019-02-12 20:00 | 0 | 0.862
2019-02-12 21:00 | 0 | 0.852
2019-02-12 22:00 | 0 | 0.808
2019-02-12 23:00 | 0 | 0.737
2019-02-13 | 0 | 0.631
2019-02-13 01:00 | 0 | 0.497
2019-02-13 02:00 | 0 | 0.38
2019-02-13 03:00 | 0 | 0.292
2019-02-13 04:00 | 0 | 0.229
2019-02-13 05:00 | 0.008 | 0.206
2019-02-13 06:00 | 0.368 | 0.228
2019-02-13 07:00 | 0.529 | 0.163
2019-02-13 08:00 | 0.629 | 0.06
2019-02-13 09:00 | 0.674 | 0.037
2019-02-13 10:00 | 0.689 | 0.037
2019-02-13 11:00 | 0.689 | 0.054
2019-02-13 12:00 | 0.678 | 0.078
2019-02-13 13:00 | 0.663 | 0.105
2019-02-13 14:00 | 0.636 | 0.148
2019-02-13 15:00 | 0.586 | 0.221
2019-02-13 16:00 | 0.472 | 0.355
2019-02-13 17:00 | 0.247 | 0.657
2019-02-13 18:00 | 0.009 | 0.89
2019-02-13 19:00 | 0 | 0.909
2019-02-13 20:00 | 0 | 0.847
2019-02-13 21:00 | 0 | 0.729
2019-02-13 22:00 | 0 | 0.594
2019-02-13 23:00 | 0 | 0.476
2019-02-14 | 0 | 0.402
2019-02-14 01:00 | 0 | 0.363
2019-02-14 02:00 | 0 | 0.34
2019-02-14 03:00 | 0 | 0.333
2019-02-14 04:00 | 0 | 0.315
2019-02-14 05:00 | 0.006 | 0.254
2019-02-14 06:00 | 0.341 | 0.176
2019-02-14 07:00 | 0.6 | 0.095
2019-02-14 08:00 | 0.663 | 0.038
2019-02-14 09:00 | 0.692 | 0.006
2019-02-14 10:00 | 0.699 | 0
2019-02-14 11:00 | 0.694 | 0
2019-02-14 12:00 | 0.683 | 0
2019-02-14 13:00 | 0.666 | 0.003
2019-02-14 14:00 | 0.638 | 0.01
2019-02-14 15:00 | 0.585 | 0.021
2019-02-14 16:00 | 0.479 | 0.035
2019-02-14 17:00 | 0.248 | 0.087
2019-02-14 18:00 | 0.006 | 0.411
2019-02-14 19:00 | 0 | 0.71
2019-02-14 20:00 | 0 | 0.737
2019-02-14 21:00 | 0 | 0.584
2019-02-14 22:00 | 0 | 0.351
2019-02-14 23:00 | 0 | 0.164
2019-02-15 | 0 | 0.082
2019-02-15 01:00 | 0 | 0.082
2019-02-15 02:00 | 0 | 0.133
2019-02-15 03:00 | 0 | 0.229
2019-02-15 04:00 | 0 | 0.322
2019-02-15 05:00 | 0.002 | 0.331
2019-02-15 06:00 | 0.228 | 0.24
2019-02-15 07:00 | 0.473 | 0.139
2019-02-15 08:00 | 0.607 | 0.03
2019-02-15 09:00 | 0.667 | 0.007
2019-02-15 10:00 | 0.686 | 0.008
2019-02-15 11:00 | 0.689 | 0.007
2019-02-15 12:00 | 0.677 | 0.004
2019-02-15 13:00 | 0.658 | 0.002
2019-02-15 14:00 | 0.631 | 0.001
2019-02-15 15:00 | 0.453 | 0.001
2019-02-15 16:00 | 0.212 | 0.006
2019-02-15 17:00 | 0.05 | 0.02
2019-02-15 18:00 | 0 | 0.024
2019-02-15 19:00 | 0 | 0.029
2019-02-15 20:00 | 0 | 0.109
2019-02-15 21:00 | 0 | 0.244
2019-02-15 22:00 | 0 | 0.268
2019-02-15 23:00 | 0 | 0.246
2019-02-16 | 0 | 0.247
2019-02-16 01:00 | 0 | 0.249
2019-02-16 02:00 | 0 | 0.257
2019-02-16 03:00 | 0 | 0.296
2019-02-16 04:00 | 0 | 0.351
2019-02-16 05:00 | 0.011 | 0.393
2019-02-16 06:00 | 0.437 | 0.254
2019-02-16 07:00 | 0.612 | 0.141
2019-02-16 08:00 | 0.697 | 0.184
2019-02-16 09:00 | 0.709 | 0.336
2019-02-16 10:00 | 0.706 | 0.359
2019-02-16 11:00 | 0.689 | 0.31
2019-02-16 12:00 | 0.674 | 0.239
2019-02-16 13:00 | 0.657 | 0.175
2019-02-16 14:00 | 0.63 | 0.126
2019-02-16 15:00 | 0.565 | 0.1
2019-02-16 16:00 | 0.416 | 0.089
2019-02-16 17:00 | 0.172 | 0.095
2019-02-16 18:00 | 0.003 | 0.251
2019-02-16 19:00 | 0 | 0.49
2019-02-16 20:00 | 0 | 0.527
2019-02-16 21:00 | 0 | 0.502
2019-02-16 22:00 | 0 | 0.411
2019-02-16 23:00 | 0 | 0.32
2019-02-17 | 0 | 0.258
2019-02-17 01:00 | 0 | 0.23
2019-02-17 02:00 | 0 | 0.223
2019-02-17 03:00 | 0 | 0.217
2019-02-17 04:00 | 0 | 0.205
2019-02-17 05:00 | 0.008 | 0.18
2019-02-17 06:00 | 0.394 | 0.1
2019-02-17 07:00 | 0.549 | 0.073
2019-02-17 08:00 | 0.623 | 0.102
2019-02-17 09:00 | 0.669 | 0.102
2019-02-17 10:00 | 0.684 | 0.097
2019-02-17 11:00 | 0.682 | 0.095
2019-02-17 12:00 | 0.671 | 0.107
2019-02-17 13:00 | 0.651 | 0.142
2019-02-17 14:00 | 0.608 | 0.206
2019-02-17 15:00 | 0.528 | 0.316
2019-02-17 16:00 | 0.372 | 0.51
2019-02-17 17:00 | 0.113 | 0.807
2019-02-17 18:00 | 0.001 | 0.934
2019-02-17 19:00 | 0 | 0.944
2019-02-17 20:00 | 0 | 0.898
2019-02-17 21:00 | 0 | 0.812
2019-02-17 22:00 | 0 | 0.692
2019-02-17 23:00 | 0 | 0.567
2019-02-18 | 0 | 0.49
2019-02-18 01:00 | 0 | 0.449
2019-02-18 02:00 | 0 | 0.387
2019-02-18 03:00 | 0 | 0.31
2019-02-18 04:00 | 0 | 0.246
2019-02-18 05:00 | 0.001 | 0.192
2019-02-18 06:00 | 0.129 | 0.202
2019-02-18 07:00 | 0.252 | 0.204
2019-02-18 08:00 | 0.368 | 0.189
2019-02-18 09:00 | 0.478 | 0.214
2019-02-18 10:00 | 0.56 | 0.231
2019-02-18 11:00 | 0.592 | 0.184
2019-02-18 12:00 | 0.605 | 0.114
2019-02-18 13:00 | 0.604 | 0.079
2019-02-18 14:00 | 0.591 | 0.091
2019-02-18 15:00 | 0.545 | 0.194
2019-02-18 16:00 | 0.419 | 0.505
2019-02-18 17:00 | 0.176 | 0.841
2019-02-18 18:00 | 0.002 | 0.923
2019-02-18 19:00 | 0 | 0.909
2019-02-18 20:00 | 0 | 0.843
2019-02-18 21:00 | 0 | 0.712
2019-02-18 22:00 | 0 | 0.594
2019-02-18 23:00 | 0 | 0.515
2019-02-19 | 0 | 0.476
2019-02-19 01:00 | 0 | 0.452
2019-02-19 02:00 | 0 | 0.412
2019-02-19 03:00 | 0 | 0.329
2019-02-19 04:00 | 0 | 0.237
2019-02-19 05:00 | 0 | 0.148
2019-02-19 06:00 | 0.078 | 0.147
2019-02-19 07:00 | 0.195 | 0.165
2019-02-19 08:00 | 0.316 | 0.182
2019-02-19 09:00 | 0.422 | 0.187
2019-02-19 10:00 | 0.525 | 0.195
2019-02-19 11:00 | 0.582 | 0.157
2019-02-19 12:00 | 0.596 | 0.108
2019-02-19 13:00 | 0.588 | 0.093
2019-02-19 14:00 | 0.557 | 0.089
2019-02-19 15:00 | 0.488 | 0.097
2019-02-19 16:00 | 0.382 | 0.129
2019-02-19 17:00 | 0.183 | 0.243
2019-02-19 18:00 | 0.002 | 0.533
2019-02-19 19:00 | 0 | 0.64
2019-02-19 20:00 | 0 | 0.63
2019-02-19 21:00 | 0 | 0.541
2019-02-19 22:00 | 0 | 0.394
2019-02-19 23:00 | 0 | 0.26
2019-02-20 | 0 | 0.18
2019-02-20 01:00 | 0 | 0.148
2019-02-20 02:00 | 0 | 0.146
2019-02-20 03:00 | 0 | 0.152
2019-02-20 04:00 | 0 | 0.151
2019-02-20 05:00 | 0.002 | 0.13
2019-02-20 06:00 | 0.29 | 0.108
2019-02-20 07:00 | 0.528 | 0.082
2019-02-20 08:00 | 0.638 | 0.074
2019-02-20 09:00 | 0.677 | 0.083
2019-02-20 10:00 | 0.693 | 0.105
2019-02-20 11:00 | 0.697 | 0.148
2019-02-20 12:00 | 0.688 | 0.206
2019-02-20 13:00 | 0.672 | 0.271
2019-02-20 14:00 | 0.648 | 0.351
2019-02-20 15:00 | 0.593 | 0.457
2019-02-20 16:00 | 0.485 | 0.583
2019-02-20 17:00 | 0.256 | 0.733
2019-02-20 18:00 | 0.004 | 0.85
2019-02-20 19:00 | 0 | 0.881
2019-02-20 20:00 | 0 | 0.833
2019-02-20 21:00 | 0 | 0.649
2019-02-20 22:00 | 0 | 0.325
2019-02-20 23:00 | 0 | 0.114
2019-02-21 | 0 | 0.042
2019-02-21 01:00 | 0 | 0.037
2019-02-21 02:00 | 0 | 0.067
2019-02-21 03:00 | 0 | 0.123
2019-02-21 04:00 | 0 | 0.173
2019-02-21 05:00 | 0.002 | 0.161
2019-02-21 06:00 | 0.281 | 0.115
2019-02-21 07:00 | 0.479 | 0.055
2019-02-21 08:00 | 0.593 | 0.014
2019-02-21 09:00 | 0.651 | 0
2019-02-21 10:00 | 0.681 | 0
2019-02-21 11:00 | 0.69 | 0
2019-02-21 12:00 | 0.683 | 0
2019-02-21 13:00 | 0.67 | 0.002
2019-02-21 14:00 | 0.644 | 0.008
2019-02-21 15:00 | 0.59 | 0.029
2019-02-21 16:00 | 0.471 | 0.058
2019-02-21 17:00 | 0.233 | 0.169
2019-02-21 18:00 | 0.002 | 0.617
2019-02-21 19:00 | 0 | 0.815
2019-02-21 20:00 | 0 | 0.812
2019-02-21 21:00 | 0 | 0.702
2019-02-21 22:00 | 0 | 0.547
2019-02-21 23:00 | 0 | 0.412
2019-02-22 | 0 | 0.336
2019-02-22 01:00 | 0 | 0.301
2019-02-22 02:00 | 0 | 0.28
2019-02-22 03:00 | 0 | 0.259
2019-02-22 04:00 | 0 | 0.231
2019-02-22 05:00 | 0.005 | 0.195
2019-02-22 06:00 | 0.418 | 0.121
2019-02-22 07:00 | 0.598 | 0.093
2019-02-22 08:00 | 0.66 | 0.057
2019-02-22 09:00 | 0.693 | 0.012
2019-02-22 10:00 | 0.7 | 0
2019-02-22 11:00 | 0.698 | 0
2019-02-22 12:00 | 0.687 | 0
2019-02-22 13:00 | 0.671 | 0
2019-02-22 14:00 | 0.633 | 0
2019-02-22 15:00 | 0.499 | 0.002
2019-02-22 16:00 | 0.291 | 0.018
2019-02-22 17:00 | 0.081 | 0.053
2019-02-22 18:00 | 0 | 0.279
2019-02-22 19:00 | 0 | 0.594
2019-02-22 20:00 | 0 | 0.767
2019-02-22 21:00 | 0 | 0.754
2019-02-22 22:00 | 0 | 0.7
2019-02-22 23:00 | 0 | 0.635
2019-02-23 | 0 | 0.572
2019-02-23 01:00 | 0 | 0.505
2019-02-23 02:00 | 0 | 0.44
2019-02-23 03:00 | 0 | 0.387
2019-02-23 04:00 | 0 | 0.365
2019-02-23 05:00 | 0.005 | 0.36
2019-02-23 06:00 | 0.376 | 0.258
2019-02-23 07:00 | 0.547 | 0.267
2019-02-23 08:00 | 0.629 | 0.214
2019-02-23 09:00 | 0.662 | 0.152
2019-02-23 10:00 | 0.672 | 0.156
2019-02-23 11:00 | 0.671 | 0.203
2019-02-23 12:00 | 0.67 | 0.277
2019-02-23 13:00 | 0.642 | 0.355
2019-02-23 14:00 | 0.584 | 0.43
2019-02-23 15:00 | 0.499 | 0.518
2019-02-23 16:00 | 0.398 | 0.621
2019-02-23 17:00 | 0.198 | 0.697
2019-02-23 18:00 | 0.001 | 0.737
2019-02-23 19:00 | 0 | 0.723
2019-02-23 20:00 | 0 | 0.669
2019-02-23 21:00 | 0 | 0.58
2019-02-23 22:00 | 0 | 0.437
2019-02-23 23:00 | 0 | 0.322
2019-02-24 | 0 | 0.22
2019-02-24 01:00 | 0 | 0.142
2019-02-24 02:00 | 0 | 0.087
2019-02-24 03:00 | 0 | 0.053
2019-02-24 04:00 | 0 | 0.026
2019-02-24 05:00 | 0.006 | 0.007
2019-02-24 06:00 | 0.448 | 0
2019-02-24 07:00 | 0.62 | 0.001
2019-02-24 08:00 | 0.689 | 0.027
2019-02-24 09:00 | 0.705 | 0.181
2019-02-24 10:00 | 0.704 | 0.255
2019-02-24 11:00 | 0.698 | 0.227
2019-02-24 12:00 | 0.686 | 0.161
2019-02-24 13:00 | 0.67 | 0.119
2019-02-24 14:00 | 0.644 | 0.125
2019-02-24 15:00 | 0.561 | 0.173
2019-02-24 16:00 | 0.448 | 0.24
2019-02-24 17:00 | 0.215 | 0.291
2019-02-24 18:00 | 0.002 | 0.338
2019-02-24 19:00 | 0 | 0.406
2019-02-24 20:00 | 0 | 0.436
2019-02-24 21:00 | 0 | 0.389
2019-02-24 22:00 | 0 | 0.297
2019-02-24 23:00 | 0 | 0.204
2019-02-25 | 0 | 0.145
2019-02-25 01:00 | 0 | 0.085
2019-02-25 02:00 | 0 | 0.023
2019-02-25 03:00 | 0 | 0.004
2019-02-25 04:00 | 0 | 0.019
2019-02-25 05:00 | 0.011 | 0.064
2019-02-25 06:00 | 0.512 | 0.096
2019-02-25 07:00 | 0.652 | 0.043
2019-02-25 08:00 | 0.705 | 0.052
2019-02-25 09:00 | 0.718 | 0.204
2019-02-25 10:00 | 0.715 | 0.383
2019-02-25 11:00 | 0.707 | 0.417
2019-02-25 12:00 | 0.697 | 0.404
2019-02-25 13:00 | 0.685 | 0.375
2019-02-25 14:00 | 0.661 | 0.339
2019-02-25 15:00 | 0.613 | 0.314
2019-02-25 16:00 | 0.514 | 0.31
2019-02-25 17:00 | 0.285 | 0.328
2019-02-25 18:00 | 0.002 | 0.497
2019-02-25 19:00 | 0 | 0.612
2019-02-25 20:00 | 0 | 0.531
2019-02-25 21:00 | 0 | 0.396
2019-02-25 22:00 | 0 | 0.268
2019-02-25 23:00 | 0 | 0.183
2019-02-26 | 0 | 0.136
2019-02-26 01:00 | 0 | 0.108
2019-02-26 02:00 | 0 | 0.083
2019-02-26 03:00 | 0 | 0.063
2019-02-26 04:00 | 0 | 0.064
2019-02-26 05:00 | 0.009 | 0.082
2019-02-26 06:00 | 0.46 | 0.059
2019-02-26 07:00 | 0.635 | 0.028
2019-02-26 08:00 | 0.695 | 0.012
2019-02-26 09:00 | 0.713 | 0.009
2019-02-26 10:00 | 0.713 | 0.027
2019-02-26 11:00 | 0.704 | 0.054
2019-02-26 12:00 | 0.693 | 0.074
2019-02-26 13:00 | 0.679 | 0.084
2019-02-26 14:00 | 0.656 | 0.081
2019-02-26 15:00 | 0.608 | 0.072
2019-02-26 16:00 | 0.506 | 0.072
2019-02-26 17:00 | 0.276 | 0.153
2019-02-26 18:00 | 0.001 | 0.493
2019-02-26 19:00 | 0 | 0.621
2019-02-26 20:00 | 0 | 0.634
2019-02-26 21:00 | 0 | 0.5
2019-02-26 22:00 | 0 | 0.34
2019-02-26 23:00 | 0 | 0.24
2019-02-27 | 0 | 0.19
2019-02-27 01:00 | 0 | 0.161
2019-02-27 02:00 | 0 | 0.121
2019-02-27 03:00 | 0 | 0.071
2019-02-27 04:00 | 0 | 0.027
2019-02-27 05:00 | 0.011 | 0.005
2019-02-27 06:00 | 0.396 | 0
2019-02-27 07:00 | 0.611 | 0
2019-02-27 08:00 | 0.684 | 0.005
2019-02-27 09:00 | 0.704 | 0.018
2019-02-27 10:00 | 0.707 | 0.027
2019-02-27 11:00 | 0.702 | 0.041
2019-02-27 12:00 | 0.691 | 0.071
2019-02-27 13:00 | 0.676 | 0.123
2019-02-27 14:00 | 0.651 | 0.193
2019-02-27 15:00 | 0.573 | 0.291
2019-02-27 16:00 | 0.417 | 0.518
2019-02-27 17:00 | 0.168 | 0.783
2019-02-27 18:00 | 0 | 0.896
2019-02-27 19:00 | 0 | 0.881
2019-02-27 20:00 | 0 | 0.754
2019-02-27 21:00 | 0 | 0.551
2019-02-27 22:00 | 0 | 0.397
2019-02-27 23:00 | 0 | 0.294
2019-02-28 | 0 | 0.217
2019-02-28 01:00 | 0 | 0.171
2019-02-28 02:00 | 0 | 0.147
2019-02-28 03:00 | 0 | 0.134
2019-02-28 04:00 | 0 | 0.148
2019-02-28 05:00 | 0.046 | 0.162
2019-02-28 06:00 | 0.271 | 0.13
2019-02-28 07:00 | 0.486 | 0.113
2019-02-28 08:00 | 0.658 | 0.165
2019-02-28 09:00 | 0.697 | 0.225
2019-02-28 10:00 | 0.706 | 0.181
2019-02-28 11:00 | 0.702 | 0.18
2019-02-28 12:00 | 0.692 | 0.219
2019-02-28 13:00 | 0.678 | 0.28
2019-02-28 14:00 | 0.65 | 0.359
2019-02-28 15:00 | 0.591 | 0.46
2019-02-28 16:00 | 0.442 | 0.61
2019-02-28 17:00 | 0.186 | 0.805
2019-02-28 18:00 | 0 | 0.888
2019-02-28 19:00 | 0 | 0.854
2019-02-28 20:00 | 0 | 0.798
2019-02-28 21:00 | 0 | 0.704
2019-02-28 22:00 | 0 | 0.601
2019-02-28 23:00 | 0 | 0.523
2019-03-01 | 0 | 0.449
2019-03-01 01:00 | 0 | 0.371
2019-03-01 02:00 | 0 | 0.309
2019-03-01 03:00 | 0 | 0.264
2019-03-01 04:00 | 0 | 0.231
2019-03-01 05:00 | 0 | 0.195
2019-03-01 06:00 | 0.276 | 0.182
2019-03-01 07:00 | 0.503 | 0.242
2019-03-01 08:00 | 0.648 | 0.37
2019-03-01 09:00 | 0.679 | 0.396
2019-03-01 10:00 | 0.704 | 0.35
2019-03-01 11:00 | 0.704 | 0.305
2019-03-01 12:00 | 0.685 | 0.265
2019-03-01 13:00 | 0.673 | 0.238
2019-03-01 14:00 | 0.652 | 0.228
2019-03-01 15:00 | 0.602 | 0.233
2019-03-01 16:00 | 0.494 | 0.278
2019-03-01 17:00 | 0.256 | 0.507
2019-03-01 18:00 | 0 | 0.849
2019-03-01 19:00 | 0 | 0.915
2019-03-01 20:00 | 0 | 0.893
2019-03-01 21:00 | 0 | 0.834
2019-03-01 22:00 | 0 | 0.749
2019-03-01 23:00 | 0 | 0.691
2019-03-02 | 0 | 0.63
2019-03-02 01:00 | 0 | 0.555
2019-03-02 02:00 | 0 | 0.475
2019-03-02 03:00 | 0 | 0.399
2019-03-02 04:00 | 0 | 0.385
2019-03-02 05:00 | 0 | 0.366
2019-03-02 06:00 | 0.322 | 0.355
2019-03-02 07:00 | 0.526 | 0.57
2019-03-02 08:00 | 0.612 | 0.655
2019-03-02 09:00 | 0.637 | 0.587
2019-03-02 10:00 | 0.642 | 0.501
2019-03-02 11:00 | 0.678 | 0.473
2019-03-02 12:00 | 0.682 | 0.491
2019-03-02 13:00 | 0.666 | 0.48
2019-03-02 14:00 | 0.611 | 0.436
2019-03-02 15:00 | 0.479 | 0.404
2019-03-02 16:00 | 0.237 | 0.423
2019-03-02 17:00 | 0.06 | 0.485
2019-03-02 18:00 | 0 | 0.624
2019-03-02 19:00 | 0 | 0.711
2019-03-02 20:00 | 0 | 0.692
2019-03-02 21:00 | 0 | 0.577
2019-03-02 22:00 | 0 | 0.473
2019-03-02 23:00 | 0 | 0.387
2019-03-03 | 0 | 0.335
2019-03-03 01:00 | 0 | 0.278
2019-03-03 02:00 | 0 | 0.23
2019-03-03 03:00 | 0 | 0.208
2019-03-03 04:00 | 0 | 0.213
2019-03-03 05:00 | 0 | 0.204
2019-03-03 06:00 | 0.296 | 0.155
2019-03-03 07:00 | 0.492 | 0.129
2019-03-03 08:00 | 0.567 | 0.069
2019-03-03 09:00 | 0.612 | 0.059
2019-03-03 10:00 | 0.555 | 0.074
2019-03-03 11:00 | 0.513 | 0.093
2019-03-03 12:00 | 0.493 | 0.093
2019-03-03 13:00 | 0.443 | 0.08
2019-03-03 14:00 | 0.414 | 0.091
2019-03-03 15:00 | 0.262 | 0.13
2019-03-03 16:00 | 0.131 | 0.158
2019-03-03 17:00 | 0.041 | 0.119
2019-03-03 18:00 | 0 | 0.069
2019-03-03 19:00 | 0 | 0.073
2019-03-03 20:00 | 0 | 0.051
2019-03-03 21:00 | 0 | 0.046
2019-03-03 22:00 | 0 | 0.062
2019-03-03 23:00 | 0 | 0.077
2019-03-04 | 0 | 0.082
2019-03-04 01:00 | 0 | 0.094
2019-03-04 02:00 | 0 | 0.101
2019-03-04 03:00 | 0 | 0.113
2019-03-04 04:00 | 0 | 0.137
2019-03-04 05:00 | 0 | 0.183
2019-03-04 06:00 | 0.056 | 0.212
2019-03-04 07:00 | 0.19 | 0.335
2019-03-04 08:00 | 0.312 | 0.398
2019-03-04 09:00 | 0.429 | 0.325
2019-03-04 10:00 | 0.51 | 0.244
2019-03-04 11:00 | 0.556 | 0.178
2019-03-04 12:00 | 0.562 | 0.133
2019-03-04 13:00 | 0.506 | 0.095
2019-03-04 14:00 | 0.387 | 0.062
2019-03-04 15:00 | 0.244 | 0.039
2019-03-04 16:00 | 0.107 | 0.034
2019-03-04 17:00 | 0.027 | 0.038
2019-03-04 18:00 | 0 | 0.029
2019-03-04 19:00 | 0 | 0.022
2019-03-04 20:00 | 0 | 0.025
2019-03-04 21:00 | 0 | 0.025
2019-03-04 22:00 | 0 | 0.031
2019-03-04 23:00 | 0 | 0.043
2019-03-05 | 0 | 0.065
2019-03-05 01:00 | 0 | 0.102
2019-03-05 02:00 | 0 | 0.122
2019-03-05 03:00 | 0 | 0.092
2019-03-05 04:00 | 0 | 0.069
2019-03-05 05:00 | 0 | 0.079
2019-03-05 06:00 | 0.094 | 0.083
2019-03-05 07:00 | 0.321 | 0.039
2019-03-05 08:00 | 0.563 | 0.002
2019-03-05 09:00 | 0.636 | 0.017
2019-03-05 10:00 | 0.66 | 0.053
2019-03-05 11:00 | 0.659 | 0.084
2019-03-05 12:00 | 0.643 | 0.109
2019-03-05 13:00 | 0.619 | 0.127
2019-03-05 14:00 | 0.576 | 0.139
2019-03-05 15:00 | 0.485 | 0.15
2019-03-05 16:00 | 0.35 | 0.148
2019-03-05 17:00 | 0.119 | 0.158
2019-03-05 18:00 | 0 | 0.338
2019-03-05 19:00 | 0 | 0.593
2019-03-05 20:00 | 0 | 0.696
2019-03-05 21:00 | 0 | 0.666
2019-03-05 22:00 | 0 | 0.587
2019-03-05 23:00 | 0 | 0.473
2019-03-06 | 0 | 0.386
2019-03-06 01:00 | 0 | 0.312
2019-03-06 02:00 | 0 | 0.225
2019-03-06 03:00 | 0 | 0.132
2019-03-06 04:00 | 0 | 0.06
2019-03-06 05:00 | 0 | 0.037
2019-03-06 06:00 | 0.394 | 0.049
2019-03-06 07:00 | 0.588 | 0.074
2019-03-06 08:00 | 0.666 | 0.048
2019-03-06 09:00 | 0.701 | 0.017
2019-03-06 10:00 | 0.712 | 0.005
2019-03-06 11:00 | 0.708 | 0.001
2019-03-06 12:00 | 0.698 | 0.001
2019-03-06 13:00 | 0.682 | 0.003
2019-03-06 14:00 | 0.635 | 0.004
2019-03-06 15:00 | 0.456 | 0.005
2019-03-06 16:00 | 0.169 | 0.007
2019-03-06 17:00 | 0.027 | 0.028
2019-03-06 18:00 | 0 | 0.174
2019-03-06 19:00 | 0 | 0.484
2019-03-06 20:00 | 0 | 0.678
2019-03-06 21:00 | 0 | 0.707
2019-03-06 22:00 | 0 | 0.671
2019-03-06 23:00 | 0 | 0.547
2019-03-07 | 0 | 0.454
2019-03-07 01:00 | 0 | 0.391
2019-03-07 02:00 | 0 | 0.283
2019-03-07 03:00 | 0 | 0.232
2019-03-07 04:00 | 0 | 0.216
2019-03-07 05:00 | 0 | 0.184
2019-03-07 06:00 | 0.21 | 0.087
2019-03-07 07:00 | 0.408 | 0.109
2019-03-07 08:00 | 0.562 | 0.294
2019-03-07 09:00 | 0.657 | 0.187
2019-03-07 10:00 | 0.706 | 0.044
2019-03-07 11:00 | 0.705 | 0.003
2019-03-07 12:00 | 0.695 | 0
2019-03-07 13:00 | 0.674 | 0.003
2019-03-07 14:00 | 0.585 | 0.017
2019-03-07 15:00 | 0.455 | 0.041
2019-03-07 16:00 | 0.22 | 0.097
2019-03-07 17:00 | 0.081 | 0.32
2019-03-07 18:00 | 0 | 0.741
2019-03-07 19:00 | 0 | 0.884
2019-03-07 20:00 | 0 | 0.838
2019-03-07 21:00 | 0 | 0.698
2019-03-07 22:00 | 0 | 0.531
2019-03-07 23:00 | 0 | 0.446
2019-03-08 | 0 | 0.384
2019-03-08 01:00 | 0 | 0.332
2019-03-08 02:00 | 0 | 0.298
2019-03-08 03:00 | 0 | 0.284
2019-03-08 04:00 | 0 | 0.296
2019-03-08 05:00 | 0 | 0.315
2019-03-08 06:00 | 0.355 | 0.222
2019-03-08 07:00 | 0.543 | 0.16
2019-03-08 08:00 | 0.657 | 0.059
2019-03-08 09:00 | 0.695 | 0
2019-03-08 10:00 | 0.706 | 0.006
2019-03-08 11:00 | 0.699 | 0.056
2019-03-08 12:00 | 0.681 | 0.156
2019-03-08 13:00 | 0.679 | 0.268
2019-03-08 14:00 | 0.627 | 0.376
2019-03-08 15:00 | 0.486 | 0.504
2019-03-08 16:00 | 0.267 | 0.671
2019-03-08 17:00 | 0.096 | 0.837
2019-03-08 18:00 | 0 | 0.898
2019-03-08 19:00 | 0 | 0.856
2019-03-08 20:00 | 0 | 0.701
2019-03-08 21:00 | 0 | 0.479
2019-03-08 22:00 | 0 | 0.332
2019-03-08 23:00 | 0 | 0.251
2019-03-09 | 0 | 0.208
2019-03-09 01:00 | 0 | 0.179
2019-03-09 02:00 | 0 | 0.164
2019-03-09 03:00 | 0 | 0.163
2019-03-09 04:00 | 0 | 0.157
2019-03-09 05:00 | 0 | 0.175
2019-03-09 06:00 | 0.503 | 0.128
2019-03-09 07:00 | 0.585 | 0.144
2019-03-09 08:00 | 0.671 | 0.178
2019-03-09 09:00 | 0.702 | 0.093
2019-03-09 10:00 | 0.711 | 0.039
2019-03-09 11:00 | 0.707 | 0.005
2019-03-09 12:00 | 0.697 | 0
2019-03-09 13:00 | 0.682 | 0
2019-03-09 14:00 | 0.652 | 0.001
2019-03-09 15:00 | 0.591 | 0.002
2019-03-09 16:00 | 0.451 | 0.002
2019-03-09 17:00 | 0.183 | 0.001
2019-03-09 18:00 | 0 | 0.001
2019-03-09 19:00 | 0 | 0.002
2019-03-09 20:00 | 0 | 0.01
2019-03-09 21:00 | 0 | 0.03
2019-03-09 22:00 | 0 | 0.054
2019-03-09 23:00 | 0 | 0.082
2019-03-10 | 0 | 0.099
2019-03-10 01:00 | 0 | 0.095
2019-03-10 02:00 | 0 | 0.084
2019-03-10 03:00 | 0 | 0.131
2019-03-10 04:00 | 0 | 0.249
2019-03-10 05:00 | 0 | 0.369
2019-03-10 06:00 | 0.536 | 0.333
2019-03-10 07:00 | 0.611 | 0.148
2019-03-10 08:00 | 0.685 | 0.194
2019-03-10 09:00 | 0.709 | 0.268
2019-03-10 10:00 | 0.713 | 0.31
2019-03-10 11:00 | 0.707 | 0.361
2019-03-10 12:00 | 0.696 | 0.426
2019-03-10 13:00 | 0.684 | 0.502
2019-03-10 14:00 | 0.659 | 0.551
2019-03-10 15:00 | 0.608 | 0.58
2019-03-10 16:00 | 0.504 | 0.61
2019-03-10 17:00 | 0.265 | 0.676
2019-03-10 18:00 | 0 | 0.807
2019-03-10 19:00 | 0 | 0.856
2019-03-10 20:00 | 0 | 0.869
2019-03-10 21:00 | 0 | 0.849
2019-03-10 22:00 | 0 | 0.794
2019-03-10 23:00 | 0 | 0.687
2019-03-11 | 0 | 0.554
2019-03-11 01:00 | 0 | 0.459
2019-03-11 02:00 | 0 | 0.442
2019-03-11 03:00 | 0 | 0.483
2019-03-11 04:00 | 0 | 0.554
2019-03-11 05:00 | 0 | 0.545
2019-03-11 06:00 | 0.523 | 0.366
2019-03-11 07:00 | 0.601 | 0.47
2019-03-11 08:00 | 0.671 | 0.528
2019-03-11 09:00 | 0.705 | 0.38
2019-03-11 10:00 | 0.712 | 0.259
2019-03-11 11:00 | 0.707 | 0.219
2019-03-11 12:00 | 0.694 | 0.202
2019-03-11 13:00 | 0.672 | 0.206
2019-03-11 14:00 | 0.628 | 0.232
2019-03-11 15:00 | 0.538 | 0.305
2019-03-11 16:00 | 0.357 | 0.476
2019-03-11 17:00 | 0.122 | 0.744
2019-03-11 18:00 | 0 | 0.876
2019-03-11 19:00 | 0 | 0.877
2019-03-11 20:00 | 0 | 0.788
2019-03-11 21:00 | 0 | 0.607
2019-03-11 22:00 | 0 | 0.404
2019-03-11 23:00 | 0 | 0.289
2019-03-12 | 0 | 0.255
2019-03-12 01:00 | 0 | 0.254
2019-03-12 02:00 | 0 | 0.239
2019-03-12 03:00 | 0 | 0.216
2019-03-12 04:00 | 0 | 0.208
2019-03-12 05:00 | 0 | 0.182
2019-03-12 06:00 | 0.154 | 0.235
2019-03-12 07:00 | 0.301 | 0.349
2019-03-12 08:00 | 0.482 | 0.26
2019-03-12 09:00 | 0.607 | 0.097
2019-03-12 10:00 | 0.661 | 0.014
2019-03-12 11:00 | 0.681 | 0
2019-03-12 12:00 | 0.681 | 0
2019-03-12 13:00 | 0.659 | 0
2019-03-12 14:00 | 0.605 | 0.002
2019-03-12 15:00 | 0.51 | 0.085
2019-03-12 16:00 | 0.365 | 0.23
2019-03-12 17:00 | 0.144 | 0.529
2019-03-12 18:00 | 0 | 0.772
2019-03-12 19:00 | 0 | 0.764
2019-03-12 20:00 | 0 | 0.656
2019-03-12 21:00 | 0 | 0.519
2019-03-12 22:00 | 0 | 0.41
2019-03-12 23:00 | 0 | 0.382
2019-03-13 | 0 | 0.399
2019-03-13 01:00 | 0 | 0.388
2019-03-13 02:00 | 0 | 0.326
2019-03-13 03:00 | 0 | 0.219
2019-03-13 04:00 | 0 | 0.127
2019-03-13 05:00 | 0 | 0.044
2019-03-13 06:00 | 0.02 | 0.019
2019-03-13 07:00 | 0.072 | 0.069
2019-03-13 08:00 | 0.181 | 0.092
2019-03-13 09:00 | 0.348 | 0.043
2019-03-13 10:00 | 0.498 | 0.006
2019-03-13 11:00 | 0.568 | 0
2019-03-13 12:00 | 0.563 | 0
2019-03-13 13:00 | 0.494 | 0.007
2019-03-13 14:00 | 0.385 | 0.061
2019-03-13 15:00 | 0.281 | 0.115
2019-03-13 16:00 | 0.13 | 0.213
2019-03-13 17:00 | 0.029 | 0.384
2019-03-13 18:00 | 0 | 0.581
2019-03-13 19:00 | 0 | 0.584
2019-03-13 20:00 | 0 | 0.578
2019-03-13 21:00 | 0 | 0.624
2019-03-13 22:00 | 0 | 0.695
2019-03-13 23:00 | 0 | 0.71
2019-03-14 | 0 | 0.726
2019-03-14 01:00 | 0 | 0.766
2019-03-14 02:00 | 0 | 0.823
2019-03-14 03:00 | 0 | 0.869
2019-03-14 04:00 | 0 | 0.87
2019-03-14 05:00 | 0 | 0.837
2019-03-14 06:00 | 0.102 | 0.767
2019-03-14 07:00 | 0.208 | 0.839
2019-03-14 08:00 | 0.318 | 0.79
2019-03-14 09:00 | 0.39 | 0.593
2019-03-14 10:00 | 0.448 | 0.304
2019-03-14 11:00 | 0.49 | 0.142
2019-03-14 12:00 | 0.515 | 0.078
2019-03-14 13:00 | 0.451 | 0.047
2019-03-14 14:00 | 0.351 | 0.04
2019-03-14 15:00 | 0.236 | 0.046
2019-03-14 16:00 | 0.111 | 0.063
2019-03-14 17:00 | 0.022 | 0.117
2019-03-14 18:00 | 0 | 0.183
2019-03-14 19:00 | 0 | 0.163
2019-03-14 20:00 | 0 | 0.131
2019-03-14 21:00 | 0 | 0.178
2019-03-14 22:00 | 0 | 0.372
2019-03-14 23:00 | 0 | 0.518
2019-03-15 | 0 | 0.591
2019-03-15 01:00 | 0 | 0.646
2019-03-15 02:00 | 0 | 0.651
2019-03-15 03:00 | 0 | 0.641
2019-03-15 04:00 | 0 | 0.674
2019-03-15 05:00 | 0 | 0.732
2019-03-15 06:00 | 0.107 | 0.714
2019-03-15 07:00 | 0.212 | 0.858
2019-03-15 08:00 | 0.383 | 0.909
2019-03-15 09:00 | 0.526 | 0.876
2019-03-15 10:00 | 0.604 | 0.788
2019-03-15 11:00 | 0.627 | 0.671
2019-03-15 12:00 | 0.628 | 0.528
2019-03-15 13:00 | 0.606 | 0.403
2019-03-15 14:00 | 0.559 | 0.304
2019-03-15 15:00 | 0.418 | 0.245
2019-03-15 16:00 | 0.177 | 0.245
2019-03-15 17:00 | 0.028 | 0.364
2019-03-15 18:00 | 0 | 0.583
2019-03-15 19:00 | 0 | 0.746
2019-03-15 20:00 | 0 | 0.812
2019-03-15 21:00 | 0 | 0.821
2019-03-15 22:00 | 0 | 0.818
2019-03-15 23:00 | 0 | 0.796
2019-03-16 | 0 | 0.746
2019-03-16 01:00 | 0 | 0.693
2019-03-16 02:00 | 0 | 0.66
2019-03-16 03:00 | 0 | 0.639
2019-03-16 04:00 | 0 | 0.584
2019-03-16 05:00 | 0 | 0.548
2019-03-16 06:00 | 0.19 | 0.495
2019-03-16 07:00 | 0.324 | 0.622
2019-03-16 08:00 | 0.465 | 0.565
2019-03-16 09:00 | 0.586 | 0.48
2019-03-16 10:00 | 0.653 | 0.388
2019-03-16 11:00 | 0.669 | 0.274
2019-03-16 12:00 | 0.651 | 0.174
2019-03-16 13:00 | 0.548 | 0.135
2019-03-16 14:00 | 0.375 | 0.149
2019-03-16 15:00 | 0.277 | 0.194
2019-03-16 16:00 | 0.148 | 0.282
2019-03-16 17:00 | 0.042 | 0.491
2019-03-16 18:00 | 0 | 0.707
2019-03-16 19:00 | 0 | 0.759
2019-03-16 20:00 | 0 | 0.748
2019-03-16 21:00 | 0 | 0.669
2019-03-16 22:00 | 0 | 0.583
2019-03-16 23:00 | 0 | 0.496
2019-03-17 | 0 | 0.408
2019-03-17 01:00 | 0 | 0.311
2019-03-17 02:00 | 0 | 0.225
2019-03-17 03:00 | 0 | 0.151
2019-03-17 04:00 | 0 | 0.09
2019-03-17 05:00 | 0 | 0.064
2019-03-17 06:00 | 0.022 | 0.07
2019-03-17 07:00 | 0.08 | 0.086
2019-03-17 08:00 | 0.161 | 0.106
2019-03-17 09:00 | 0.253 | 0.157
2019-03-17 10:00 | 0.347 | 0.236
2019-03-17 11:00 | 0.388 | 0.277
2019-03-17 12:00 | 0.367 | 0.271
2019-03-17 13:00 | 0.31 | 0.263
2019-03-17 14:00 | 0.243 | 0.257
2019-03-17 15:00 | 0.16 | 0.26
2019-03-17 16:00 | 0.084 | 0.289
2019-03-17 17:00 | 0.022 | 0.311
2019-03-17 18:00 | 0 | 0.36
2019-03-17 19:00 | 0 | 0.373
2019-03-17 20:00 | 0 | 0.331
2019-03-17 21:00 | 0 | 0.264
2019-03-17 22:00 | 0 | 0.181
2019-03-17 23:00 | 0 | 0.125
2019-03-18 | 0 | 0.103
2019-03-18 01:00 | 0 | 0.086
2019-03-18 02:00 | 0 | 0.059
2019-03-18 03:00 | 0 | 0.055
2019-03-18 04:00 | 0 | 0.08
2019-03-18 05:00 | 0 | 0.102
2019-03-18 06:00 | 0.02 | 0.097
2019-03-18 07:00 | 0.089 | 0.089
2019-03-18 08:00 | 0.184 | 0.051
2019-03-18 09:00 | 0.277 | 0.05
2019-03-18 10:00 | 0.378 | 0.063
2019-03-18 11:00 | 0.462 | 0.05
2019-03-18 12:00 | 0.482 | 0.03
2019-03-18 13:00 | 0.458 | 0.018
2019-03-18 14:00 | 0.398 | 0.012
2019-03-18 15:00 | 0.308 | 0.009
2019-03-18 16:00 | 0.179 | 0.009
2019-03-18 17:00 | 0.045 | 0.014
2019-03-18 18:00 | 0 | 0.041
2019-03-18 19:00 | 0 | 0.091
2019-03-18 20:00 | 0 | 0.155
2019-03-18 21:00 | 0 | 0.199
2019-03-18 22:00 | 0 | 0.196
2019-03-18 23:00 | 0 | 0.162
2019-03-19 | 0 | 0.136
2019-03-19 01:00 | 0 | 0.106
2019-03-19 02:00 | 0 | 0.067
2019-03-19 03:00 | 0 | 0.046
2019-03-19 04:00 | 0 | 0.045
2019-03-19 05:00 | 0 | 0.046
2019-03-19 06:00 | 0.289 | 0.033
2019-03-19 07:00 | 0.463 | 0.023
2019-03-19 08:00 | 0.595 | 0.016
2019-03-19 09:00 | 0.652 | 0.02
2019-03-19 10:00 | 0.633 | 0.034
2019-03-19 11:00 | 0.567 | 0.038
2019-03-19 12:00 | 0.536 | 0.027
2019-03-19 13:00 | 0.458 | 0.016
2019-03-19 14:00 | 0.334 | 0.009
2019-03-19 15:00 | 0.234 | 0.005
2019-03-19 16:00 | 0.13 | 0.007
2019-03-19 17:00 | 0.034 | 0.043
2019-03-19 18:00 | 0 | 0.256
2019-03-19 19:00 | 0 | 0.436
2019-03-19 20:00 | 0 | 0.455
2019-03-19 21:00 | 0 | 0.399
2019-03-19 22:00 | 0 | 0.346
2019-03-19 23:00 | 0 | 0.306
2019-03-20 | 0 | 0.246
2019-03-20 01:00 | 0 | 0.177
2019-03-20 02:00 | 0 | 0.132
2019-03-20 03:00 | 0 | 0.114
2019-03-20 04:00 | 0 | 0.113
2019-03-20 05:00 | 0 | 0.099
2019-03-20 06:00 | 0.194 | 0.05
2019-03-20 07:00 | 0.399 | 0.019
2019-03-20 08:00 | 0.581 | 0.001
2019-03-20 09:00 | 0.663 | 0.001
2019-03-20 10:00 | 0.693 | 0.051
2019-03-20 11:00 | 0.698 | 0.172
2019-03-20 12:00 | 0.679 | 0.296
2019-03-20 13:00 | 0.642 | 0.392
2019-03-20 14:00 | 0.587 | 0.478
2019-03-20 15:00 | 0.481 | 0.58
2019-03-20 16:00 | 0.278 | 0.676
2019-03-20 17:00 | 0.042 | 0.772
2019-03-20 18:00 | 0 | 0.834
2019-03-20 19:00 | 0 | 0.82
2019-03-20 20:00 | 0 | 0.738
2019-03-20 21:00 | 0 | 0.657
2019-03-20 22:00 | 0 | 0.59
2019-03-20 23:00 | 0 | 0.507
2019-03-21 | 0 | 0.329
2019-03-21 01:00 | 0 | 0.135
2019-03-21 02:00 | 0 | 0.041
2019-03-21 03:00 | 0 | 0.012
2019-03-21 04:00 | 0 | 0.003
2019-03-21 05:00 | 0 | 0.001
2019-03-21 06:00 | 0.125 | 0
2019-03-21 07:00 | 0.269 | 0.005
2019-03-21 08:00 | 0.403 | 0.044
2019-03-21 09:00 | 0.483 | 0.116
2019-03-21 10:00 | 0.528 | 0.199
2019-03-21 11:00 | 0.546 | 0.279
2019-03-21 12:00 | 0.478 | 0.341
2019-03-21 13:00 | 0.419 | 0.446
2019-03-21 14:00 | 0.383 | 0.59
2019-03-21 15:00 | 0.313 | 0.696
2019-03-21 16:00 | 0.173 | 0.723
2019-03-21 17:00 | 0.038 | 0.697
2019-03-21 18:00 | 0 | 0.585
2019-03-21 19:00 | 0 | 0.417
2019-03-21 20:00 | 0 | 0.317
2019-03-21 21:00 | 0 | 0.235
2019-03-21 22:00 | 0 | 0.201
2019-03-21 23:00 | 0 | 0.201
2019-03-22 | 0 | 0.199
2019-03-22 01:00 | 0 | 0.19
2019-03-22 02:00 | 0 | 0.175
2019-03-22 03:00 | 0 | 0.171
2019-03-22 04:00 | 0 | 0.199
2019-03-22 05:00 | 0 | 0.214
2019-03-22 06:00 | 0.029 | 0.229
2019-03-22 07:00 | 0.094 | 0.447
2019-03-22 08:00 | 0.173 | 0.655
2019-03-22 09:00 | 0.279 | 0.837
2019-03-22 10:00 | 0.383 | 0.911
2019-03-22 11:00 | 0.444 | 0.923
2019-03-22 12:00 | 0.462 | 0.918
2019-03-22 13:00 | 0.417 | 0.912
2019-03-22 14:00 | 0.343 | 0.9
2019-03-22 15:00 | 0.237 | 0.885
2019-03-22 16:00 | 0.122 | 0.866
2019-03-22 17:00 | 0.021 | 0.825
2019-03-22 18:00 | 0 | 0.719
2019-03-22 19:00 | 0 | 0.59
2019-03-22 20:00 | 0 | 0.531
2019-03-22 21:00 | 0 | 0.468
2019-03-22 22:00 | 0 | 0.417
2019-03-22 23:00 | 0 | 0.41
2019-03-23 | 0 | 0.402
2019-03-23 01:00 | 0 | 0.382
2019-03-23 02:00 | 0 | 0.402
2019-03-23 03:00 | 0 | 0.405
2019-03-23 04:00 | 0 | 0.43
2019-03-23 05:00 | 0 | 0.487
2019-03-23 06:00 | 0.023 | 0.521
2019-03-23 07:00 | 0.085 | 0.733
2019-03-23 08:00 | 0.185 | 0.853
2019-03-23 09:00 | 0.297 | 0.915
2019-03-23 10:00 | 0.42 | 0.942
2019-03-23 11:00 | 0.487 | 0.953
2019-03-23 12:00 | 0.406 | 0.958
2019-03-23 13:00 | 0.296 | 0.96
2019-03-23 14:00 | 0.233 | 0.959
2019-03-23 15:00 | 0.165 | 0.955
2019-03-23 16:00 | 0.091 | 0.952
2019-03-23 17:00 | 0.023 | 0.945
2019-03-23 18:00 | 0 | 0.906
2019-03-23 19:00 | 0 | 0.883
2019-03-23 20:00 | 0 | 0.901
2019-03-23 21:00 | 0 | 0.918
2019-03-23 22:00 | 0 | 0.933
2019-03-23 23:00 | 0 | 0.941
2019-03-24 | 0 | 0.943
2019-03-24 01:00 | 0 | 0.94
2019-03-24 02:00 | 0 | 0.937
2019-03-24 03:00 | 0 | 0.939
2019-03-24 04:00 | 0 | 0.941
2019-03-24 05:00 | 0 | 0.943
2019-03-24 06:00 | 0.009 | 0.949
2019-03-24 07:00 | 0.033 | 0.956
2019-03-24 08:00 | 0.067 | 0.958
2019-03-24 09:00 | 0.113 | 0.962
2019-03-24 10:00 | 0.157 | 0.965
2019-03-24 11:00 | 0.205 | 0.964
2019-03-24 12:00 | 0.215 | 0.964
2019-03-24 13:00 | 0.18 | 0.965
2019-03-24 14:00 | 0.128 | 0.964
2019-03-24 15:00 | 0.072 | 0.958
2019-03-24 16:00 | 0.027 | 0.961
2019-03-24 17:00 | 0.002 | 0.964
2019-03-24 18:00 | 0 | 0.965
2019-03-24 19:00 | 0 | 0.964
2019-03-24 20:00 | 0 | 0.963
2019-03-24 21:00 | 0 | 0.961
2019-03-24 22:00 | 0 | 0.961
2019-03-24 23:00 | 0 | 0.963
2019-03-25 | 0 | 0.965
2019-03-25 01:00 | 0 | 0.962
2019-03-25 02:00 | 0 | 0.949
2019-03-25 03:00 | 0 | 0.923
2019-03-25 04:00 | 0 | 0.893
2019-03-25 05:00 | 0 | 0.862
2019-03-25 06:00 | 0.007 | 0.792
2019-03-25 07:00 | 0.054 | 0.747
2019-03-25 08:00 | 0.134 | 0.834
2019-03-25 09:00 | 0.22 | 0.854
2019-03-25 10:00 | 0.295 | 0.837
2019-03-25 11:00 | 0.319 | 0.825
2019-03-25 12:00 | 0.325 | 0.818
2019-03-25 13:00 | 0.277 | 0.792
2019-03-25 14:00 | 0.207 | 0.751
2019-03-25 15:00 | 0.13 | 0.707
2019-03-25 16:00 | 0.057 | 0.655
2019-03-25 17:00 | 0.008 | 0.612
2019-03-25 18:00 | 0 | 0.58
2019-03-25 19:00 | 0 | 0.495
2019-03-25 20:00 | 0 | 0.454
2019-03-25 21:00 | 0 | 0.44
2019-03-25 22:00 | 0 | 0.409
2019-03-25 23:00 | 0 | 0.359
2019-03-26 | 0 | 0.297
2019-03-26 01:00 | 0 | 0.256
2019-03-26 02:00 | 0 | 0.189
2019-03-26 03:00 | 0 | 0.129
2019-03-26 04:00 | 0 | 0.108
2019-03-26 05:00 | 0 | 0.114
2019-03-26 06:00 | 0.112 | 0.107
2019-03-26 07:00 | 0.309 | 0.106
2019-03-26 08:00 | 0.569 | 0.151
2019-03-26 09:00 | 0.652 | 0.205
2019-03-26 10:00 | 0.693 | 0.257
2019-03-26 11:00 | 0.699 | 0.285
2019-03-26 12:00 | 0.689 | 0.285
2019-03-26 13:00 | 0.666 | 0.265
2019-03-26 14:00 | 0.624 | 0.235
2019-03-26 15:00 | 0.532 | 0.209
2019-03-26 16:00 | 0.378 | 0.199
2019-03-26 17:00 | 0.119 | 0.23
2019-03-26 18:00 | 0 | 0.383
2019-03-26 19:00 | 0 | 0.439
2019-03-26 20:00 | 0 | 0.403
2019-03-26 21:00 | 0 | 0.331
2019-03-26 22:00 | 0 | 0.259
2019-03-26 23:00 | 0 | 0.19
2019-03-27 | 0 | 0.146
2019-03-27 01:00 | 0 | 0.131
2019-03-27 02:00 | 0 | 0.13
2019-03-27 03:00 | 0 | 0.126
2019-03-27 04:00 | 0 | 0.132
2019-03-27 05:00 | 0 | 0.165
2019-03-27 06:00 | 0.255 | 0.137
2019-03-27 07:00 | 0.27 | 0.081
2019-03-27 08:00 | 0.351 | 0.022
2019-03-27 09:00 | 0.551 | 0
2019-03-27 10:00 | 0.68 | 0
2019-03-27 11:00 | 0.723 | 0.002
2019-03-27 12:00 | 0.716 | 0.003
2019-03-27 13:00 | 0.673 | 0.004
2019-03-27 14:00 | 0.611 | 0.009
2019-03-27 15:00 | 0.563 | 0.022
2019-03-27 16:00 | 0.416 | 0.042
2019-03-27 17:00 | 0.163 | 0.135
2019-03-27 18:00 | 0 | 0.443
2019-03-27 19:00 | 0 | 0.607
2019-03-27 20:00 | 0 | 0.617
2019-03-27 21:00 | 0 | 0.57
2019-03-27 22:00 | 0 | 0.494
2019-03-27 23:00 | 0 | 0.404
2019-03-28 | 0 | 0.317
2019-03-28 01:00 | 0 | 0.263
2019-03-28 02:00 | 0 | 0.225
2019-03-28 03:00 | 0 | 0.195
2019-03-28 04:00 | 0 | 0.176
2019-03-28 05:00 | 0 | 0.147
2019-03-28 06:00 | 0.244 | 0.095
2019-03-28 07:00 | 0.473 | 0.051
2019-03-28 08:00 | 0.623 | 0.056
2019-03-28 09:00 | 0.69 | 0.009
2019-03-28 10:00 | 0.695 | 0
2019-03-28 11:00 | 0.701 | 0
2019-03-28 12:00 | 0.698 | 0
2019-03-28 13:00 | 0.672 | 0
2019-03-28 14:00 | 0.607 | 0.002
2019-03-28 15:00 | 0.51 | 0.013
2019-03-28 16:00 | 0.378 | 0.03
2019-03-28 17:00 | 0.15 | 0.114
2019-03-28 18:00 | 0 | 0.344
2019-03-28 19:00 | 0 | 0.507
2019-03-28 20:00 | 0 | 0.581
2019-03-28 21:00 | 0 | 0.608
2019-03-28 22:00 | 0 | 0.59
2019-03-28 23:00 | 0 | 0.531
2019-03-29 | 0 | 0.457
2019-03-29 01:00 | 0 | 0.411
2019-03-29 02:00 | 0 | 0.406
2019-03-29 03:00 | 0 | 0.408
2019-03-29 04:00 | 0 | 0.413
2019-03-29 05:00 | 0 | 0.421
2019-03-29 06:00 | 0.15 | 0.366
2019-03-29 07:00 | 0.258 | 0.194
2019-03-29 08:00 | 0.327 | 0.286
2019-03-29 09:00 | 0.447 | 0.42
2019-03-29 10:00 | 0.615 | 0.26
2019-03-29 11:00 | 0.691 | 0.112
2019-03-29 12:00 | 0.707 | 0.05
2019-03-29 13:00 | 0.693 | 0.03
2019-03-29 14:00 | 0.654 | 0.026
2019-03-29 15:00 | 0.46 | 0.036
2019-03-29 16:00 | 0.238 | 0.067
2019-03-29 17:00 | 0.04 | 0.152
2019-03-29 18:00 | 0 | 0.262
2019-03-29 19:00 | 0 | 0.35
2019-03-29 20:00 | 0 | 0.537
2019-03-29 21:00 | 0 | 0.815
2019-03-29 22:00 | 0 | 0.93
2019-03-29 23:00 | 0 | 0.933
2019-03-30 | 0 | 0.945
2019-03-30 01:00 | 0 | 0.964
2019-03-30 02:00 | 0 | 0.965
2019-03-30 03:00 | 0 | 0.964
2019-03-30 04:00 | 0 | 0.964
2019-03-30 05:00 | 0 | 0.965
2019-03-30 06:00 | 0.303 | 0.964
2019-03-30 07:00 | 0.541 | 0.961
2019-03-30 08:00 | 0.666 | 0.916
2019-03-30 09:00 | 0.668 | 0.936
2019-03-30 10:00 | 0.638 | 0.962
2019-03-30 11:00 | 0.601 | 0.958
2019-03-30 12:00 | 0.609 | 0.908
2019-03-30 13:00 | 0.587 | 0.789
2019-03-30 14:00 | 0.559 | 0.601
2019-03-30 15:00 | 0.515 | 0.423
2019-03-30 16:00 | 0.363 | 0.335
2019-03-30 17:00 | 0.115 | 0.363
2019-03-30 18:00 | 0 | 0.53
2019-03-30 19:00 | 0 | 0.745
2019-03-30 20:00 | 0 | 0.878
2019-03-30 21:00 | 0 | 0.926
2019-03-30 22:00 | 0 | 0.941
2019-03-30 23:00 | 0 | 0.947
2019-03-31 | 0 | 0.949
2019-03-31 01:00 | 0 | 0.951
2019-03-31 02:00 | 0 | 0.953
2019-03-31 03:00 | 0 | 0.954
2019-03-31 04:00 | 0 | 0.954
2019-03-31 05:00 | 0 | 0.953
2019-03-31 06:00 | 0.316 | 0.946
2019-03-31 07:00 | 0.568 | 0.889
2019-03-31 08:00 | 0.697 | 0.879
2019-03-31 09:00 | 0.737 | 0.908
2019-03-31 10:00 | 0.747 | 0.858
2019-03-31 11:00 | 0.743 | 0.716
2019-03-31 12:00 | 0.736 | 0.5
2019-03-31 13:00 | 0.727 | 0.309
2019-03-31 14:00 | 0.703 | 0.191
2019-03-31 15:00 | 0.649 | 0.133
2019-03-31 16:00 | 0.53 | 0.117
2019-03-31 17:00 | 0.252 | 0.119
2019-03-31 18:00 | 0 | 0.108
2019-03-31 19:00 | 0 | 0.122
2019-03-31 20:00 | 0 | 0.173
2019-03-31 21:00 | 0 | 0.278
2019-03-31 22:00 | 0 | 0.423
2019-03-31 23:00 | 0 | 0.595
2019-04-01 | 0 | 0.733
2019-04-01 01:00 | 0 | 0.808
2019-04-01 02:00 | 0 | 0.839
2019-04-01 03:00 | 0 | 0.851
2019-04-01 04:00 | 0 | 0.862
2019-04-01 05:00 | 0 | 0.858
2019-04-01 06:00 | 0.332 | 0.818
2019-04-01 07:00 | 0.613 | 0.514
2019-04-01 08:00 | 0.718 | 0.282
2019-04-01 09:00 | 0.748 | 0.328
2019-04-01 10:00 | 0.747 | 0.206
2019-04-01 11:00 | 0.739 | 0.084
2019-04-01 12:00 | 0.715 | 0.026
2019-04-01 13:00 | 0.654 | 0.004
2019-04-01 14:00 | 0.525 | 0
2019-04-01 15:00 | 0.407 | 0
2019-04-01 16:00 | 0.259 | 0
2019-04-01 17:00 | 0.077 | 0
2019-04-01 18:00 | 0 | 0
2019-04-01 19:00 | 0 | 0.001
2019-04-01 20:00 | 0 | 0.003
2019-04-01 21:00 | 0 | 0.003
2019-04-01 22:00 | 0 | 0.001
2019-04-01 23:00 | 0 | 0
2019-04-02 | 0 | 0.003
2019-04-02 01:00 | 0 | 0.033
2019-04-02 02:00 | 0 | 0.127
2019-04-02 03:00 | 0 | 0.265
2019-04-02 04:00 | 0 | 0.421
2019-04-02 05:00 | 0 | 0.53
2019-04-02 06:00 | 0.344 | 0.56
2019-04-02 07:00 | 0.589 | 0.319
2019-04-02 08:00 | 0.708 | 0.197
2019-04-02 09:00 | 0.744 | 0.276
2019-04-02 10:00 | 0.751 | 0.245
2019-04-02 11:00 | 0.747 | 0.182
2019-04-02 12:00 | 0.74 | 0.132
2019-04-02 13:00 | 0.73 | 0.096
2019-04-02 14:00 | 0.706 | 0.075
2019-04-02 15:00 | 0.649 | 0.06
2019-04-02 16:00 | 0.526 | 0.057
2019-04-02 17:00 | 0.249 | 0.106
2019-04-02 18:00 | 0 | 0.254
2019-04-02 19:00 | 0 | 0.44
2019-04-02 20:00 | 0 | 0.528
2019-04-02 21:00 | 0 | 0.522
2019-04-02 22:00 | 0 | 0.448
2019-04-02 23:00 | 0 | 0.31
2019-04-03 | 0 | 0.162
2019-04-03 01:00 | 0 | 0.054
2019-04-03 02:00 | 0 | 0.01
2019-04-03 03:00 | 0 | 0.009
2019-04-03 04:00 | 0 | 0.02
2019-04-03 05:00 | 0 | 0.05
2019-04-03 06:00 | 0.336 | 0.081
2019-04-03 07:00 | 0.588 | 0.043
2019-04-03 08:00 | 0.693 | 0.024
2019-04-03 09:00 | 0.732 | 0.038
2019-04-03 10:00 | 0.744 | 0.065
2019-04-03 11:00 | 0.745 | 0.084
2019-04-03 12:00 | 0.742 | 0.092
2019-04-03 13:00 | 0.735 | 0.093
2019-04-03 14:00 | 0.709 | 0.086
2019-04-03 15:00 | 0.649 | 0.068
2019-04-03 16:00 | 0.53 | 0.047
2019-04-03 17:00 | 0.268 | 0.027
2019-04-03 18:00 | 0 | 0.019
2019-04-03 19:00 | 0 | 0.039
2019-04-03 20:00 | 0 | 0.06
2019-04-03 21:00 | 0 | 0.061
2019-04-03 22:00 | 0 | 0.042
2019-04-03 23:00 | 0 | 0.017
2019-04-04 | 0 | 0.008
2019-04-04 01:00 | 0 | 0.012
2019-04-04 02:00 | 0 | 0.022
2019-04-04 03:00 | 0 | 0.032
2019-04-04 04:00 | 0 | 0.044
2019-04-04 05:00 | 0 | 0.055
2019-04-04 06:00 | 0.361 | 0.07
2019-04-04 07:00 | 0.627 | 0.043
2019-04-04 08:00 | 0.732 | 0.012
2019-04-04 09:00 | 0.76 | 0.006
2019-04-04 10:00 | 0.767 | 0.005
2019-04-04 11:00 | 0.763 | 0.006
2019-04-04 12:00 | 0.757 | 0.007
2019-04-04 13:00 | 0.751 | 0.005
2019-04-04 14:00 | 0.732 | 0.003
2019-04-04 15:00 | 0.683 | 0.002
2019-04-04 16:00 | 0.572 | 0.001
2019-04-04 17:00 | 0.379 | 0.003
2019-04-04 18:00 | 0 | 0.023
2019-04-04 19:00 | 0 | 0.059
2019-04-04 20:00 | 0 | 0.095
2019-04-04 21:00 | 0 | 0.122
2019-04-04 22:00 | 0 | 0.146
2019-04-04 23:00 | 0 | 0.169
2019-04-05 | 0 | 0.224
2019-04-05 01:00 | 0 | 0.346
2019-04-05 02:00 | 0 | 0.5
2019-04-05 03:00 | 0 | 0.626
2019-04-05 04:00 | 0 | 0.712
2019-04-05 05:00 | 0 | 0.788
2019-04-05 06:00 | 0.344 | 0.833
2019-04-05 07:00 | 0.631 | 0.605
2019-04-05 08:00 | 0.728 | 0.298
2019-04-05 09:00 | 0.756 | 0.309
2019-04-05 10:00 | 0.761 | 0.328
2019-04-05 11:00 | 0.754 | 0.277
2019-04-05 12:00 | 0.746 | 0.219
2019-04-05 13:00 | 0.735 | 0.177
2019-04-05 14:00 | 0.698 | 0.151
2019-04-05 15:00 | 0.618 | 0.136
2019-04-05 16:00 | 0.497 | 0.127
2019-04-05 17:00 | 0.321 | 0.099
2019-04-05 18:00 | 0 | 0.08
2019-04-05 19:00 | 0 | 0.12
2019-04-05 20:00 | 0 | 0.258
2019-04-05 21:00 | 0 | 0.505
2019-04-05 22:00 | 0 | 0.721
2019-04-05 23:00 | 0 | 0.816
2019-04-06 | 0 | 0.847
2019-04-06 01:00 | 0 | 0.862
2019-04-06 02:00 | 0 | 0.874
2019-04-06 03:00 | 0 | 0.885
2019-04-06 04:00 | 0 | 0.892
2019-04-06 05:00 | 0 | 0.901
2019-04-06 06:00 | 0.14 | 0.891
2019-04-06 07:00 | 0.372 | 0.737
2019-04-06 08:00 | 0.561 | 0.573
2019-04-06 09:00 | 0.673 | 0.695
2019-04-06 10:00 | 0.72 | 0.834
2019-04-06 11:00 | 0.731 | 0.789
2019-04-06 12:00 | 0.732 | 0.684
2019-04-06 13:00 | 0.721 | 0.585
2019-04-06 14:00 | 0.691 | 0.495
2019-04-06 15:00 | 0.623 | 0.42
2019-04-06 16:00 | 0.479 | 0.367
2019-04-06 17:00 | 0.243 | 0.359
2019-04-06 18:00 | 0 | 0.439
2019-04-06 19:00 | 0 | 0.553
2019-04-06 20:00 | 0 | 0.649
2019-04-06 21:00 | 0 | 0.703
2019-04-06 22:00 | 0 | 0.728
2019-04-06 23:00 | 0 | 0.748
2019-04-07 | 0 | 0.775
2019-04-07 01:00 | 0 | 0.806
2019-04-07 02:00 | 0 | 0.844
2019-04-07 03:00 | 0 | 0.884
2019-04-07 04:00 | 0 | 0.912
2019-04-07 05:00 | 0 | 0.927
2019-04-07 06:00 | 0.153 | 0.922
2019-04-07 07:00 | 0.339 | 0.818
2019-04-07 08:00 | 0.441 | 0.678
2019-04-07 09:00 | 0.516 | 0.697
2019-04-07 10:00 | 0.57 | 0.692
2019-04-07 11:00 | 0.604 | 0.649
2019-04-07 12:00 | 0.6 | 0.549
2019-04-07 13:00 | 0.53 | 0.42
2019-04-07 14:00 | 0.41 | 0.289
2019-04-07 15:00 | 0.275 | 0.181
2019-04-07 16:00 | 0.131 | 0.132
2019-04-07 17:00 | 0.039 | 0.229
2019-04-07 18:00 | 0 | 0.35
2019-04-07 19:00 | 0 | 0.316
2019-04-07 20:00 | 0 | 0.23
2019-04-07 21:00 | 0 | 0.15
2019-04-07 22:00 | 0 | 0.081
2019-04-07 23:00 | 0 | 0.027
2019-04-08 | 0 | 0.012
2019-04-08 01:00 | 0 | 0.023
2019-04-08 02:00 | 0 | 0.041
2019-04-08 03:00 | 0 | 0.045
2019-04-08 04:00 | 0 | 0.035
2019-04-08 05:00 | 0 | 0.029
2019-04-08 06:00 | 0.029 | 0.027
2019-04-08 07:00 | 0.119 | 0.029
2019-04-08 08:00 | 0.204 | 0.079
2019-04-08 09:00 | 0.285 | 0.116
2019-04-08 10:00 | 0.346 | 0.121
2019-04-08 11:00 | 0.384 | 0.096
2019-04-08 12:00 | 0.363 | 0.077
2019-04-08 13:00 | 0.296 | 0.073
2019-04-08 14:00 | 0.201 | 0.062
2019-04-08 15:00 | 0.1 | 0.044
2019-04-08 16:00 | 0.037 | 0.036
2019-04-08 17:00 | 0.005 | 0.068
2019-04-08 18:00 | 0 | 0.178
2019-04-08 19:00 | 0 | 0.332
2019-04-08 20:00 | 0 | 0.282
2019-04-08 21:00 | 0 | 0.146
2019-04-08 22:00 | 0 | 0.076
2019-04-08 23:00 | 0 | 0.044
2019-04-09 | 0 | 0.044
2019-04-09 01:00 | 0 | 0.062
2019-04-09 02:00 | 0 | 0.076
2019-04-09 03:00 | 0 | 0.084
2019-04-09 04:00 | 0 | 0.123
2019-04-09 05:00 | 0 | 0.199
2019-04-09 06:00 | 0.008 | 0.234
2019-04-09 07:00 | 0.081 | 0.117
2019-04-09 08:00 | 0.216 | 0.073
2019-04-09 09:00 | 0.337 | 0.085
2019-04-09 10:00 | 0.442 | 0.178
2019-04-09 11:00 | 0.504 | 0.376
2019-04-09 12:00 | 0.526 | 0.573
2019-04-09 13:00 | 0.495 | 0.659
2019-04-09 14:00 | 0.378 | 0.513
2019-04-09 15:00 | 0.259 | 0.238
2019-04-09 16:00 | 0.068 | 0.094
2019-04-09 17:00 | 0.006 | 0.033
2019-04-09 18:00 | 0 | 0.029
2019-04-09 19:00 | 0 | 0.095
2019-04-09 20:00 | 0 | 0.282
2019-04-09 21:00 | 0 | 0.612
2019-04-09 22:00 | 0 | 0.8
2019-04-09 23:00 | 0 | 0.844
2019-04-10 | 0 | 0.82
2019-04-10 01:00 | 0 | 0.794
2019-04-10 02:00 | 0 | 0.801
2019-04-10 03:00 | 0 | 0.788
2019-04-10 04:00 | 0 | 0.749
2019-04-10 05:00 | 0 | 0.661
2019-04-10 06:00 | 0.007 | 0.536
2019-04-10 07:00 | 0.056 | 0.357
2019-04-10 08:00 | 0.132 | 0.271
2019-04-10 09:00 | 0.193 | 0.322
2019-04-10 10:00 | 0.272 | 0.289
2019-04-10 11:00 | 0.316 | 0.197
2019-04-10 12:00 | 0.303 | 0.129
2019-04-10 13:00 | 0.246 | 0.073
2019-04-10 14:00 | 0.166 | 0.033
2019-04-10 15:00 | 0.087 | 0.008
2019-04-10 16:00 | 0.035 | 0.001
2019-04-10 17:00 | 0.004 | 0.003
2019-04-10 18:00 | 0 | 0.017
2019-04-10 19:00 | 0 | 0.028
2019-04-10 20:00 | 0 | 0.029
2019-04-10 21:00 | 0 | 0.028
2019-04-10 22:00 | 0 | 0.04
2019-04-10 23:00 | 0 | 0.048
2019-04-11 | 0 | 0.049
2019-04-11 01:00 | 0 | 0.051
2019-04-11 02:00 | 0 | 0.044
2019-04-11 03:00 | 0 | 0.032
2019-04-11 04:00 | 0 | 0.02
2019-04-11 05:00 | 0 | 0.021
2019-04-11 06:00 | 0.038 | 0.029
2019-04-11 07:00 | 0.195 | 0.029
2019-04-11 08:00 | 0.445 | 0.097
2019-04-11 09:00 | 0.565 | 0.365
2019-04-11 10:00 | 0.636 | 0.636
2019-04-11 11:00 | 0.668 | 0.7
2019-04-11 12:00 | 0.674 | 0.668
2019-04-11 13:00 | 0.645 | 0.606
2019-04-11 14:00 | 0.57 | 0.528
2019-04-11 15:00 | 0.465 | 0.471
2019-04-11 16:00 | 0.297 | 0.461
2019-04-11 17:00 | 0.095 | 0.589
2019-04-11 18:00 | 0 | 0.732
2019-04-11 19:00 | 0 | 0.686
2019-04-11 20:00 | 0 | 0.551
2019-04-11 21:00 | 0 | 0.409
2019-04-11 22:00 | 0 | 0.295
2019-04-11 23:00 | 0 | 0.196
2019-04-12 | 0 | 0.118
2019-04-12 01:00 | 0 | 0.063
2019-04-12 02:00 | 0 | 0.032
2019-04-12 03:00 | 0 | 0.023
2019-04-12 04:00 | 0 | 0.023
2019-04-12 05:00 | 0 | 0.034
2019-04-12 06:00 | 0.008 | 0.051
2019-04-12 07:00 | 0.063 | 0.038
2019-04-12 08:00 | 0.13 | 0.01
2019-04-12 09:00 | 0.204 | 0
2019-04-12 10:00 | 0.252 | 0.008
2019-04-12 11:00 | 0.273 | 0.057
2019-04-12 12:00 | 0.264 | 0.094
2019-04-12 13:00 | 0.212 | 0.106
2019-04-12 14:00 | 0.146 | 0.111
2019-04-12 15:00 | 0.084 | 0.109
2019-04-12 16:00 | 0.034 | 0.114
2019-04-12 17:00 | 0.003 | 0.112
2019-04-12 18:00 | 0 | 0.102
2019-04-12 19:00 | 0 | 0.097
2019-04-12 20:00 | 0 | 0.095
2019-04-12 21:00 | 0 | 0.091
2019-04-12 22:00 | 0 | 0.086
2019-04-12 23:00 | 0 | 0.082
2019-04-13 | 0 | 0.087
2019-04-13 01:00 | 0 | 0.107
2019-04-13 02:00 | 0 | 0.137
2019-04-13 03:00 | 0 | 0.176
2019-04-13 04:00 | 0 | 0.23
2019-04-13 05:00 | 0 | 0.297
2019-04-13 06:00 | 0.041 | 0.347
2019-04-13 07:00 | 0.221 | 0.233
2019-04-13 08:00 | 0.5 | 0.19
2019-04-13 09:00 | 0.613 | 0.135
2019-04-13 10:00 | 0.653 | 0.105
2019-04-13 11:00 | 0.646 | 0.101
2019-04-13 12:00 | 0.614 | 0.125
2019-04-13 13:00 | 0.566 | 0.146
2019-04-13 14:00 | 0.465 | 0.149
2019-04-13 15:00 | 0.31 | 0.139
2019-04-13 16:00 | 0.149 | 0.137
2019-04-13 17:00 | 0.033 | 0.222
2019-04-13 18:00 | 0 | 0.38
2019-04-13 19:00 | 0 | 0.454
2019-04-13 20:00 | 0 | 0.425
2019-04-13 21:00 | 0 | 0.349
2019-04-13 22:00 | 0 | 0.273
2019-04-13 23:00 | 0 | 0.224
2019-04-14 | 0 | 0.2
2019-04-14 01:00 | 0 | 0.19
2019-04-14 02:00 | 0 | 0.187
2019-04-14 03:00 | 0 | 0.183
2019-04-14 04:00 | 0 | 0.189
2019-04-14 05:00 | 0 | 0.217
2019-04-14 06:00 | 0.148 | 0.207
2019-04-14 07:00 | 0.43 | 0.149
2019-04-14 08:00 | 0.593 | 0.078
2019-04-14 09:00 | 0.661 | 0.023
2019-04-14 10:00 | 0.693 | 0.018
2019-04-14 11:00 | 0.703 | 0.045
2019-04-14 12:00 | 0.7 | 0.122
2019-04-14 13:00 | 0.685 | 0.226
2019-04-14 14:00 | 0.639 | 0.335
2019-04-14 15:00 | 0.534 | 0.433
2019-04-14 16:00 | 0.324 | 0.531
2019-04-14 17:00 | 0.074 | 0.627
2019-04-14 18:00 | 0 | 0.704
2019-04-14 19:00 | 0 | 0.652
2019-04-14 20:00 | 0 | 0.544
2019-04-14 21:00 | 0 | 0.44
2019-04-14 22:00 | 0 | 0.357
2019-04-14 23:00 | 0 | 0.3
2019-04-15 | 0 | 0.262
2019-04-15 01:00 | 0 | 0.24
2019-04-15 02:00 | 0 | 0.226
2019-04-15 03:00 | 0 | 0.216
2019-04-15 04:00 | 0 | 0.209
2019-04-15 05:00 | 0 | 0.183
2019-04-15 06:00 | 0.047 | 0.134
2019-04-15 07:00 | 0.205 | 0.08
2019-04-15 08:00 | 0.41 | 0.06
2019-04-15 09:00 | 0.564 | 0.042
2019-04-15 10:00 | 0.656 | 0.037
2019-04-15 11:00 | 0.706 | 0.057
2019-04-15 12:00 | 0.713 | 0.096
2019-04-15 13:00 | 0.699 | 0.148
2019-04-15 14:00 | 0.662 | 0.209
2019-04-15 15:00 | 0.581 | 0.274
2019-04-15 16:00 | 0.424 | 0.344
2019-04-15 17:00 | 0.155 | 0.515
2019-04-15 18:00 | 0 | 0.704
2019-04-15 19:00 | 0 | 0.713
2019-04-15 20:00 | 0 | 0.631
2019-04-15 21:00 | 0 | 0.51
2019-04-15 22:00 | 0 | 0.393
2019-04-15 23:00 | 0 | 0.316
2019-04-16 | 0 | 0.279
2019-04-16 01:00 | 0 | 0.277
2019-04-16 02:00 | 0 | 0.304
2019-04-16 03:00 | 0 | 0.334
2019-04-16 04:00 | 0 | 0.301
2019-04-16 05:00 | 0 | 0.234
2019-04-16 06:00 | 0.122 | 0.178
2019-04-16 07:00 | 0.392 | 0.177
2019-04-16 08:00 | 0.618 | 0.162
2019-04-16 09:00 | 0.69 | 0.101
2019-04-16 10:00 | 0.717 | 0.063
2019-04-16 11:00 | 0.723 | 0.057
2019-04-16 12:00 | 0.72 | 0.068
2019-04-16 13:00 | 0.709 | 0.084
2019-04-16 14:00 | 0.676 | 0.105
2019-04-16 15:00 | 0.612 | 0.126
2019-04-16 16:00 | 0.473 | 0.145
2019-04-16 17:00 | 0.191 | 0.245
2019-04-16 18:00 | 0 | 0.42
2019-04-16 19:00 | 0 | 0.547
2019-04-16 20:00 | 0 | 0.577
2019-04-16 21:00 | 0 | 0.539
2019-04-16 22:00 | 0 | 0.48
2019-04-16 23:00 | 0 | 0.44
2019-04-17 | 0 | 0.413
2019-04-17 01:00 | 0 | 0.36
2019-04-17 02:00 | 0 | 0.291
2019-04-17 03:00 | 0 | 0.249
2019-04-17 04:00 | 0 | 0.272
2019-04-17 05:00 | 0 | 0.386
2019-04-17 06:00 | 0.173 | 0.529
2019-04-17 07:00 | 0.489 | 0.478
2019-04-17 08:00 | 0.631 | 0.642
2019-04-17 09:00 | 0.691 | 0.522
2019-04-17 10:00 | 0.715 | 0.326
2019-04-17 11:00 | 0.72 | 0.15
2019-04-17 12:00 | 0.717 | 0.053
2019-04-17 13:00 | 0.707 | 0.016
2019-04-17 14:00 | 0.674 | 0.003
2019-04-17 15:00 | 0.607 | 0.001
2019-04-17 16:00 | 0.447 | 0
2019-04-17 17:00 | 0.151 | 0.001
2019-04-17 18:00 | 0 | 0.015
2019-04-17 19:00 | 0 | 0.066
2019-04-17 20:00 | 0 | 0.135
2019-04-17 21:00 | 0 | 0.192
2019-04-17 22:00 | 0 | 0.216
2019-04-17 23:00 | 0 | 0.214
2019-04-18 | 0 | 0.245
2019-04-18 01:00 | 0 | 0.282
2019-04-18 02:00 | 0 | 0.298
2019-04-18 03:00 | 0 | 0.328
2019-04-18 04:00 | 0 | 0.386
2019-04-18 05:00 | 0 | 0.417
2019-04-18 06:00 | 0.155 | 0.423
2019-04-18 07:00 | 0.466 | 0.224
2019-04-18 08:00 | 0.599 | 0.187
2019-04-18 09:00 | 0.669 | 0.105
2019-04-18 10:00 | 0.7 | 0.043
2019-04-18 11:00 | 0.711 | 0.014
2019-04-18 12:00 | 0.709 | 0.004
2019-04-18 13:00 | 0.697 | 0.002
2019-04-18 14:00 | 0.662 | 0.001
2019-04-18 15:00 | 0.583 | 0.003
2019-04-18 16:00 | 0.421 | 0.01
2019-04-18 17:00 | 0.132 | 0.06
2019-04-18 18:00 | 0 | 0.214
2019-04-18 19:00 | 0 | 0.443
2019-04-18 20:00 | 0 | 0.583
2019-04-18 21:00 | 0 | 0.593
2019-04-18 22:00 | 0 | 0.533
2019-04-18 23:00 | 0 | 0.446
2019-04-19 | 0 | 0.372
2019-04-19 01:00 | 0 | 0.33
2019-04-19 02:00 | 0 | 0.304
2019-04-19 03:00 | 0 | 0.294
2019-04-19 04:00 | 0 | 0.315
2019-04-19 05:00 | 0 | 0.357
2019-04-19 06:00 | 0.008 | 0.38
2019-04-19 07:00 | 0.071 | 0.259
2019-04-19 08:00 | 0.174 | 0.169
2019-04-19 09:00 | 0.32 | 0.056
2019-04-19 10:00 | 0.504 | 0.001
2019-04-19 11:00 | 0.615 | 0.003
2019-04-19 12:00 | 0.686 | 0.014
2019-04-19 13:00 | 0.688 | 0.031
2019-04-19 14:00 | 0.644 | 0.049
2019-04-19 15:00 | 0.526 | 0.069
2019-04-19 16:00 | 0.215 | 0.096
2019-04-19 17:00 | 0.021 | 0.195
2019-04-19 18:00 | 0 | 0.33
2019-04-19 19:00 | 0 | 0.44
2019-04-19 20:00 | 0 | 0.491
2019-04-19 21:00 | 0 | 0.482
2019-04-19 22:00 | 0 | 0.501
2019-04-19 23:00 | 0 | 0.566
2019-04-20 | 0 | 0.672
2019-04-20 01:00 | 0 | 0.754
2019-04-20 02:00 | 0 | 0.783
2019-04-20 03:00 | 0 | 0.808
2019-04-20 04:00 | 0 | 0.839
2019-04-20 05:00 | 0 | 0.867
2019-04-20 06:00 | 0.018 | 0.88
2019-04-20 07:00 | 0.108 | 0.923
2019-04-20 08:00 | 0.321 | 0.954
2019-04-20 09:00 | 0.504 | 0.941
2019-04-20 10:00 | 0.611 | 0.908
2019-04-20 11:00 | 0.665 | 0.868
2019-04-20 12:00 | 0.68 | 0.823
2019-04-20 13:00 | 0.605 | 0.781
2019-04-20 14:00 | 0.474 | 0.756
2019-04-20 15:00 | 0.409 | 0.757
2019-04-20 16:00 | 0.271 | 0.788
2019-04-20 17:00 | 0.071 | 0.814
2019-04-20 18:00 | 0 | 0.837
2019-04-20 19:00 | 0 | 0.834
2019-04-20 20:00 | 0 | 0.839
2019-04-20 21:00 | 0 | 0.843
2019-04-20 22:00 | 0 | 0.852
2019-04-20 23:00 | 0 | 0.894
2019-04-21 | 0 | 0.922
2019-04-21 01:00 | 0 | 0.939
2019-04-21 02:00 | 0 | 0.949
2019-04-21 03:00 | 0 | 0.955
2019-04-21 04:00 | 0 | 0.957
2019-04-21 05:00 | 0 | 0.957
2019-04-21 06:00 | 0.019 | 0.955
2019-04-21 07:00 | 0.167 | 0.965
2019-04-21 08:00 | 0.525 | 0.963
2019-04-21 09:00 | 0.665 | 0.963
2019-04-21 10:00 | 0.723 | 0.945
2019-04-21 11:00 | 0.742 | 0.908
2019-04-21 12:00 | 0.736 | 0.86
2019-04-21 13:00 | 0.726 | 0.798
2019-04-21 14:00 | 0.679 | 0.725
2019-04-21 15:00 | 0.553 | 0.685
2019-04-21 16:00 | 0.226 | 0.723
2019-04-21 17:00 | 0.019 | 0.832
2019-04-21 18:00 | 0 | 0.901
2019-04-21 19:00 | 0 | 0.924
2019-04-21 20:00 | 0 | 0.947
2019-04-21 21:00 | 0 | 0.951
2019-04-21 22:00 | 0 | 0.949
2019-04-21 23:00 | 0 | 0.947
2019-04-22 | 0 | 0.943
2019-04-22 01:00 | 0 | 0.955
2019-04-22 02:00 | 0 | 0.953
2019-04-22 03:00 | 0 | 0.948
2019-04-22 04:00 | 0 | 0.947
2019-04-22 05:00 | 0 | 0.943
2019-04-22 06:00 | 0.189 | 0.949
2019-04-22 07:00 | 0.557 | 0.924
2019-04-22 08:00 | 0.706 | 0.933
2019-04-22 09:00 | 0.757 | 0.879
2019-04-22 10:00 | 0.771 | 0.763
2019-04-22 11:00 | 0.763 | 0.577
2019-04-22 12:00 | 0.755 | 0.31
2019-04-22 13:00 | 0.745 | 0.123
2019-04-22 14:00 | 0.72 | 0.056
2019-04-22 15:00 | 0.662 | 0.036
2019-04-22 16:00 | 0.533 | 0.043
2019-04-22 17:00 | 0.195 | 0.115
2019-04-22 18:00 | 0 | 0.282
2019-04-22 19:00 | 0 | 0.565
2019-04-22 20:00 | 0 | 0.789
2019-04-22 21:00 | 0 | 0.889
2019-04-22 22:00 | 0 | 0.919
2019-04-22 23:00 | 0 | 0.928
2019-04-23 | 0 | 0.926
2019-04-23 01:00 | 0 | 0.921
2019-04-23 02:00 | 0 | 0.912
2019-04-23 03:00 | 0 | 0.905
2019-04-23 04:00 | 0 | 0.897
2019-04-23 05:00 | 0 | 0.886
2019-04-23 06:00 | 0.097 | 0.862
2019-04-23 07:00 | 0.507 | 0.688
2019-04-23 08:00 | 0.64 | 0.547
2019-04-23 09:00 | 0.593 | 0.554
2019-04-23 10:00 | 0.593 | 0.469
2019-04-23 11:00 | 0.649 | 0.269
2019-04-23 12:00 | 0.673 | 0.108
2019-04-23 13:00 | 0.604 | 0.048
2019-04-23 14:00 | 0.457 | 0.022
2019-04-23 15:00 | 0.283 | 0.008
2019-04-23 16:00 | 0.165 | 0.002
2019-04-23 17:00 | 0.037 | 0
2019-04-23 18:00 | 0 | 0
2019-04-23 19:00 | 0 | 0.002
2019-04-23 20:00 | 0 | 0.026
2019-04-23 21:00 | 0 | 0.119
2019-04-23 22:00 | 0 | 0.37
2019-04-23 23:00 | 0 | 0.655
2019-04-24 | 0 | 0.79
2019-04-24 01:00 | 0 | 0.839
2019-04-24 02:00 | 0 | 0.862
2019-04-24 03:00 | 0 | 0.881
2019-04-24 04:00 | 0 | 0.892
2019-04-24 05:00 | 0 | 0.906
2019-04-24 06:00 | 0.146 | 0.909
2019-04-24 07:00 | 0.498 | 0.804
2019-04-24 08:00 | 0.666 | 0.774
2019-04-24 09:00 | 0.72 | 0.856
2019-04-24 10:00 | 0.739 | 0.818
2019-04-24 11:00 | 0.738 | 0.642
2019-04-24 12:00 | 0.736 | 0.451
2019-04-24 13:00 | 0.731 | 0.376
2019-04-24 14:00 | 0.706 | 0.354
2019-04-24 15:00 | 0.647 | 0.349
2019-04-24 16:00 | 0.515 | 0.366
2019-04-24 17:00 | 0.172 | 0.466
2019-04-24 18:00 | 0 | 0.636
2019-04-24 19:00 | 0 | 0.8
2019-04-24 20:00 | 0 | 0.892
2019-04-24 21:00 | 0 | 0.93
2019-04-24 22:00 | 0 | 0.942
2019-04-24 23:00 | 0 | 0.946
2019-04-25 | 0 | 0.947
2019-04-25 01:00 | 0 | 0.944
2019-04-25 02:00 | 0 | 0.938
2019-04-25 03:00 | 0 | 0.933
2019-04-25 04:00 | 0 | 0.928
2019-04-25 05:00 | 0 | 0.921
2019-04-25 06:00 | 0.165 | 0.907
2019-04-25 07:00 | 0.561 | 0.734
2019-04-25 08:00 | 0.697 | 0.665
2019-04-25 09:00 | 0.742 | 0.835
2019-04-25 10:00 | 0.754 | 0.788
2019-04-25 11:00 | 0.75 | 0.593
2019-04-25 12:00 | 0.747 | 0.406
2019-04-25 13:00 | 0.742 | 0.306
2019-04-25 14:00 | 0.715 | 0.28
2019-04-25 15:00 | 0.654 | 0.306
2019-04-25 16:00 | 0.522 | 0.358
2019-04-25 17:00 | 0.17 | 0.503
2019-04-25 18:00 | 0 | 0.724
2019-04-25 19:00 | 0 | 0.881
2019-04-25 20:00 | 0 | 0.935
2019-04-25 21:00 | 0 | 0.947
2019-04-25 22:00 | 0 | 0.948
2019-04-25 23:00 | 0 | 0.946
2019-04-26 | 0 | 0.942
2019-04-26 01:00 | 0 | 0.938
2019-04-26 02:00 | 0 | 0.935
2019-04-26 03:00 | 0 | 0.933
2019-04-26 04:00 | 0 | 0.933
2019-04-26 05:00 | 0 | 0.935
2019-04-26 06:00 | 0.155 | 0.93
2019-04-26 07:00 | 0.535 | 0.873
2019-04-26 08:00 | 0.678 | 0.881
2019-04-26 09:00 | 0.734 | 0.919
2019-04-26 10:00 | 0.755 | 0.881
2019-04-26 11:00 | 0.756 | 0.832
2019-04-26 12:00 | 0.755 | 0.814
2019-04-26 13:00 | 0.751 | 0.807
2019-04-26 14:00 | 0.726 | 0.805
2019-04-26 15:00 | 0.667 | 0.818
2019-04-26 16:00 | 0.535 | 0.826
2019-04-26 17:00 | 0.172 | 0.847
2019-04-26 18:00 | 0 | 0.892
2019-04-26 19:00 | 0 | 0.927
2019-04-26 20:00 | 0 | 0.945
2019-04-26 21:00 | 0 | 0.951
2019-04-26 22:00 | 0 | 0.952
2019-04-26 23:00 | 0 | 0.951
2019-04-27 | 0 | 0.949
2019-04-27 01:00 | 0 | 0.943
2019-04-27 02:00 | 0 | 0.927
2019-04-27 03:00 | 0 | 0.922
2019-04-27 04:00 | 0 | 0.918
2019-04-27 05:00 | 0 | 0.921
2019-04-27 06:00 | 0.159 | 0.921
2019-04-27 07:00 | 0.546 | 0.849
2019-04-27 08:00 | 0.683 | 0.948
2019-04-27 09:00 | 0.738 | 0.963
2019-04-27 10:00 | 0.758 | 0.941
2019-04-27 11:00 | 0.758 | 0.846
2019-04-27 12:00 | 0.756 | 0.686
2019-04-27 13:00 | 0.752 | 0.55
2019-04-27 14:00 | 0.726 | 0.476
2019-04-27 15:00 | 0.663 | 0.454
2019-04-27 16:00 | 0.526 | 0.46
2019-04-27 17:00 | 0.159 | 0.534
2019-04-27 18:00 | 0 | 0.645
2019-04-27 19:00 | 0 | 0.751
2019-04-27 20:00 | 0 | 0.834
2019-04-27 21:00 | 0 | 0.879
2019-04-27 22:00 | 0 | 0.9
2019-04-27 23:00 | 0 | 0.896
2019-04-28 | 0 | 0.881
2019-04-28 01:00 | 0 | 0.864
2019-04-28 02:00 | 0 | 0.858
2019-04-28 03:00 | 0 | 0.864
2019-04-28 04:00 | 0 | 0.878
2019-04-28 05:00 | 0 | 0.89
2019-04-28 06:00 | 0.041 | 0.888
2019-04-28 07:00 | 0.278 | 0.805
2019-04-28 08:00 | 0.547 | 0.776
2019-04-28 09:00 | 0.701 | 0.763
2019-04-28 10:00 | 0.729 | 0.6
2019-04-28 11:00 | 0.736 | 0.46
2019-04-28 12:00 | 0.735 | 0.364
2019-04-28 13:00 | 0.727 | 0.316
2019-04-28 14:00 | 0.695 | 0.301
2019-04-28 15:00 | 0.623 | 0.298
2019-04-28 16:00 | 0.467 | 0.313
2019-04-28 17:00 | 0.1 | 0.353
2019-04-28 18:00 | 0 | 0.359
2019-04-28 19:00 | 0 | 0.349
2019-04-28 20:00 | 0 | 0.338
2019-04-28 21:00 | 0 | 0.336
2019-04-28 22:00 | 0 | 0.354
2019-04-28 23:00 | 0 | 0.399
2019-04-29 | 0 | 0.451
2019-04-29 01:00 | 0 | 0.5
2019-04-29 02:00 | 0 | 0.546
2019-04-29 03:00 | 0 | 0.596
2019-04-29 04:00 | 0 | 0.641
2019-04-29 05:00 | 0 | 0.655
2019-04-29 06:00 | 0.061 | 0.642
2019-04-29 07:00 | 0.372 | 0.369
2019-04-29 08:00 | 0.612 | 0.201
2019-04-29 09:00 | 0.687 | 0.155
2019-04-29 10:00 | 0.72 | 0.104
2019-04-29 11:00 | 0.731 | 0.065
2019-04-29 12:00 | 0.73 | 0.04
2019-04-29 13:00 | 0.723 | 0.02
2019-04-29 14:00 | 0.693 | 0.006
2019-04-29 15:00 | 0.625 | 0.002
2019-04-29 16:00 | 0.479 | 0
2019-04-29 17:00 | 0.122 | 0
2019-04-29 18:00 | 0 | 0.001
2019-04-29 19:00 | 0 | 0.008
2019-04-29 20:00 | 0 | 0.033
2019-04-29 21:00 | 0 | 0.095
2019-04-29 22:00 | 0 | 0.215
2019-04-29 23:00 | 0 | 0.338
2019-04-30 | 0 | 0.41
2019-04-30 01:00 | 0 | 0.462
2019-04-30 02:00 | 0 | 0.5
2019-04-30 03:00 | 0 | 0.51
2019-04-30 04:00 | 0 | 0.473
2019-04-30 05:00 | 0 | 0.465
2019-04-30 06:00 | 0.043 | 0.48
2019-04-30 07:00 | 0.259 | 0.312
2019-04-30 08:00 | 0.478 | 0.251
2019-04-30 09:00 | 0.666 | 0.21
2019-04-30 10:00 | 0.707 | 0.123
2019-04-30 11:00 | 0.716 | 0.059
2019-04-30 12:00 | 0.714 | 0.032
2019-04-30 13:00 | 0.69 | 0.023
2019-04-30 14:00 | 0.536 | 0.022
2019-04-30 15:00 | 0.459 | 0.027
2019-04-30 16:00 | 0.291 | 0.04
2019-04-30 17:00 | 0.065 | 0.08
2019-04-30 18:00 | 0 | 0.198
2019-04-30 19:00 | 0 | 0.46
2019-04-30 20:00 | 0 | 0.737
2019-04-30 21:00 | 0 | 0.864
2019-04-30 22:00 | 0 | 0.901
2019-04-30 23:00 | 0 | 0.914
2019-05-01 | 0 | 0.916
2019-05-01 01:00 | 0 | 0.911
2019-05-01 02:00 | 0 | 0.905
2019-05-01 03:00 | 0 | 0.904
2019-05-01 04:00 | 0 | 0.91
2019-05-01 05:00 | 0 | 0.912
2019-05-01 06:00 | 0.083 | 0.907
2019-05-01 07:00 | 0.458 | 0.855
2019-05-01 08:00 | 0.672 | 0.861
2019-05-01 09:00 | 0.736 | 0.824
2019-05-01 10:00 | 0.758 | 0.668
2019-05-01 11:00 | 0.756 | 0.428
2019-05-01 12:00 | 0.753 | 0.201
2019-05-01 13:00 | 0.747 | 0.078
2019-05-01 14:00 | 0.721 | 0.025
2019-05-01 15:00 | 0.661 | 0.007
2019-05-01 16:00 | 0.526 | 0.002
2019-05-01 17:00 | 0.14 | 0.002
2019-05-01 18:00 | 0 | 0.004
2019-05-01 19:00 | 0 | 0.024
2019-05-01 20:00 | 0 | 0.097
2019-05-01 21:00 | 0 | 0.249
2019-05-01 22:00 | 0 | 0.454
2019-05-01 23:00 | 0 | 0.636
2019-05-02 | 0 | 0.748
2019-05-02 01:00 | 0 | 0.8
2019-05-02 02:00 | 0 | 0.824
2019-05-02 03:00 | 0 | 0.843
2019-05-02 04:00 | 0 | 0.862
2019-05-02 05:00 | 0 | 0.869
2019-05-02 06:00 | 0.12 | 0.862
2019-05-02 07:00 | 0.519 | 0.705
2019-05-02 08:00 | 0.674 | 0.671
2019-05-02 09:00 | 0.734 | 0.622
2019-05-02 10:00 | 0.754 | 0.202
2019-05-02 11:00 | 0.751 | 0.018
2019-05-02 12:00 | 0.749 | 0.004
2019-05-02 13:00 | 0.745 | 0.002
2019-05-02 14:00 | 0.717 | 0.002
2019-05-02 15:00 | 0.654 | 0.001
2019-05-02 16:00 | 0.516 | 0
2019-05-02 17:00 | 0.129 | 0
2019-05-02 18:00 | 0 | 0.001
2019-05-02 19:00 | 0 | 0.003
2019-05-02 20:00 | 0 | 0.011
2019-05-02 21:00 | 0 | 0.035
2019-05-02 22:00 | 0 | 0.092
2019-05-02 23:00 | 0 | 0.201
2019-05-03 | 0 | 0.353
2019-05-03 01:00 | 0 | 0.503
2019-05-03 02:00 | 0 | 0.622
2019-05-03 03:00 | 0 | 0.706
2019-05-03 04:00 | 0 | 0.768
2019-05-03 05:00 | 0 | 0.809
2019-05-03 06:00 | 0.105 | 0.822
2019-05-03 07:00 | 0.494 | 0.642
2019-05-03 08:00 | 0.656 | 0.46
2019-05-03 09:00 | 0.716 | 0.522
2019-05-03 10:00 | 0.738 | 0.446
2019-05-03 11:00 | 0.739 | 0.316
2019-05-03 12:00 | 0.739 | 0.211
2019-05-03 13:00 | 0.733 | 0.142
2019-05-03 14:00 | 0.703 | 0.099
2019-05-03 15:00 | 0.636 | 0.072
2019-05-03 16:00 | 0.486 | 0.068
2019-05-03 17:00 | 0.107 | 0.094
2019-05-03 18:00 | 0 | 0.136
2019-05-03 19:00 | 0 | 0.231
2019-05-03 20:00 | 0 | 0.399
2019-05-03 21:00 | 0 | 0.605
2019-05-03 22:00 | 0 | 0.765
2019-05-03 23:00 | 0 | 0.846
2019-05-04 | 0 | 0.877
2019-05-04 01:00 | 0 | 0.883
2019-05-04 02:00 | 0 | 0.885
2019-05-04 03:00 | 0 | 0.883
2019-05-04 04:00 | 0 | 0.88
2019-05-04 05:00 | 0 | 0.883
2019-05-04 06:00 | 0.114 | 0.876
2019-05-04 07:00 | 0.514 | 0.686
2019-05-04 08:00 | 0.672 | 0.472
2019-05-04 09:00 | 0.727 | 0.744
2019-05-04 10:00 | 0.747 | 0.486
2019-05-04 11:00 | 0.747 | 0.295
2019-05-04 12:00 | 0.747 | 0.241
2019-05-04 13:00 | 0.746 | 0.224
2019-05-04 14:00 | 0.721 | 0.22
2019-05-04 15:00 | 0.664 | 0.225
2019-05-04 16:00 | 0.535 | 0.253
2019-05-04 17:00 | 0.135 | 0.357
2019-05-04 18:00 | 0 | 0.529
2019-05-04 19:00 | 0 | 0.722
2019-05-04 20:00 | 0 | 0.846
2019-05-04 21:00 | 0 | 0.896
2019-05-04 22:00 | 0 | 0.916
2019-05-04 23:00 | 0 | 0.924
2019-05-05 | 0 | 0.929
2019-05-05 01:00 | 0 | 0.932
2019-05-05 02:00 | 0 | 0.934
2019-05-05 03:00 | 0 | 0.935
2019-05-05 04:00 | 0 | 0.936
2019-05-05 05:00 | 0 | 0.933
2019-05-05 06:00 | 0.121 | 0.925
2019-05-05 07:00 | 0.542 | 0.777
2019-05-05 08:00 | 0.691 | 0.583
2019-05-05 09:00 | 0.741 | 0.756
2019-05-05 10:00 | 0.755 | 0.491
2019-05-05 11:00 | 0.751 | 0.165
2019-05-05 12:00 | 0.749 | 0.073
2019-05-05 13:00 | 0.746 | 0.037
2019-05-05 14:00 | 0.719 | 0.019
2019-05-05 15:00 | 0.657 | 0.01
2019-05-05 16:00 | 0.519 | 0.005
2019-05-05 17:00 | 0.116 | 0.001
2019-05-05 18:00 | 0 | 0
2019-05-05 19:00 | 0 | 0.002
2019-05-05 20:00 | 0 | 0.015
2019-05-05 21:00 | 0 | 0.063
2019-05-05 22:00 | 0 | 0.161
2019-05-05 23:00 | 0 | 0.271
2019-05-06 | 0 | 0.366
2019-05-06 01:00 | 0 | 0.47
2019-05-06 02:00 | 0 | 0.576
2019-05-06 03:00 | 0 | 0.67
2019-05-06 04:00 | 0 | 0.741
2019-05-06 05:00 | 0 | 0.799
2019-05-06 06:00 | 0.078 | 0.817
2019-05-06 07:00 | 0.436 | 0.575
2019-05-06 08:00 | 0.595 | 0.324
2019-05-06 09:00 | 0.664 | 0.28
2019-05-06 10:00 | 0.696 | 0.15
2019-05-06 11:00 | 0.706 | 0.073
2019-05-06 12:00 | 0.703 | 0.039
2019-05-06 13:00 | 0.697 | 0.024
2019-05-06 14:00 | 0.664 | 0.016
2019-05-06 15:00 | 0.592 | 0.011
2019-05-06 16:00 | 0.439 | 0.01
2019-05-06 17:00 | 0.075 | 0.032
2019-05-06 18:00 | 0 | 0.093
2019-05-06 19:00 | 0 | 0.124
2019-05-06 20:00 | 0 | 0.097
2019-05-06 21:00 | 0 | 0.063
2019-05-06 22:00 | 0 | 0.058
2019-05-06 23:00 | 0 | 0.088
2019-05-07 | 0 | 0.19
2019-05-07 01:00 | 0 | 0.393
2019-05-07 02:00 | 0 | 0.639
2019-05-07 03:00 | 0 | 0.825
2019-05-07 04:00 | 0 | 0.89
2019-05-07 05:00 | 0 | 0.891
2019-05-07 06:00 | 0.074 | 0.888
2019-05-07 07:00 | 0.448 | 0.852
2019-05-07 08:00 | 0.625 | 0.965
2019-05-07 09:00 | 0.698 | 0.963
2019-05-07 10:00 | 0.728 | 0.957
2019-05-07 11:00 | 0.731 | 0.915
2019-05-07 12:00 | 0.729 | 0.847
2019-05-07 13:00 | 0.722 | 0.767
2019-05-07 14:00 | 0.69 | 0.7
2019-05-07 15:00 | 0.622 | 0.671
2019-05-07 16:00 | 0.474 | 0.67
2019-05-07 17:00 | 0.091 | 0.764
2019-05-07 18:00 | 0 | 0.857
2019-05-07 19:00 | 0 | 0.907
2019-05-07 20:00 | 0 | 0.926
2019-05-07 21:00 | 0 | 0.928
2019-05-07 22:00 | 0 | 0.924
2019-05-07 23:00 | 0 | 0.925
2019-05-08 | 0 | 0.927
2019-05-08 01:00 | 0 | 0.931
2019-05-08 02:00 | 0 | 0.934
2019-05-08 03:00 | 0 | 0.938
2019-05-08 04:00 | 0 | 0.943
2019-05-08 05:00 | 0 | 0.939
2019-05-08 06:00 | 0.09 | 0.916
2019-05-08 07:00 | 0.498 | 0.84
2019-05-08 08:00 | 0.653 | 0.947
2019-05-08 09:00 | 0.718 | 0.957
2019-05-08 10:00 | 0.748 | 0.926
2019-05-08 11:00 | 0.747 | 0.851
2019-05-08 12:00 | 0.749 | 0.748
2019-05-08 13:00 | 0.745 | 0.66
2019-05-08 14:00 | 0.716 | 0.607
2019-05-08 15:00 | 0.632 | 0.592
2019-05-08 16:00 | 0.405 | 0.619
2019-05-08 17:00 | 0.047 | 0.774
2019-05-08 18:00 | 0 | 0.892
2019-05-08 19:00 | 0 | 0.935
2019-05-08 20:00 | 0 | 0.947
2019-05-08 21:00 | 0 | 0.949
2019-05-08 22:00 | 0 | 0.941
2019-05-08 23:00 | 0 | 0.936
2019-05-09 | 0 | 0.946
2019-05-09 01:00 | 0 | 0.954
2019-05-09 02:00 | 0 | 0.959
2019-05-09 03:00 | 0 | 0.961
2019-05-09 04:00 | 0 | 0.962
2019-05-09 05:00 | 0 | 0.962
2019-05-09 06:00 | 0.089 | 0.961
2019-05-09 07:00 | 0.498 | 0.964
2019-05-09 08:00 | 0.667 | 0.877
2019-05-09 09:00 | 0.739 | 0.856
2019-05-09 10:00 | 0.77 | 0.9
2019-05-09 11:00 | 0.771 | 0.938
2019-05-09 12:00 | 0.772 | 0.958
2019-05-09 13:00 | 0.771 | 0.964
2019-05-09 14:00 | 0.743 | 0.963
2019-05-09 15:00 | 0.663 | 0.96
2019-05-09 16:00 | 0.46 | 0.954
2019-05-09 17:00 | 0.071 | 0.956
2019-05-09 18:00 | 0 | 0.963
2019-05-09 19:00 | 0 | 0.964
2019-05-09 20:00 | 0 | 0.963
2019-05-09 21:00 | 0 | 0.963
2019-05-09 22:00 | 0 | 0.96
2019-05-09 23:00 | 0 | 0.962
2019-05-10 | 0 | 0.962
2019-05-10 01:00 | 0 | 0.963
2019-05-10 02:00 | 0 | 0.965
2019-05-10 03:00 | 0 | 0.964
2019-05-10 04:00 | 0 | 0.964
2019-05-10 05:00 | 0 | 0.964
2019-05-10 06:00 | 0.1 | 0.964
2019-05-10 07:00 | 0.543 | 0.962
2019-05-10 08:00 | 0.707 | 0.912
2019-05-10 09:00 | 0.77 | 0.937
2019-05-10 10:00 | 0.791 | 0.962
2019-05-10 11:00 | 0.787 | 0.963
2019-05-10 12:00 | 0.784 | 0.954
2019-05-10 13:00 | 0.78 | 0.938
2019-05-10 14:00 | 0.752 | 0.922
2019-05-10 15:00 | 0.687 | 0.913
2019-05-10 16:00 | 0.542 | 0.907
2019-05-10 17:00 | 0.102 | 0.899
2019-05-10 18:00 | 0 | 0.917
2019-05-10 19:00 | 0 | 0.925
2019-05-10 20:00 | 0 | 0.926
2019-05-10 21:00 | 0 | 0.926
2019-05-10 22:00 | 0 | 0.926
2019-05-10 23:00 | 0 | 0.924
2019-05-11 | 0 | 0.919
2019-05-11 01:00 | 0 | 0.914
2019-05-11 02:00 | 0 | 0.911
2019-05-11 03:00 | 0 | 0.911
2019-05-11 04:00 | 0 | 0.913
2019-05-11 05:00 | 0 | 0.916
2019-05-11 06:00 | 0.1 | 0.917
2019-05-11 07:00 | 0.55 | 0.883
2019-05-11 08:00 | 0.71 | 0.965
2019-05-11 09:00 | 0.771 | 0.963
2019-05-11 10:00 | 0.791 | 0.934
2019-05-11 11:00 | 0.786 | 0.851
2019-05-11 12:00 | 0.784 | 0.733
2019-05-11 13:00 | 0.783 | 0.639
2019-05-11 14:00 | 0.759 | 0.6
2019-05-11 15:00 | 0.7 | 0.595
2019-05-11 16:00 | 0.566 | 0.602
2019-05-11 17:00 | 0.113 | 0.712
2019-05-11 18:00 | 0 | 0.822
2019-05-11 19:00 | 0 | 0.883
2019-05-11 20:00 | 0 | 0.904
2019-05-11 21:00 | 0 | 0.907
2019-05-11 22:00 | 0 | 0.909
2019-05-11 23:00 | 0 | 0.901
2019-05-12 | 0 | 0.891
2019-05-12 01:00 | 0 | 0.88
2019-05-12 02:00 | 0 | 0.867
2019-05-12 03:00 | 0 | 0.856
2019-05-12 04:00 | 0 | 0.851
2019-05-12 05:00 | 0 | 0.853
2019-05-12 06:00 | 0.096 | 0.841
2019-05-12 07:00 | 0.552 | 0.598
2019-05-12 08:00 | 0.71 | 0.369
2019-05-12 09:00 | 0.766 | 0.73
2019-05-12 10:00 | 0.787 | 0.587
2019-05-12 11:00 | 0.785 | 0.38
2019-05-12 12:00 | 0.784 | 0.206
2019-05-12 13:00 | 0.782 | 0.123
2019-05-12 14:00 | 0.757 | 0.088
2019-05-12 15:00 | 0.695 | 0.078
2019-05-12 16:00 | 0.555 | 0.087
2019-05-12 17:00 | 0.101 | 0.107
2019-05-12 18:00 | 0 | 0.151
2019-05-12 19:00 | 0 | 0.266
2019-05-12 20:00 | 0 | 0.46
2019-05-12 21:00 | 0 | 0.656
2019-05-12 22:00 | 0 | 0.782
2019-05-12 23:00 | 0 | 0.857
2019-05-13 | 0 | 0.889
2019-05-13 01:00 | 0 | 0.892
2019-05-13 02:00 | 0 | 0.89
2019-05-13 03:00 | 0 | 0.889
2019-05-13 04:00 | 0 | 0.883
2019-05-13 05:00 | 0 | 0.872
2019-05-13 06:00 | 0.06 | 0.851
2019-05-13 07:00 | 0.433 | 0.606
2019-05-13 08:00 | 0.617 | 0.285
2019-05-13 09:00 | 0.685 | 0.624
2019-05-13 10:00 | 0.714 | 0.675
2019-05-13 11:00 | 0.742 | 0.593
2019-05-13 12:00 | 0.768 | 0.526
2019-05-13 13:00 | 0.771 | 0.475
2019-05-13 14:00 | 0.746 | 0.436
2019-05-13 15:00 | 0.684 | 0.414
2019-05-13 16:00 | 0.546 | 0.443
2019-05-13 17:00 | 0.098 | 0.587
2019-05-13 18:00 | 0 | 0.711
2019-05-13 19:00 | 0 | 0.798
2019-05-13 20:00 | 0 | 0.851
2019-05-13 21:00 | 0 | 0.893
2019-05-13 22:00 | 0 | 0.924
2019-05-13 23:00 | 0 | 0.936
2019-05-14 | 0 | 0.93
2019-05-14 01:00 | 0 | 0.92
2019-05-14 02:00 | 0 | 0.909
2019-05-14 03:00 | 0 | 0.897
2019-05-14 04:00 | 0 | 0.897
2019-05-14 05:00 | 0 | 0.907
2019-05-14 06:00 | 0.079 | 0.914
2019-05-14 07:00 | 0.525 | 0.786
2019-05-14 08:00 | 0.683 | 0.562
2019-05-14 09:00 | 0.746 | 0.882
2019-05-14 10:00 | 0.771 | 0.864
2019-05-14 11:00 | 0.768 | 0.748
2019-05-14 12:00 | 0.766 | 0.585
2019-05-14 13:00 | 0.762 | 0.417
2019-05-14 14:00 | 0.733 | 0.283
2019-05-14 15:00 | 0.668 | 0.188
2019-05-14 16:00 | 0.525 | 0.148
2019-05-14 17:00 | 0.086 | 0.15
2019-05-14 18:00 | 0 | 0.224
2019-05-14 19:00 | 0 | 0.424
2019-05-14 20:00 | 0 | 0.689
2019-05-14 21:00 | 0 | 0.85
2019-05-14 22:00 | 0 | 0.908
2019-05-14 23:00 | 0 | 0.928
2019-05-15 | 0 | 0.932
2019-05-15 01:00 | 0 | 0.931
2019-05-15 02:00 | 0 | 0.926
2019-05-15 03:00 | 0 | 0.919
2019-05-15 04:00 | 0 | 0.911
2019-05-15 05:00 | 0 | 0.905
2019-05-15 06:00 | 0.069 | 0.891
2019-05-15 07:00 | 0.495 | 0.765
2019-05-15 08:00 | 0.664 | 0.624
2019-05-15 09:00 | 0.728 | 0.65
2019-05-15 10:00 | 0.748 | 0.616
2019-05-15 11:00 | 0.743 | 0.352
2019-05-15 12:00 | 0.742 | 0.147
2019-05-15 13:00 | 0.737 | 0.057
2019-05-15 14:00 | 0.709 | 0.023
2019-05-15 15:00 | 0.642 | 0.015
2019-05-15 16:00 | 0.496 | 0.026
2019-05-15 17:00 | 0.075 | 0.065
2019-05-15 18:00 | 0 | 0.158
2019-05-15 19:00 | 0 | 0.332
2019-05-15 20:00 | 0 | 0.541
2019-05-15 21:00 | 0 | 0.712
2019-05-15 22:00 | 0 | 0.826
2019-05-15 23:00 | 0 | 0.885
2019-05-16 | 0 | 0.904
2019-05-16 01:00 | 0 | 0.904
2019-05-16 02:00 | 0 | 0.9
2019-05-16 03:00 | 0 | 0.898
2019-05-16 04:00 | 0 | 0.897
2019-05-16 05:00 | 0 | 0.887
2019-05-16 06:00 | 0.063 | 0.871
2019-05-16 07:00 | 0.483 | 0.646
2019-05-16 08:00 | 0.655 | 0.297
2019-05-16 09:00 | 0.719 | 0.346
2019-05-16 10:00 | 0.739 | 0.194
2019-05-16 11:00 | 0.739 | 0.024
2019-05-16 12:00 | 0.738 | 0
2019-05-16 13:00 | 0.735 | 0
2019-05-16 14:00 | 0.703 | 0
2019-05-16 15:00 | 0.635 | 0
2019-05-16 16:00 | 0.486 | 0.003
2019-05-16 17:00 | 0.069 | 0.008
2019-05-16 18:00 | 0 | 0.015
2019-05-16 19:00 | 0 | 0.028
2019-05-16 20:00 | 0 | 0.045
2019-05-16 21:00 | 0 | 0.063
2019-05-16 22:00 | 0 | 0.092
2019-05-16 23:00 | 0 | 0.157
2019-05-17 | 0 | 0.254
2019-05-17 01:00 | 0 | 0.324
2019-05-17 02:00 | 0 | 0.339
2019-05-17 03:00 | 0 | 0.315
2019-05-17 04:00 | 0 | 0.261
2019-05-17 05:00 | 0 | 0.187
2019-05-17 06:00 | 0.058 | 0.131
2019-05-17 07:00 | 0.471 | 0.079
2019-05-17 08:00 | 0.645 | 0.014
2019-05-17 09:00 | 0.71 | 0
2019-05-17 10:00 | 0.732 | 0.006
2019-05-17 11:00 | 0.733 | 0.015
2019-05-17 12:00 | 0.734 | 0.032
2019-05-17 13:00 | 0.731 | 0.053
2019-05-17 14:00 | 0.702 | 0.074
2019-05-17 15:00 | 0.636 | 0.086
2019-05-17 16:00 | 0.489 | 0.109
2019-05-17 17:00 | 0.068 | 0.18
2019-05-17 18:00 | 0 | 0.257
2019-05-17 19:00 | 0 | 0.314
2019-05-17 20:00 | 0 | 0.347
2019-05-17 21:00 | 0 | 0.43
2019-05-17 22:00 | 0 | 0.585
2019-05-17 23:00 | 0 | 0.694
2019-05-18 | 0 | 0.772
2019-05-18 01:00 | 0 | 0.854
2019-05-18 02:00 | 0 | 0.904
2019-05-18 03:00 | 0 | 0.929
2019-05-18 04:00 | 0 | 0.936
2019-05-18 05:00 | 0 | 0.924
2019-05-18 06:00 | 0.056 | 0.903
2019-05-18 07:00 | 0.476 | 0.92
2019-05-18 08:00 | 0.659 | 0.91
2019-05-18 09:00 | 0.731 | 0.81
2019-05-18 10:00 | 0.756 | 0.564
2019-05-18 11:00 | 0.752 | 0.252
2019-05-18 12:00 | 0.746 | 0.022
2019-05-18 13:00 | 0.739 | 0.001
2019-05-18 14:00 | 0.708 | 0
2019-05-18 15:00 | 0.639 | 0
2019-05-18 16:00 | 0.488 | 0.001
2019-05-18 17:00 | 0.065 | 0.006
2019-05-18 18:00 | 0 | 0.016
2019-05-18 19:00 | 0 | 0.031
2019-05-18 20:00 | 0 | 0.069
2019-05-18 21:00 | 0 | 0.187
2019-05-18 22:00 | 0 | 0.42
2019-05-18 23:00 | 0 | 0.634
2019-05-19 | 0 | 0.748
2019-05-19 01:00 | 0 | 0.8
2019-05-19 02:00 | 0 | 0.824
2019-05-19 03:00 | 0 | 0.837
2019-05-19 04:00 | 0 | 0.824
2019-05-19 05:00 | 0 | 0.807
2019-05-19 06:00 | 0.056 | 0.791
2019-05-19 07:00 | 0.484 | 0.583
2019-05-19 08:00 | 0.661 | 0.52
2019-05-19 09:00 | 0.728 | 0.611
2019-05-19 10:00 | 0.75 | 0.46
2019-05-19 11:00 | 0.744 | 0.157
2019-05-19 12:00 | 0.742 | 0.048
2019-05-19 13:00 | 0.737 | 0.019
2019-05-19 14:00 | 0.706 | 0.012
2019-05-19 15:00 | 0.637 | 0.013
2019-05-19 16:00 | 0.487 | 0.028
2019-05-19 17:00 | 0.063 | 0.058
2019-05-19 18:00 | 0 | 0.114
2019-05-19 19:00 | 0 | 0.247
2019-05-19 20:00 | 0 | 0.448
2019-05-19 21:00 | 0 | 0.624
2019-05-19 22:00 | 0 | 0.727
2019-05-19 23:00 | 0 | 0.772
2019-05-20 | 0 | 0.796
2019-05-20 01:00 | 0 | 0.819
2019-05-20 02:00 | 0 | 0.834
2019-05-20 03:00 | 0 | 0.834
2019-05-20 04:00 | 0 | 0.834
2019-05-20 05:00 | 0 | 0.833
2019-05-20 06:00 | 0.057 | 0.831
2019-05-20 07:00 | 0.488 | 0.6
2019-05-20 08:00 | 0.662 | 0.21
2019-05-20 09:00 | 0.724 | 0.128
2019-05-20 10:00 | 0.74 | 0.108
2019-05-20 11:00 | 0.74 | 0.042
2019-05-20 12:00 | 0.74 | 0.011
2019-05-20 13:00 | 0.738 | 0.001
2019-05-20 14:00 | 0.71 | 0
2019-05-20 15:00 | 0.644 | 0
2019-05-20 16:00 | 0.498 | 0
2019-05-20 17:00 | 0.064 | 0
2019-05-20 18:00 | 0 | 0.001
2019-05-20 19:00 | 0 | 0.005
2019-05-20 20:00 | 0 | 0.019
2019-05-20 21:00 | 0 | 0.052
2019-05-20 22:00 | 0 | 0.116
2019-05-20 23:00 | 0 | 0.217
2019-05-21 | 0 | 0.33
2019-05-21 01:00 | 0 | 0.443
2019-05-21 02:00 | 0 | 0.564
2019-05-21 03:00 | 0 | 0.661
2019-05-21 04:00 | 0 | 0.728
2019-05-21 05:00 | 0 | 0.776
2019-05-21 06:00 | 0.05 | 0.81
2019-05-21 07:00 | 0.464 | 0.676
2019-05-21 08:00 | 0.633 | 0.338
2019-05-21 09:00 | 0.698 | 0.254
2019-05-21 10:00 | 0.718 | 0.227
2019-05-21 11:00 | 0.72 | 0.136
2019-05-21 12:00 | 0.719 | 0.091
2019-05-21 13:00 | 0.713 | 0.059
2019-05-21 14:00 | 0.678 | 0.035
2019-05-21 15:00 | 0.604 | 0.027
2019-05-21 16:00 | 0.427 | 0.036
2019-05-21 17:00 | 0.033 | 0.056
2019-05-21 18:00 | 0 | 0.106
2019-05-21 19:00 | 0 | 0.213
2019-05-21 20:00 | 0 | 0.387
2019-05-21 21:00 | 0 | 0.605
2019-05-21 22:00 | 0 | 0.766
2019-05-21 23:00 | 0 | 0.839
2019-05-22 | 0 | 0.867
2019-05-22 01:00 | 0 | 0.877
2019-05-22 02:00 | 0 | 0.883
2019-05-22 03:00 | 0 | 0.891
2019-05-22 04:00 | 0 | 0.89
2019-05-22 05:00 | 0 | 0.883
2019-05-22 06:00 | 0.04 | 0.874
2019-05-22 07:00 | 0.439 | 0.706
2019-05-22 08:00 | 0.607 | 0.396
2019-05-22 09:00 | 0.675 | 0.451
2019-05-22 10:00 | 0.692 | 0.318
2019-05-22 11:00 | 0.689 | 0.152
2019-05-22 12:00 | 0.686 | 0.087
2019-05-22 13:00 | 0.666 | 0.052
2019-05-22 14:00 | 0.612 | 0.032
2019-05-22 15:00 | 0.508 | 0.023
2019-05-22 16:00 | 0.343 | 0.028
2019-05-22 17:00 | 0.036 | 0.047
2019-05-22 18:00 | 0 | 0.081
2019-05-22 19:00 | 0 | 0.129
2019-05-22 20:00 | 0 | 0.189
2019-05-22 21:00 | 0 | 0.268
2019-05-22 22:00 | 0 | 0.348
2019-05-22 23:00 | 0 | 0.419
2019-05-23 | 0 | 0.487
2019-05-23 01:00 | 0 | 0.558
2019-05-23 02:00 | 0 | 0.622
2019-05-23 03:00 | 0 | 0.658
2019-05-23 04:00 | 0 | 0.658
2019-05-23 05:00 | 0 | 0.659
2019-05-23 06:00 | 0.006 | 0.674
2019-05-23 07:00 | 0.141 | 0.534
2019-05-23 08:00 | 0.293 | 0.393
2019-05-23 09:00 | 0.418 | 0.454
2019-05-23 10:00 | 0.508 | 0.471
2019-05-23 11:00 | 0.608 | 0.318
2019-05-23 12:00 | 0.687 | 0.166
2019-05-23 13:00 | 0.689 | 0.077
2019-05-23 14:00 | 0.652 | 0.035
2019-05-23 15:00 | 0.574 | 0.019
2019-05-23 16:00 | 0.409 | 0.019
2019-05-23 17:00 | 0.038 | 0.03
2019-05-23 18:00 | 0 | 0.05
2019-05-23 19:00 | 0 | 0.093
2019-05-23 20:00 | 0 | 0.149
2019-05-23 21:00 | 0 | 0.211
2019-05-23 22:00 | 0 | 0.272
2019-05-23 23:00 | 0 | 0.34
2019-05-24 | 0 | 0.412
2019-05-24 01:00 | 0 | 0.467
2019-05-24 02:00 | 0 | 0.489
2019-05-24 03:00 | 0 | 0.48
2019-05-24 04:00 | 0 | 0.48
2019-05-24 05:00 | 0 | 0.504
2019-05-24 06:00 | 0.032 | 0.544
2019-05-24 07:00 | 0.403 | 0.35
2019-05-24 08:00 | 0.6 | 0.209
2019-05-24 09:00 | 0.672 | 0.483
2019-05-24 10:00 | 0.702 | 0.481
2019-05-24 11:00 | 0.708 | 0.328
2019-05-24 12:00 | 0.709 | 0.204
2019-05-24 13:00 | 0.701 | 0.132
2019-05-24 14:00 | 0.667 | 0.104
2019-05-24 15:00 | 0.592 | 0.107
2019-05-24 16:00 | 0.43 | 0.137
2019-05-24 17:00 | 0.041 | 0.224
2019-05-24 18:00 | 0 | 0.34
2019-05-24 19:00 | 0 | 0.473
2019-05-24 20:00 | 0 | 0.585
2019-05-24 21:00 | 0 | 0.664
2019-05-24 22:00 | 0 | 0.7
2019-05-24 23:00 | 0 | 0.689
2019-05-25 | 0 | 0.639
2019-05-25 01:00 | 0 | 0.573
2019-05-25 02:00 | 0 | 0.513
2019-05-25 03:00 | 0 | 0.47
2019-05-25 04:00 | 0 | 0.447
2019-05-25 05:00 | 0 | 0.431
2019-05-25 06:00 | 0.029 | 0.43
2019-05-25 07:00 | 0.397 | 0.251
2019-05-25 08:00 | 0.583 | 0.069
2019-05-25 09:00 | 0.668 | 0.189
2019-05-25 10:00 | 0.7 | 0.305
2019-05-25 11:00 | 0.709 | 0.222
2019-05-25 12:00 | 0.7 | 0.169
2019-05-25 13:00 | 0.653 | 0.143
2019-05-25 14:00 | 0.553 | 0.143
2019-05-25 15:00 | 0.438 | 0.157
2019-05-25 16:00 | 0.285 | 0.181
2019-05-25 17:00 | 0.027 | 0.214
2019-05-25 18:00 | 0 | 0.254
2019-05-25 19:00 | 0 | 0.304
2019-05-25 20:00 | 0 | 0.353
2019-05-25 21:00 | 0 | 0.451
2019-05-25 22:00 | 0 | 0.531
2019-05-25 23:00 | 0 | 0.563
2019-05-26 | 0 | 0.571
2019-05-26 01:00 | 0 | 0.593
2019-05-26 02:00 | 0 | 0.601
2019-05-26 03:00 | 0 | 0.65
2019-05-26 04:00 | 0 | 0.725
2019-05-26 05:00 | 0 | 0.782
2019-05-26 06:00 | 0.013 | 0.803
2019-05-26 07:00 | 0.308 | 0.605
2019-05-26 08:00 | 0.55 | 0.262
2019-05-26 09:00 | 0.655 | 0.295
2019-05-26 10:00 | 0.691 | 0.381
2019-05-26 11:00 | 0.691 | 0.297
2019-05-26 12:00 | 0.666 | 0.232
2019-05-26 13:00 | 0.62 | 0.202
2019-05-26 14:00 | 0.63 | 0.177
2019-05-26 15:00 | 0.579 | 0.157
2019-05-26 16:00 | 0.405 | 0.181
2019-05-26 17:00 | 0.02 | 0.23
2019-05-26 18:00 | 0 | 0.284
2019-05-26 19:00 | 0 | 0.388
2019-05-26 20:00 | 0 | 0.531
2019-05-26 21:00 | 0 | 0.647
2019-05-26 22:00 | 0 | 0.689
2019-05-26 23:00 | 0 | 0.735
2019-05-27 | 0 | 0.791
2019-05-27 01:00 | 0 | 0.829
2019-05-27 02:00 | 0 | 0.847
2019-05-27 03:00 | 0 | 0.868
2019-05-27 04:00 | 0 | 0.875
2019-05-27 05:00 | 0 | 0.866
2019-05-27 06:00 | 0.015 | 0.879
2019-05-27 07:00 | 0.364 | 0.811
2019-05-27 08:00 | 0.579 | 0.922
2019-05-27 09:00 | 0.667 | 0.941
2019-05-27 10:00 | 0.703 | 0.887
2019-05-27 11:00 | 0.71 | 0.787
2019-05-27 12:00 | 0.71 | 0.679
2019-05-27 13:00 | 0.703 | 0.605
2019-05-27 14:00 | 0.666 | 0.567
2019-05-27 15:00 | 0.587 | 0.533
2019-05-27 16:00 | 0.418 | 0.497
2019-05-27 17:00 | 0.034 | 0.559
2019-05-27 18:00 | 0 | 0.622
2019-05-27 19:00 | 0 | 0.697
2019-05-27 20:00 | 0 | 0.781
2019-05-27 21:00 | 0 | 0.852
2019-05-27 22:00 | 0 | 0.889
2019-05-27 23:00 | 0 | 0.901
2019-05-28 | 0 | 0.896
2019-05-28 01:00 | 0 | 0.898
2019-05-28 02:00 | 0 | 0.898
2019-05-28 03:00 | 0 | 0.896
2019-05-28 04:00 | 0 | 0.886
2019-05-28 05:00 | 0 | 0.865
2019-05-28 06:00 | 0.027 | 0.862
2019-05-28 07:00 | 0.401 | 0.731
2019-05-28 08:00 | 0.57 | 0.723
2019-05-28 09:00 | 0.659 | 0.868
2019-05-28 10:00 | 0.695 | 0.819
2019-05-28 11:00 | 0.7 | 0.642
2019-05-28 12:00 | 0.703 | 0.459
2019-05-28 13:00 | 0.697 | 0.338
2019-05-28 14:00 | 0.655 | 0.268
2019-05-28 15:00 | 0.574 | 0.228
2019-05-28 16:00 | 0.4 | 0.218
2019-05-28 17:00 | 0.03 | 0.311
2019-05-28 18:00 | 0 | 0.458
2019-05-28 19:00 | 0 | 0.634
2019-05-28 20:00 | 0 | 0.767
2019-05-28 21:00 | 0 | 0.838
2019-05-28 22:00 | 0 | 0.851
2019-05-28 23:00 | 0 | 0.851
2019-05-29 | 0 | 0.854
2019-05-29 01:00 | 0 | 0.855
2019-05-29 02:00 | 0 | 0.855
2019-05-29 03:00 | 0 | 0.845
2019-05-29 04:00 | 0 | 0.837
2019-05-29 05:00 | 0 | 0.818
2019-05-29 06:00 | 0.008 | 0.793
2019-05-29 07:00 | 0.2 | 0.695
2019-05-29 08:00 | 0.434 | 0.708
2019-05-29 09:00 | 0.571 | 0.742
2019-05-29 10:00 | 0.6 | 0.676
2019-05-29 11:00 | 0.591 | 0.504
2019-05-29 12:00 | 0.612 | 0.347
2019-05-29 13:00 | 0.638 | 0.27
2019-05-29 14:00 | 0.635 | 0.261
2019-05-29 15:00 | 0.564 | 0.286
2019-05-29 16:00 | 0.402 | 0.333
2019-05-29 17:00 | 0.03 | 0.529
2019-05-29 18:00 | 0 | 0.716
2019-05-29 19:00 | 0 | 0.83
2019-05-29 20:00 | 0 | 0.881
2019-05-29 21:00 | 0 | 0.893
2019-05-29 22:00 | 0 | 0.896
2019-05-29 23:00 | 0 | 0.9
2019-05-30 | 0 | 0.909
2019-05-30 01:00 | 0 | 0.911
2019-05-30 02:00 | 0 | 0.902
2019-05-30 03:00 | 0 | 0.863
2019-05-30 04:00 | 0 | 0.855
2019-05-30 05:00 | 0 | 0.859
2019-05-30 06:00 | 0.028 | 0.862
2019-05-30 07:00 | 0.429 | 0.824
2019-05-30 08:00 | 0.633 | 0.937
2019-05-30 09:00 | 0.711 | 0.922
2019-05-30 10:00 | 0.741 | 0.832
2019-05-30 11:00 | 0.744 | 0.706
2019-05-30 12:00 | 0.745 | 0.602
2019-05-30 13:00 | 0.741 | 0.51
2019-05-30 14:00 | 0.708 | 0.443
2019-05-30 15:00 | 0.632 | 0.43
2019-05-30 16:00 | 0.465 | 0.483
2019-05-30 17:00 | 0.039 | 0.7
2019-05-30 18:00 | 0 | 0.86
2019-05-30 19:00 | 0 | 0.91
2019-05-30 20:00 | 0 | 0.921
2019-05-30 21:00 | 0 | 0.925
2019-05-30 22:00 | 0 | 0.921
2019-05-30 23:00 | 0 | 0.919
2019-05-31 | 0 | 0.896
2019-05-31 01:00 | 0 | 0.862
2019-05-31 02:00 | 0 | 0.862
2019-05-31 03:00 | 0 | 0.868
2019-05-31 04:00 | 0 | 0.878
2019-05-31 05:00 | 0 | 0.89
2019-05-31 06:00 | 0.031 | 0.896
2019-05-31 07:00 | 0.457 | 0.834
2019-05-31 08:00 | 0.635 | 0.955
2019-05-31 09:00 | 0.713 | 0.963
2019-05-31 10:00 | 0.743 | 0.939
2019-05-31 11:00 | 0.739 | 0.862
2019-05-31 12:00 | 0.724 | 0.751
2019-05-31 13:00 | 0.711 | 0.669
2019-05-31 14:00 | 0.64 | 0.664
2019-05-31 15:00 | 0.445 | 0.711
2019-05-31 16:00 | 0.215 | 0.734
2019-05-31 17:00 | 0.009 | 0.802
2019-05-31 18:00 | 0 | 0.871
2019-05-31 19:00 | 0 | 0.878
2019-05-31 20:00 | 0 | 0.874
2019-05-31 21:00 | 0 | 0.881
2019-05-31 22:00 | 0 | 0.892
2019-05-31 23:00 | 0 | 0.899
2019-06-01 | 0 | 0.9
2019-06-01 01:00 | 0 | 0.896
2019-06-01 02:00 | 0 | 0.884
2019-06-01 03:00 | 0 | 0.866
2019-06-01 04:00 | 0 | 0.859
2019-06-01 05:00 | 0 | 0.868
2019-06-01 06:00 | 0.02 | 0.876
2019-06-01 07:00 | 0.364 | 0.805
2019-06-01 08:00 | 0.637 | 0.951
2019-06-01 09:00 | 0.757 | 0.964
2019-06-01 10:00 | 0.791 | 0.963
2019-06-01 11:00 | 0.789 | 0.951
2019-06-01 12:00 | 0.788 | 0.933
2019-06-01 13:00 | 0.788 | 0.916
2019-06-01 14:00 | 0.759 | 0.908
2019-06-01 15:00 | 0.691 | 0.908
2019-06-01 16:00 | 0.534 | 0.9
2019-06-01 17:00 | 0.05 | 0.916
2019-06-01 18:00 | 0 | 0.933
2019-06-01 19:00 | 0 | 0.928
2019-06-01 20:00 | 0 | 0.925
2019-06-01 21:00 | 0 | 0.922
2019-06-01 22:00 | 0 | 0.921
2019-06-01 23:00 | 0 | 0.921
2019-06-02 | 0 | 0.921
2019-06-02 01:00 | 0 | 0.923
2019-06-02 02:00 | 0 | 0.926
2019-06-02 03:00 | 0 | 0.925
2019-06-02 04:00 | 0 | 0.924
2019-06-02 05:00 | 0 | 0.924
2019-06-02 06:00 | 0.037 | 0.924
2019-06-02 07:00 | 0.523 | 0.861
2019-06-02 08:00 | 0.704 | 0.929
2019-06-02 09:00 | 0.769 | 0.964
2019-06-02 10:00 | 0.793 | 0.965
2019-06-02 11:00 | 0.788 | 0.956
2019-06-02 12:00 | 0.785 | 0.941
2019-06-02 13:00 | 0.782 | 0.932
2019-06-02 14:00 | 0.751 | 0.929
2019-06-02 15:00 | 0.678 | 0.933
2019-06-02 16:00 | 0.511 | 0.926
2019-06-02 17:00 | 0.043 | 0.944
2019-06-02 18:00 | 0 | 0.953
2019-06-02 19:00 | 0 | 0.947
2019-06-02 20:00 | 0 | 0.931
2019-06-02 21:00 | 0 | 0.924
2019-06-02 22:00 | 0 | 0.917
2019-06-02 23:00 | 0 | 0.912
2019-06-03 | 0 | 0.91
2019-06-03 01:00 | 0 | 0.917
2019-06-03 02:00 | 0 | 0.918
2019-06-03 03:00 | 0 | 0.919
2019-06-03 04:00 | 0 | 0.918
2019-06-03 05:00 | 0 | 0.919
2019-06-03 06:00 | 0.032 | 0.919
2019-06-03 07:00 | 0.488 | 0.862
2019-06-03 08:00 | 0.67 | 0.959
2019-06-03 09:00 | 0.744 | 0.962
2019-06-03 10:00 | 0.771 | 0.964
2019-06-03 11:00 | 0.769 | 0.964
2019-06-03 12:00 | 0.768 | 0.957
2019-06-03 13:00 | 0.764 | 0.942
2019-06-03 14:00 | 0.732 | 0.929
2019-06-03 15:00 | 0.657 | 0.927
2019-06-03 16:00 | 0.49 | 0.92
2019-06-03 17:00 | 0.039 | 0.93
2019-06-03 18:00 | 0 | 0.946
2019-06-03 19:00 | 0 | 0.951
2019-06-03 20:00 | 0 | 0.952
2019-06-03 21:00 | 0 | 0.952
2019-06-03 22:00 | 0 | 0.954
2019-06-03 23:00 | 0 | 0.955
2019-06-04 | 0 | 0.948
2019-06-04 01:00 | 0 | 0.918
2019-06-04 02:00 | 0 | 0.883
2019-06-04 03:00 | 0 | 0.866
2019-06-04 04:00 | 0 | 0.874
2019-06-04 05:00 | 0 | 0.888
2019-06-04 06:00 | 0.03 | 0.895
2019-06-04 07:00 | 0.49 | 0.838
2019-06-04 08:00 | 0.679 | 0.918
2019-06-04 09:00 | 0.752 | 0.959
2019-06-04 10:00 | 0.779 | 0.962
2019-06-04 11:00 | 0.776 | 0.958
2019-06-04 12:00 | 0.773 | 0.946
2019-06-04 13:00 | 0.769 | 0.932
2019-06-04 14:00 | 0.735 | 0.922
2019-06-04 15:00 | 0.659 | 0.921
2019-06-04 16:00 | 0.487 | 0.916
2019-06-04 17:00 | 0.037 | 0.914
2019-06-04 18:00 | 0 | 0.916
2019-06-04 19:00 | 0 | 0.918
2019-06-04 20:00 | 0 | 0.921
2019-06-04 21:00 | 0 | 0.922
2019-06-04 22:00 | 0 | 0.928
2019-06-04 23:00 | 0 | 0.937
2019-06-05 | 0 | 0.941
2019-06-05 01:00 | 0 | 0.938
2019-06-05 02:00 | 0 | 0.929
2019-06-05 03:00 | 0 | 0.931
2019-06-05 04:00 | 0 | 0.921
2019-06-05 05:00 | 0 | 0.905
2019-06-05 06:00 | 0.031 | 0.905
2019-06-05 07:00 | 0.499 | 0.84
2019-06-05 08:00 | 0.684 | 0.926
2019-06-05 09:00 | 0.754 | 0.959
2019-06-05 10:00 | 0.78 | 0.955
2019-06-05 11:00 | 0.776 | 0.924
2019-06-05 12:00 | 0.774 | 0.887
2019-06-05 13:00 | 0.77 | 0.858
2019-06-05 14:00 | 0.739 | 0.837
2019-06-05 15:00 | 0.665 | 0.821
2019-06-05 16:00 | 0.497 | 0.816
2019-06-05 17:00 | 0.039 | 0.852
2019-06-05 18:00 | 0 | 0.909
2019-06-05 19:00 | 0 | 0.925
2019-06-05 20:00 | 0 | 0.917
2019-06-05 21:00 | 0 | 0.91
2019-06-05 22:00 | 0 | 0.905
2019-06-05 23:00 | 0 | 0.907
2019-06-06 | 0 | 0.91
2019-06-06 01:00 | 0 | 0.908
2019-06-06 02:00 | 0 | 0.903
2019-06-06 03:00 | 0 | 0.896
2019-06-06 04:00 | 0 | 0.879
2019-06-06 05:00 | 0 | 0.879
2019-06-06 06:00 | 0.027 | 0.872
2019-06-06 07:00 | 0.493 | 0.737
2019-06-06 08:00 | 0.688 | 0.744
2019-06-06 09:00 | 0.756 | 0.962
2019-06-06 10:00 | 0.786 | 0.949
2019-06-06 11:00 | 0.781 | 0.873
2019-06-06 12:00 | 0.776 | 0.754
2019-06-06 13:00 | 0.77 | 0.638
2019-06-06 14:00 | 0.734 | 0.569
2019-06-06 15:00 | 0.656 | 0.524
2019-06-06 16:00 | 0.482 | 0.482
2019-06-06 17:00 | 0.035 | 0.594
2019-06-06 18:00 | 0 | 0.721
2019-06-06 19:00 | 0 | 0.814
2019-06-06 20:00 | 0 | 0.872
2019-06-06 21:00 | 0 | 0.9
2019-06-06 22:00 | 0 | 0.906
2019-06-06 23:00 | 0 | 0.906
2019-06-07 | 0 | 0.9
2019-06-07 01:00 | 0 | 0.875
2019-06-07 02:00 | 0 | 0.865
2019-06-07 03:00 | 0 | 0.858
2019-06-07 04:00 | 0 | 0.853
2019-06-07 05:00 | 0 | 0.857
2019-06-07 06:00 | 0.026 | 0.855
2019-06-07 07:00 | 0.487 | 0.679
2019-06-07 08:00 | 0.67 | 0.649
2019-06-07 09:00 | 0.741 | 0.89
2019-06-07 10:00 | 0.766 | 0.82
2019-06-07 11:00 | 0.76 | 0.664
2019-06-07 12:00 | 0.753 | 0.528
2019-06-07 13:00 | 0.743 | 0.457
2019-06-07 14:00 | 0.703 | 0.42
2019-06-07 15:00 | 0.617 | 0.381
2019-06-07 16:00 | 0.432 | 0.353
2019-06-07 17:00 | 0.026 | 0.393
2019-06-07 18:00 | 0 | 0.347
2019-06-07 19:00 | 0 | 0.244
2019-06-07 20:00 | 0 | 0.13
2019-06-07 21:00 | 0 | 0.05
2019-06-07 22:00 | 0 | 0.016
2019-06-07 23:00 | 0 | 0.01
2019-06-08 | 0 | 0.018
2019-06-08 01:00 | 0 | 0.064
2019-06-08 02:00 | 0 | 0.197
2019-06-08 03:00 | 0 | 0.42
2019-06-08 04:00 | 0 | 0.594
2019-06-08 05:00 | 0 | 0.669
2019-06-08 06:00 | 0.02 | 0.68
2019-06-08 07:00 | 0.443 | 0.461
2019-06-08 08:00 | 0.626 | 0.132
2019-06-08 09:00 | 0.705 | 0.21
2019-06-08 10:00 | 0.731 | 0.47
2019-06-08 11:00 | 0.732 | 0.443
2019-06-08 12:00 | 0.724 | 0.428
2019-06-08 13:00 | 0.707 | 0.433
2019-06-08 14:00 | 0.665 | 0.448
2019-06-08 15:00 | 0.573 | 0.47
2019-06-08 16:00 | 0.379 | 0.518
2019-06-08 17:00 | 0.019 | 0.696
2019-06-08 18:00 | 0 | 0.774
2019-06-08 19:00 | 0 | 0.759
2019-06-08 20:00 | 0 | 0.714
2019-06-08 21:00 | 0 | 0.643
2019-06-08 22:00 | 0 | 0.567
2019-06-08 23:00 | 0 | 0.519
2019-06-09 | 0 | 0.477
2019-06-09 01:00 | 0 | 0.488
2019-06-09 02:00 | 0 | 0.504
2019-06-09 03:00 | 0 | 0.578
2019-06-09 04:00 | 0 | 0.58
2019-06-09 05:00 | 0 | 0.51
2019-06-09 06:00 | 0 | 0.426
2019-06-09 07:00 | 0.055 | 0.379
2019-06-09 08:00 | 0.11 | 0.618
2019-06-09 09:00 | 0.199 | 0.701
2019-06-09 10:00 | 0.384 | 0.655
2019-06-09 11:00 | 0.632 | 0.551
2019-06-09 12:00 | 0.692 | 0.449
2019-06-09 13:00 | 0.697 | 0.361
2019-06-09 14:00 | 0.66 | 0.283
2019-06-09 15:00 | 0.581 | 0.205
2019-06-09 16:00 | 0.407 | 0.157
2019-06-09 17:00 | 0.024 | 0.197
2019-06-09 18:00 | 0 | 0.333
2019-06-09 19:00 | 0 | 0.59
2019-06-09 20:00 | 0 | 0.791
2019-06-09 21:00 | 0 | 0.86
2019-06-09 22:00 | 0 | 0.858
2019-06-09 23:00 | 0 | 0.834
2019-06-10 | 0 | 0.803
2019-06-10 01:00 | 0 | 0.771
2019-06-10 02:00 | 0 | 0.737
2019-06-10 03:00 | 0 | 0.707
2019-06-10 04:00 | 0 | 0.686
2019-06-10 05:00 | 0 | 0.674
2019-06-10 06:00 | 0.02 | 0.659
2019-06-10 07:00 | 0.438 | 0.443
2019-06-10 08:00 | 0.653 | 0.227
2019-06-10 09:00 | 0.723 | 0.129
2019-06-10 10:00 | 0.748 | 0.038
2019-06-10 11:00 | 0.747 | 0.014
2019-06-10 12:00 | 0.741 | 0.016
2019-06-10 13:00 | 0.731 | 0.031
2019-06-10 14:00 | 0.691 | 0.057
2019-06-10 15:00 | 0.606 | 0.094
2019-06-10 16:00 | 0.423 | 0.15
2019-06-10 17:00 | 0.025 | 0.316
2019-06-10 18:00 | 0 | 0.512
2019-06-10 19:00 | 0 | 0.648
2019-06-10 20:00 | 0 | 0.694
2019-06-10 21:00 | 0 | 0.683
2019-06-10 22:00 | 0 | 0.652
2019-06-10 23:00 | 0 | 0.615
2019-06-11 | 0 | 0.587
2019-06-11 01:00 | 0 | 0.538
2019-06-11 02:00 | 0 | 0.49
2019-06-11 03:00 | 0 | 0.41
2019-06-11 04:00 | 0 | 0.344
2019-06-11 05:00 | 0 | 0.284
2019-06-11 06:00 | 0.02 | 0.238
2019-06-11 07:00 | 0.451 | 0.115
2019-06-11 08:00 | 0.636 | 0.039
2019-06-11 09:00 | 0.709 | 0.31
2019-06-11 10:00 | 0.738 | 0.473
2019-06-11 11:00 | 0.725 | 0.537
2019-06-11 12:00 | 0.647 | 0.593
2019-06-11 13:00 | 0.581 | 0.619
2019-06-11 14:00 | 0.571 | 0.647
2019-06-11 15:00 | 0.556 | 0.68
2019-06-11 16:00 | 0.364 | 0.672
2019-06-11 17:00 | 0.012 | 0.679
2019-06-11 18:00 | 0 | 0.711
2019-06-11 19:00 | 0 | 0.78
2019-06-11 20:00 | 0 | 0.851
2019-06-11 21:00 | 0 | 0.846
2019-06-11 22:00 | 0 | 0.833
2019-06-11 23:00 | 0 | 0.791
2019-06-12 | 0 | 0.808
2019-06-12 01:00 | 0 | 0.87
2019-06-12 02:00 | 0 | 0.872
2019-06-12 03:00 | 0 | 0.853
2019-06-12 04:00 | 0 | 0.848
2019-06-12 05:00 | 0 | 0.845
2019-06-12 06:00 | 0.024 | 0.841
2019-06-12 07:00 | 0.494 | 0.735
2019-06-12 08:00 | 0.691 | 0.767
2019-06-12 09:00 | 0.761 | 0.873
2019-06-12 10:00 | 0.787 | 0.806
2019-06-12 11:00 | 0.78 | 0.709
2019-06-12 12:00 | 0.775 | 0.614
2019-06-12 13:00 | 0.769 | 0.514
2019-06-12 14:00 | 0.734 | 0.417
2019-06-12 15:00 | 0.657 | 0.36
2019-06-12 16:00 | 0.487 | 0.363
2019-06-12 17:00 | 0.035 | 0.499
2019-06-12 18:00 | 0 | 0.647
2019-06-12 19:00 | 0 | 0.755
2019-06-12 20:00 | 0 | 0.82
2019-06-12 21:00 | 0 | 0.854
2019-06-12 22:00 | 0 | 0.873
2019-06-12 23:00 | 0 | 0.879
2019-06-13 | 0 | 0.869
2019-06-13 01:00 | 0 | 0.866
2019-06-13 02:00 | 0 | 0.865
2019-06-13 03:00 | 0 | 0.868
2019-06-13 04:00 | 0 | 0.866
2019-06-13 05:00 | 0 | 0.844
2019-06-13 06:00 | 0.028 | 0.831
2019-06-13 07:00 | 0.517 | 0.659
2019-06-13 08:00 | 0.697 | 0.383
2019-06-13 09:00 | 0.76 | 0.834
2019-06-13 10:00 | 0.783 | 0.756
2019-06-13 11:00 | 0.776 | 0.58
2019-06-13 12:00 | 0.77 | 0.419
2019-06-13 13:00 | 0.766 | 0.303
2019-06-13 14:00 | 0.733 | 0.245
2019-06-13 15:00 | 0.658 | 0.234
2019-06-13 16:00 | 0.49 | 0.322
2019-06-13 17:00 | 0.035 | 0.555
2019-06-13 18:00 | 0 | 0.752
2019-06-13 19:00 | 0 | 0.861
2019-06-13 20:00 | 0 | 0.906
2019-06-13 21:00 | 0 | 0.923
2019-06-13 22:00 | 0 | 0.926
2019-06-13 23:00 | 0 | 0.925
2019-06-14 | 0 | 0.919
2019-06-14 01:00 | 0 | 0.909
2019-06-14 02:00 | 0 | 0.899
2019-06-14 03:00 | 0 | 0.889
2019-06-14 04:00 | 0 | 0.883
2019-06-14 05:00 | 0 | 0.879
2019-06-14 06:00 | 0.026 | 0.868
2019-06-14 07:00 | 0.505 | 0.75
2019-06-14 08:00 | 0.682 | 0.555
2019-06-14 09:00 | 0.745 | 0.864
2019-06-14 10:00 | 0.768 | 0.749
2019-06-14 11:00 | 0.762 | 0.554
2019-06-14 12:00 | 0.755 | 0.386
2019-06-14 13:00 | 0.747 | 0.275
2019-06-14 14:00 | 0.711 | 0.225
2019-06-14 15:00 | 0.631 | 0.225
2019-06-14 16:00 | 0.457 | 0.326
2019-06-14 17:00 | 0.03 | 0.6
2019-06-14 18:00 | 0 | 0.789
2019-06-14 19:00 | 0 | 0.883
2019-06-14 20:00 | 0 | 0.917
2019-06-14 21:00 | 0 | 0.924
2019-06-14 22:00 | 0 | 0.918
2019-06-14 23:00 | 0 | 0.906
2019-06-15 | 0 | 0.895
2019-06-15 01:00 | 0 | 0.887
2019-06-15 02:00 | 0 | 0.881
2019-06-15 03:00 | 0 | 0.877
2019-06-15 04:00 | 0 | 0.872
2019-06-15 05:00 | 0 | 0.872
2019-06-15 06:00 | 0.025 | 0.877
2019-06-15 07:00 | 0.495 | 0.794
2019-06-15 08:00 | 0.675 | 0.662
2019-06-15 09:00 | 0.742 | 0.926
2019-06-15 10:00 | 0.769 | 0.899
2019-06-15 11:00 | 0.765 | 0.841
2019-06-15 12:00 | 0.759 | 0.777
2019-06-15 13:00 | 0.752 | 0.725
2019-06-15 14:00 | 0.713 | 0.701
2019-06-15 15:00 | 0.633 | 0.708
2019-06-15 16:00 | 0.458 | 0.727
2019-06-15 17:00 | 0.03 | 0.851
2019-06-15 18:00 | 0 | 0.925
2019-06-15 19:00 | 0 | 0.941
2019-06-15 20:00 | 0 | 0.937
2019-06-15 21:00 | 0 | 0.929
2019-06-15 22:00 | 0 | 0.916
2019-06-15 23:00 | 0 | 0.901
2019-06-16 | 0 | 0.892
2019-06-16 01:00 | 0 | 0.883
2019-06-16 02:00 | 0 | 0.866
2019-06-16 03:00 | 0 | 0.859
2019-06-16 04:00 | 0 | 0.849
2019-06-16 05:00 | 0 | 0.849
2019-06-16 06:00 | 0.025 | 0.847
2019-06-16 07:00 | 0.504 | 0.72
2019-06-16 08:00 | 0.69 | 0.605
2019-06-16 09:00 | 0.756 | 0.949
2019-06-16 10:00 | 0.78 | 0.888
2019-06-16 11:00 | 0.773 | 0.756
2019-06-16 12:00 | 0.766 | 0.6
2019-06-16 13:00 | 0.76 | 0.476
2019-06-16 14:00 | 0.724 | 0.402
2019-06-16 15:00 | 0.644 | 0.393
2019-06-16 16:00 | 0.451 | 0.467
2019-06-16 17:00 | 0.029 | 0.65
2019-06-16 18:00 | 0 | 0.8
2019-06-16 19:00 | 0 | 0.892
2019-06-16 20:00 | 0 | 0.923
2019-06-16 21:00 | 0 | 0.926
2019-06-16 22:00 | 0 | 0.916
2019-06-16 23:00 | 0 | 0.902
2019-06-17 | 0 | 0.886
2019-06-17 01:00 | 0 | 0.886
2019-06-17 02:00 | 0 | 0.879
2019-06-17 03:00 | 0 | 0.86
2019-06-17 04:00 | 0 | 0.836
2019-06-17 05:00 | 0 | 0.836
2019-06-17 06:00 | 0.017 | 0.857
2019-06-17 07:00 | 0.487 | 0.757
2019-06-17 08:00 | 0.665 | 0.701
2019-06-17 09:00 | 0.734 | 0.889
2019-06-17 10:00 | 0.757 | 0.863
2019-06-17 11:00 | 0.752 | 0.721
2019-06-17 12:00 | 0.745 | 0.56
2019-06-17 13:00 | 0.737 | 0.457
2019-06-17 14:00 | 0.694 | 0.424
2019-06-17 15:00 | 0.609 | 0.443
2019-06-17 16:00 | 0.426 | 0.525
2019-06-17 17:00 | 0.024 | 0.751
2019-06-17 18:00 | 0 | 0.888
2019-06-17 19:00 | 0 | 0.934
2019-06-17 20:00 | 0 | 0.941
2019-06-17 21:00 | 0 | 0.938
2019-06-17 22:00 | 0 | 0.936
2019-06-17 23:00 | 0 | 0.932
2019-06-18 | 0 | 0.929
2019-06-18 01:00 | 0 | 0.925
2019-06-18 02:00 | 0 | 0.918
2019-06-18 03:00 | 0 | 0.91
2019-06-18 04:00 | 0 | 0.905
2019-06-18 05:00 | 0 | 0.885
2019-06-18 06:00 | 0.019 | 0.871
2019-06-18 07:00 | 0.47 | 0.788
2019-06-18 08:00 | 0.654 | 0.8
2019-06-18 09:00 | 0.727 | 0.827
2019-06-18 10:00 | 0.753 | 0.772
2019-06-18 11:00 | 0.747 | 0.602
2019-06-18 12:00 | 0.737 | 0.329
2019-06-18 13:00 | 0.726 | 0.166
2019-06-18 14:00 | 0.684 | 0.088
2019-06-18 15:00 | 0.597 | 0.05
2019-06-18 16:00 | 0.41 | 0.044
2019-06-18 17:00 | 0.022 | 0.053
2019-06-18 18:00 | 0 | 0.102
2019-06-18 19:00 | 0 | 0.198
2019-06-18 20:00 | 0 | 0.37
2019-06-18 21:00 | 0 | 0.6
2019-06-18 22:00 | 0 | 0.757
2019-06-18 23:00 | 0 | 0.83
2019-06-19 | 0 | 0.848
2019-06-19 01:00 | 0 | 0.834
2019-06-19 02:00 | 0 | 0.808
2019-06-19 03:00 | 0 | 0.778
2019-06-19 04:00 | 0 | 0.753
2019-06-19 05:00 | 0 | 0.734
2019-06-19 06:00 | 0.016 | 0.716
2019-06-19 07:00 | 0.425 | 0.485
2019-06-19 08:00 | 0.595 | 0.224
2019-06-19 09:00 | 0.674 | 0.18
2019-06-19 10:00 | 0.706 | 0.051
2019-06-19 11:00 | 0.709 | 0.022
2019-06-19 12:00 | 0.701 | 0.019
2019-06-19 13:00 | 0.688 | 0.025
2019-06-19 14:00 | 0.644 | 0.033
2019-06-19 15:00 | 0.551 | 0.042
2019-06-19 16:00 | 0.348 | 0.057
2019-06-19 17:00 | 0.014 | 0.104
2019-06-19 18:00 | 0 | 0.163
2019-06-19 19:00 | 0 | 0.242
2019-06-19 20:00 | 0 | 0.289
2019-06-19 21:00 | 0 | 0.251
2019-06-19 22:00 | 0 | 0.204
2019-06-19 23:00 | 0 | 0.176
2019-06-20 | 0 | 0.134
2019-06-20 01:00 | 0 | 0.081
2019-06-20 02:00 | 0 | 0.044
2019-06-20 03:00 | 0 | 0.032
2019-06-20 04:00 | 0 | 0.022
2019-06-20 05:00 | 0 | 0.008
2019-06-20 06:00 | 0.003 | 0.002
2019-06-20 07:00 | 0.181 | 0.002
2019-06-20 08:00 | 0.248 | 0.005
2019-06-20 09:00 | 0.328 | 0.031
2019-06-20 10:00 | 0.436 | 0.045
2019-06-20 11:00 | 0.554 | 0.047
2019-06-20 12:00 | 0.416 | 0.057
2019-06-20 13:00 | 0.219 | 0.111
2019-06-20 14:00 | 0.145 | 0.194
2019-06-20 15:00 | 0.081 | 0.249
2019-06-20 16:00 | 0.033 | 0.262
2019-06-20 17:00 | 0 | 0.301
2019-06-20 18:00 | 0 | 0.28
2019-06-20 19:00 | 0 | 0.225
2019-06-20 20:00 | 0 | 0.19
2019-06-20 21:00 | 0 | 0.19
2019-06-20 22:00 | 0 | 0.247
2019-06-20 23:00 | 0 | 0.376
2019-06-21 | 0 | 0.49
2019-06-21 01:00 | 0 | 0.541
2019-06-21 02:00 | 0 | 0.613
2019-06-21 03:00 | 0 | 0.712
2019-06-21 04:00 | 0 | 0.802
2019-06-21 05:00 | 0 | 0.819
2019-06-21 06:00 | 0 | 0.811
2019-06-21 07:00 | 0.052 | 0.659
2019-06-21 08:00 | 0.115 | 0.607
2019-06-21 09:00 | 0.197 | 0.796
2019-06-21 10:00 | 0.275 | 0.759
2019-06-21 11:00 | 0.339 | 0.615
2019-06-21 12:00 | 0.343 | 0.43
2019-06-21 13:00 | 0.267 | 0.26
2019-06-21 14:00 | 0.202 | 0.172
2019-06-21 15:00 | 0.15 | 0.107
2019-06-21 16:00 | 0.074 | 0.033
2019-06-21 17:00 | 0 | 0.006
2019-06-21 18:00 | 0 | 0.007
2019-06-21 19:00 | 0 | 0.02
2019-06-21 20:00 | 0 | 0.06
2019-06-21 21:00 | 0 | 0.149
2019-06-21 22:00 | 0 | 0.317
2019-06-21 23:00 | 0 | 0.531
2019-06-22 | 0 | 0.671
2019-06-22 01:00 | 0 | 0.767
2019-06-22 02:00 | 0 | 0.829
2019-06-22 03:00 | 0 | 0.832
2019-06-22 04:00 | 0 | 0.798
2019-06-22 05:00 | 0 | 0.787
2019-06-22 06:00 | 0.005 | 0.793
2019-06-22 07:00 | 0.236 | 0.65
2019-06-22 08:00 | 0.487 | 0.778
2019-06-22 09:00 | 0.607 | 0.889
2019-06-22 10:00 | 0.688 | 0.811
2019-06-22 11:00 | 0.716 | 0.687
2019-06-22 12:00 | 0.711 | 0.544
2019-06-22 13:00 | 0.698 | 0.401
2019-06-22 14:00 | 0.653 | 0.301
2019-06-22 15:00 | 0.561 | 0.259
2019-06-22 16:00 | 0.368 | 0.27
2019-06-22 17:00 | 0.017 | 0.36
2019-06-22 18:00 | 0 | 0.396
2019-06-22 19:00 | 0 | 0.376
2019-06-22 20:00 | 0 | 0.316
2019-06-22 21:00 | 0 | 0.274
2019-06-22 22:00 | 0 | 0.302
2019-06-22 23:00 | 0 | 0.403
2019-06-23 | 0 | 0.52
2019-06-23 01:00 | 0 | 0.631
2019-06-23 02:00 | 0 | 0.716
2019-06-23 03:00 | 0 | 0.762
2019-06-23 04:00 | 0 | 0.77
2019-06-23 05:00 | 0 | 0.765
2019-06-23 06:00 | 0.014 | 0.772
2019-06-23 07:00 | 0.425 | 0.58
2019-06-23 08:00 | 0.619 | 0.304
2019-06-23 09:00 | 0.694 | 0.772
2019-06-23 10:00 | 0.724 | 0.634
2019-06-23 11:00 | 0.725 | 0.425
2019-06-23 12:00 | 0.719 | 0.283
2019-06-23 13:00 | 0.707 | 0.205
2019-06-23 14:00 | 0.665 | 0.168
2019-06-23 15:00 | 0.577 | 0.15
2019-06-23 16:00 | 0.387 | 0.196
2019-06-23 17:00 | 0.019 | 0.323
2019-06-23 18:00 | 0 | 0.375
2019-06-23 19:00 | 0 | 0.334
2019-06-23 20:00 | 0 | 0.239
2019-06-23 21:00 | 0 | 0.159
2019-06-23 22:00 | 0 | 0.148
2019-06-23 23:00 | 0 | 0.214
2019-06-24 | 0 | 0.335
2019-06-24 01:00 | 0 | 0.475
2019-06-24 02:00 | 0 | 0.584
2019-06-24 03:00 | 0 | 0.647
2019-06-24 04:00 | 0 | 0.682
2019-06-24 05:00 | 0 | 0.726
2019-06-24 06:00 | 0.014 | 0.773
2019-06-24 07:00 | 0.426 | 0.624
2019-06-24 08:00 | 0.615 | 0.251
2019-06-24 09:00 | 0.689 | 0.254
2019-06-24 10:00 | 0.716 | 0.199
2019-06-24 11:00 | 0.718 | 0.119
2019-06-24 12:00 | 0.711 | 0.075
2019-06-24 13:00 | 0.699 | 0.053
2019-06-24 14:00 | 0.655 | 0.04
2019-06-24 15:00 | 0.566 | 0.029
2019-06-24 16:00 | 0.376 | 0.038
2019-06-24 17:00 | 0.018 | 0.075
2019-06-24 18:00 | 0 | 0.124
2019-06-24 19:00 | 0 | 0.144
2019-06-24 20:00 | 0 | 0.132
2019-06-24 21:00 | 0 | 0.082
2019-06-24 22:00 | 0 | 0.036
2019-06-24 23:00 | 0 | 0.013
2019-06-25 | 0 | 0.021
2019-06-25 01:00 | 0 | 0.043
2019-06-25 02:00 | 0 | 0.088
2019-06-25 03:00 | 0 | 0.165
2019-06-25 04:00 | 0 | 0.28
2019-06-25 05:00 | 0 | 0.461
2019-06-25 06:00 | 0.015 | 0.636
2019-06-25 07:00 | 0.43 | 0.602
2019-06-25 08:00 | 0.617 | 0.261
2019-06-25 09:00 | 0.692 | 0.462
2019-06-25 10:00 | 0.72 | 0.564
2019-06-25 11:00 | 0.721 | 0.448
2019-06-25 12:00 | 0.714 | 0.331
2019-06-25 13:00 | 0.703 | 0.225
2019-06-25 14:00 | 0.661 | 0.159
2019-06-25 15:00 | 0.572 | 0.121
2019-06-25 16:00 | 0.388 | 0.131
2019-06-25 17:00 | 0.02 | 0.145
2019-06-25 18:00 | 0 | 0.161
2019-06-25 19:00 | 0 | 0.165
2019-06-25 20:00 | 0 | 0.154
2019-06-25 21:00 | 0 | 0.153
2019-06-25 22:00 | 0 | 0.213
2019-06-25 23:00 | 0 | 0.347
2019-06-26 | 0 | 0.496
2019-06-26 01:00 | 0 | 0.608
2019-06-26 02:00 | 0 | 0.681
2019-06-26 03:00 | 0 | 0.738
2019-06-26 04:00 | 0 | 0.777
2019-06-26 05:00 | 0 | 0.798
2019-06-26 06:00 | 0.018 | 0.806
2019-06-26 07:00 | 0.453 | 0.63
2019-06-26 08:00 | 0.633 | 0.235
2019-06-26 09:00 | 0.701 | 0.629
2019-06-26 10:00 | 0.726 | 0.689
2019-06-26 11:00 | 0.725 | 0.491
2019-06-26 12:00 | 0.718 | 0.337
2019-06-26 13:00 | 0.708 | 0.233
2019-06-26 14:00 | 0.667 | 0.176
2019-06-26 15:00 | 0.581 | 0.151
2019-06-26 16:00 | 0.397 | 0.213
2019-06-26 17:00 | 0.022 | 0.443
2019-06-26 18:00 | 0 | 0.609
2019-06-26 19:00 | 0 | 0.634
2019-06-26 20:00 | 0 | 0.546
2019-06-26 21:00 | 0 | 0.388
2019-06-26 22:00 | 0 | 0.242
2019-06-26 23:00 | 0 | 0.14
2019-06-27 | 0 | 0.089
2019-06-27 01:00 | 0 | 0.091
2019-06-27 02:00 | 0 | 0.14
2019-06-27 03:00 | 0 | 0.216
2019-06-27 04:00 | 0 | 0.284
2019-06-27 05:00 | 0 | 0.33
2019-06-27 06:00 | 0.018 | 0.385
2019-06-27 07:00 | 0.454 | 0.33
2019-06-27 08:00 | 0.629 | 0.103
2019-06-27 09:00 | 0.697 | 0.083
2019-06-27 10:00 | 0.72 | 0.123
2019-06-27 11:00 | 0.717 | 0.13
2019-06-27 12:00 | 0.712 | 0.125
2019-06-27 13:00 | 0.7 | 0.132
2019-06-27 14:00 | 0.655 | 0.157
2019-06-27 15:00 | 0.563 | 0.189
2019-06-27 16:00 | 0.371 | 0.276
2019-06-27 17:00 | 0.018 | 0.547
2019-06-27 18:00 | 0 | 0.735
2019-06-27 19:00 | 0 | 0.778
2019-06-27 20:00 | 0 | 0.74
2019-06-27 21:00 | 0 | 0.669
2019-06-27 22:00 | 0 | 0.613
2019-06-27 23:00 | 0 | 0.587
2019-06-28 | 0 | 0.57
2019-06-28 01:00 | 0 | 0.559
2019-06-28 02:00 | 0 | 0.567
2019-06-28 03:00 | 0 | 0.606
2019-06-28 04:00 | 0 | 0.675
2019-06-28 05:00 | 0 | 0.758
2019-06-28 06:00 | 0.013 | 0.801
2019-06-28 07:00 | 0.416 | 0.637
2019-06-28 08:00 | 0.606 | 0.561
2019-06-28 09:00 | 0.686 | 0.498
2019-06-28 10:00 | 0.719 | 0.204
2019-06-28 11:00 | 0.722 | 0.08
2019-06-28 12:00 | 0.714 | 0.047
2019-06-28 13:00 | 0.701 | 0.042
2019-06-28 14:00 | 0.658 | 0.053
2019-06-28 15:00 | 0.567 | 0.084
2019-06-28 16:00 | 0.374 | 0.188
2019-06-28 17:00 | 0.019 | 0.547
2019-06-28 18:00 | 0 | 0.827
2019-06-28 19:00 | 0 | 0.908
2019-06-28 20:00 | 0 | 0.93
2019-06-28 21:00 | 0 | 0.943
2019-06-28 22:00 | 0 | 0.949
2019-06-28 23:00 | 0 | 0.952
2019-06-29 | 0 | 0.955
2019-06-29 01:00 | 0 | 0.941
2019-06-29 02:00 | 0 | 0.957
2019-06-29 03:00 | 0 | 0.959
2019-06-29 04:00 | 0 | 0.96
2019-06-29 05:00 | 0 | 0.963
2019-06-29 06:00 | 0.02 | 0.965
2019-06-29 07:00 | 0.476 | 0.964
2019-06-29 08:00 | 0.66 | 0.964
2019-06-29 09:00 | 0.734 | 0.959
2019-06-29 10:00 | 0.761 | 0.923
2019-06-29 11:00 | 0.757 | 0.824
2019-06-29 12:00 | 0.746 | 0.636
2019-06-29 13:00 | 0.735 | 0.412
2019-06-29 14:00 | 0.694 | 0.286
2019-06-29 15:00 | 0.608 | 0.255
2019-06-29 16:00 | 0.42 | 0.302
2019-06-29 17:00 | 0.026 | 0.518
2019-06-29 18:00 | 0 | 0.72
2019-06-29 19:00 | 0 | 0.844
2019-06-29 20:00 | 0 | 0.893
2019-06-29 21:00 | 0 | 0.895
2019-06-29 22:00 | 0 | 0.88
2019-06-29 23:00 | 0 | 0.862
2019-06-30 | 0 | 0.847
2019-06-30 01:00 | 0 | 0.837
2019-06-30 02:00 | 0 | 0.832
2019-06-30 03:00 | 0 | 0.834
2019-06-30 04:00 | 0 | 0.834
2019-06-30 05:00 | 0 | 0.837
2019-06-30 06:00 | 0.024 | 0.827
2019-06-30 07:00 | 0.507 | 0.645
2019-06-30 08:00 | 0.677 | 0.36
2019-06-30 09:00 | 0.738 | 0.374
2019-06-30 10:00 | 0.759 | 0.129
2019-06-30 11:00 | 0.755 | 0.036
2019-06-30 12:00 | 0.746 | 0.006
2019-06-30 13:00 | 0.736 | 0
2019-06-30 14:00 | 0.696 | 0
2019-06-30 15:00 | 0.61 | 0
2019-06-30 16:00 | 0.424 | 0.007
2019-06-30 17:00 | 0.029 | 0.076
2019-06-30 18:00 | 0 | 0.275
2019-06-30 19:00 | 0 | 0.548
2019-06-30 20:00 | 0 | 0.715
2019-06-30 21:00 | 0 | 0.777
2019-06-30 22:00 | 0 | 0.804
2019-06-30 23:00 | 0 | 0.836
2019-07-01 | 0 | 0.858
2019-07-01 01:00 | 0 | 0.862
2019-07-01 02:00 | 0 | 0.86
2019-07-01 03:00 | 0 | 0.862
2019-07-01 04:00 | 0 | 0.865
2019-07-01 05:00 | 0 | 0.868
2019-07-01 06:00 | 0.025 | 0.868
2019-07-01 07:00 | 0.509 | 0.711
2019-07-01 08:00 | 0.668 | 0.325
2019-07-01 09:00 | 0.729 | 0.187
2019-07-01 10:00 | 0.75 | 0.045
2019-07-01 11:00 | 0.749 | 0.006
2019-07-01 12:00 | 0.741 | 0
2019-07-01 13:00 | 0.733 | 0
2019-07-01 14:00 | 0.692 | 0.001
2019-07-01 15:00 | 0.606 | 0.003
2019-07-01 16:00 | 0.416 | 0.015
2019-07-01 17:00 | 0.026 | 0.039
2019-07-01 18:00 | 0 | 0.085
2019-07-01 19:00 | 0 | 0.187
2019-07-01 20:00 | 0 | 0.372
2019-07-01 21:00 | 0 | 0.593
2019-07-01 22:00 | 0 | 0.753
2019-07-01 23:00 | 0 | 0.839
2019-07-02 | 0 | 0.876
2019-07-02 01:00 | 0 | 0.885
2019-07-02 02:00 | 0 | 0.886
2019-07-02 03:00 | 0 | 0.884
2019-07-02 04:00 | 0 | 0.879
2019-07-02 05:00 | 0 | 0.867
2019-07-02 06:00 | 0.023 | 0.855
2019-07-02 07:00 | 0.494 | 0.674
2019-07-02 08:00 | 0.661 | 0.347
2019-07-02 09:00 | 0.723 | 0.402
2019-07-02 10:00 | 0.744 | 0.246
2019-07-02 11:00 | 0.74 | 0.074
2019-07-02 12:00 | 0.732 | 0.023
2019-07-02 13:00 | 0.721 | 0.008
2019-07-02 14:00 | 0.681 | 0.005
2019-07-02 15:00 | 0.595 | 0.004
2019-07-02 16:00 | 0.407 | 0.012
2019-07-02 17:00 | 0.026 | 0.04
2019-07-02 18:00 | 0 | 0.116
2019-07-02 19:00 | 0 | 0.28
2019-07-02 20:00 | 0 | 0.508
2019-07-02 21:00 | 0 | 0.686
2019-07-02 22:00 | 0 | 0.78
2019-07-02 23:00 | 0 | 0.826
2019-07-03 | 0 | 0.845
2019-07-03 01:00 | 0 | 0.845
2019-07-03 02:00 | 0 | 0.839
2019-07-03 03:00 | 0 | 0.834
2019-07-03 04:00 | 0 | 0.834
2019-07-03 05:00 | 0 | 0.834
2019-07-03 06:00 | 0.021 | 0.826
2019-07-03 07:00 | 0.471 | 0.626
2019-07-03 08:00 | 0.641 | 0.314
2019-07-03 09:00 | 0.705 | 0.567
2019-07-03 10:00 | 0.729 | 0.452
2019-07-03 11:00 | 0.728 | 0.27
2019-07-03 12:00 | 0.72 | 0.173
2019-07-03 13:00 | 0.708 | 0.118
2019-07-03 14:00 | 0.664 | 0.088
2019-07-03 15:00 | 0.573 | 0.069
2019-07-03 16:00 | 0.38 | 0.069
2019-07-03 17:00 | 0.022 | 0.083
2019-07-03 18:00 | 0 | 0.107
2019-07-03 19:00 | 0 | 0.161
2019-07-03 20:00 | 0 | 0.245
2019-07-03 21:00 | 0 | 0.351
2019-07-03 22:00 | 0 | 0.448
2019-07-03 23:00 | 0 | 0.536
2019-07-04 | 0 | 0.615
2019-07-04 01:00 | 0 | 0.691
2019-07-04 02:00 | 0 | 0.759
2019-07-04 03:00 | 0 | 0.81
2019-07-04 04:00 | 0 | 0.836
2019-07-04 05:00 | 0 | 0.836
2019-07-04 06:00 | 0.021 | 0.822
2019-07-04 07:00 | 0.481 | 0.624
2019-07-04 08:00 | 0.652 | 0.328
2019-07-04 09:00 | 0.716 | 0.299
2019-07-04 10:00 | 0.734 | 0.157
2019-07-04 11:00 | 0.731 | 0.102
2019-07-04 12:00 | 0.722 | 0.088
2019-07-04 13:00 | 0.71 | 0.088
2019-07-04 14:00 | 0.665 | 0.105
2019-07-04 15:00 | 0.572 | 0.141
2019-07-04 16:00 | 0.372 | 0.221
2019-07-04 17:00 | 0.02 | 0.417
2019-07-04 18:00 | 0 | 0.613
2019-07-04 19:00 | 0 | 0.708
2019-07-04 20:00 | 0 | 0.712
2019-07-04 21:00 | 0 | 0.634
2019-07-04 22:00 | 0 | 0.503
2019-07-04 23:00 | 0 | 0.396
2019-07-05 | 0 | 0.322
2019-07-05 01:00 | 0 | 0.274
2019-07-05 02:00 | 0 | 0.242
2019-07-05 03:00 | 0 | 0.213
2019-07-05 04:00 | 0 | 0.161
2019-07-05 05:00 | 0 | 0.096
2019-07-05 06:00 | 0.01 | 0.043
2019-07-05 07:00 | 0.389 | 0.008
2019-07-05 08:00 | 0.595 | 0
2019-07-05 09:00 | 0.67 | 0.035
2019-07-05 10:00 | 0.7 | 0.101
2019-07-05 11:00 | 0.707 | 0.176
2019-07-05 12:00 | 0.697 | 0.251
2019-07-05 13:00 | 0.674 | 0.317
2019-07-05 14:00 | 0.593 | 0.38
2019-07-05 15:00 | 0.441 | 0.446
2019-07-05 16:00 | 0.275 | 0.515
2019-07-05 17:00 | 0.01 | 0.662
2019-07-05 18:00 | 0 | 0.73
2019-07-05 19:00 | 0 | 0.646
2019-07-05 20:00 | 0 | 0.492
2019-07-05 21:00 | 0 | 0.325
2019-07-05 22:00 | 0 | 0.223
2019-07-05 23:00 | 0 | 0.199
2019-07-06 | 0 | 0.21
2019-07-06 01:00 | 0 | 0.257
2019-07-06 02:00 | 0 | 0.31
2019-07-06 03:00 | 0 | 0.38
2019-07-06 04:00 | 0 | 0.421
2019-07-06 05:00 | 0 | 0.39
2019-07-06 06:00 | 0.006 | 0.404
2019-07-06 07:00 | 0.304 | 0.308
2019-07-06 08:00 | 0.566 | 0.216
2019-07-06 09:00 | 0.674 | 0.12
2019-07-06 10:00 | 0.71 | 0.045
2019-07-06 11:00 | 0.715 | 0.023
2019-07-06 12:00 | 0.706 | 0.018
2019-07-06 13:00 | 0.682 | 0.012
2019-07-06 14:00 | 0.595 | 0.007
2019-07-06 15:00 | 0.423 | 0.004
2019-07-06 16:00 | 0.169 | 0.001
2019-07-06 17:00 | 0.006 | 0.002
2019-07-06 18:00 | 0 | 0.014
2019-07-06 19:00 | 0 | 0.049
2019-07-06 20:00 | 0 | 0.098
2019-07-06 21:00 | 0 | 0.137
2019-07-06 22:00 | 0 | 0.161
2019-07-06 23:00 | 0 | 0.174
2019-07-07 | 0 | 0.235
2019-07-07 01:00 | 0 | 0.354
2019-07-07 02:00 | 0 | 0.479
2019-07-07 03:00 | 0 | 0.58
2019-07-07 04:00 | 0 | 0.665
2019-07-07 05:00 | 0 | 0.737
2019-07-07 06:00 | 0.018 | 0.777
2019-07-07 07:00 | 0.435 | 0.685
2019-07-07 08:00 | 0.624 | 0.622
2019-07-07 09:00 | 0.695 | 0.68
2019-07-07 10:00 | 0.723 | 0.596
2019-07-07 11:00 | 0.723 | 0.457
2019-07-07 12:00 | 0.714 | 0.345
2019-07-07 13:00 | 0.701 | 0.267
2019-07-07 14:00 | 0.657 | 0.209
2019-07-07 15:00 | 0.565 | 0.168
2019-07-07 16:00 | 0.373 | 0.154
2019-07-07 17:00 | 0.024 | 0.19
2019-07-07 18:00 | 0 | 0.236
2019-07-07 19:00 | 0 | 0.315
2019-07-07 20:00 | 0 | 0.417
2019-07-07 21:00 | 0 | 0.513
2019-07-07 22:00 | 0 | 0.597
2019-07-07 23:00 | 0 | 0.669
2019-07-08 | 0 | 0.729
2019-07-08 01:00 | 0 | 0.764
2019-07-08 02:00 | 0 | 0.776
2019-07-08 03:00 | 0 | 0.783
2019-07-08 04:00 | 0 | 0.79
2019-07-08 05:00 | 0 | 0.794
2019-07-08 06:00 | 0.025 | 0.789
2019-07-08 07:00 | 0.492 | 0.59
2019-07-08 08:00 | 0.66 | 0.348
2019-07-08 09:00 | 0.722 | 0.328
2019-07-08 10:00 | 0.737 | 0.365
2019-07-08 11:00 | 0.732 | 0.249
2019-07-08 12:00 | 0.724 | 0.157
2019-07-08 13:00 | 0.713 | 0.104
2019-07-08 14:00 | 0.671 | 0.073
2019-07-08 15:00 | 0.582 | 0.057
2019-07-08 16:00 | 0.391 | 0.063
2019-07-08 17:00 | 0.027 | 0.075
2019-07-08 18:00 | 0 | 0.085
2019-07-08 19:00 | 0 | 0.1
2019-07-08 20:00 | 0 | 0.114
2019-07-08 21:00 | 0 | 0.133
2019-07-08 22:00 | 0 | 0.175
2019-07-08 23:00 | 0 | 0.25
2019-07-09 | 0 | 0.352
2019-07-09 01:00 | 0 | 0.463
2019-07-09 02:00 | 0 | 0.567
2019-07-09 03:00 | 0 | 0.657
2019-07-09 04:00 | 0 | 0.718
2019-07-09 05:00 | 0 | 0.738
2019-07-09 06:00 | 0.025 | 0.744
2019-07-09 07:00 | 0.485 | 0.541
2019-07-09 08:00 | 0.65 | 0.26
2019-07-09 09:00 | 0.713 | 0.253
2019-07-09 10:00 | 0.732 | 0.225
2019-07-09 11:00 | 0.731 | 0.133
2019-07-09 12:00 | 0.722 | 0.078
2019-07-09 13:00 | 0.709 | 0.046
2019-07-09 14:00 | 0.668 | 0.032
2019-07-09 15:00 | 0.581 | 0.03
2019-07-09 16:00 | 0.39 | 0.042
2019-07-09 17:00 | 0.028 | 0.067
2019-07-09 18:00 | 0 | 0.101
2019-07-09 19:00 | 0 | 0.148
2019-07-09 20:00 | 0 | 0.213
2019-07-09 21:00 | 0 | 0.282
2019-07-09 22:00 | 0 | 0.365
2019-07-09 23:00 | 0 | 0.461
2019-07-10 | 0 | 0.558
2019-07-10 01:00 | 0 | 0.619
2019-07-10 02:00 | 0 | 0.651
2019-07-10 03:00 | 0 | 0.695
2019-07-10 04:00 | 0 | 0.723
2019-07-10 05:00 | 0 | 0.724
2019-07-10 06:00 | 0.009 | 0.726
2019-07-10 07:00 | 0.374 | 0.525
2019-07-10 08:00 | 0.624 | 0.228
2019-07-10 09:00 | 0.699 | 0.48
2019-07-10 10:00 | 0.726 | 0.528
2019-07-10 11:00 | 0.726 | 0.435
2019-07-10 12:00 | 0.714 | 0.35
2019-07-10 13:00 | 0.694 | 0.28
2019-07-10 14:00 | 0.646 | 0.264
2019-07-10 15:00 | 0.499 | 0.297
2019-07-10 16:00 | 0.294 | 0.336
2019-07-10 17:00 | 0.02 | 0.42
2019-07-10 18:00 | 0 | 0.575
2019-07-10 19:00 | 0 | 0.755
2019-07-10 20:00 | 0 | 0.828
2019-07-10 21:00 | 0 | 0.862
2019-07-10 22:00 | 0 | 0.881
2019-07-10 23:00 | 0 | 0.877
2019-07-11 | 0 | 0.867
2019-07-11 01:00 | 0 | 0.844
2019-07-11 02:00 | 0 | 0.819
2019-07-11 03:00 | 0 | 0.797
2019-07-11 04:00 | 0 | 0.778
2019-07-11 05:00 | 0 | 0.772
2019-07-11 06:00 | 0.003 | 0.775
2019-07-11 07:00 | 0.122 | 0.691
2019-07-11 08:00 | 0.156 | 0.622
2019-07-11 09:00 | 0.215 | 0.674
2019-07-11 10:00 | 0.266 | 0.757
2019-07-11 11:00 | 0.292 | 0.737
2019-07-11 12:00 | 0.225 | 0.68
2019-07-11 13:00 | 0.149 | 0.611
2019-07-11 14:00 | 0.088 | 0.547
2019-07-11 15:00 | 0.045 | 0.473
2019-07-11 16:00 | 0.016 | 0.583
2019-07-11 17:00 | 0 | 0.74
2019-07-11 18:00 | 0 | 0.81
2019-07-11 19:00 | 0 | 0.837
2019-07-11 20:00 | 0 | 0.847
2019-07-11 21:00 | 0 | 0.843
2019-07-11 22:00 | 0 | 0.835
2019-07-11 23:00 | 0 | 0.827
2019-07-12 | 0 | 0.812
2019-07-12 01:00 | 0 | 0.812
2019-07-12 02:00 | 0 | 0.825
2019-07-12 03:00 | 0 | 0.832
2019-07-12 04:00 | 0 | 0.829
2019-07-12 05:00 | 0 | 0.808
2019-07-12 06:00 | 0.004 | 0.792
2019-07-12 07:00 | 0.185 | 0.634
2019-07-12 08:00 | 0.541 | 0.507
2019-07-12 09:00 | 0.67 | 0.879
2019-07-12 10:00 | 0.73 | 0.814
2019-07-12 11:00 | 0.741 | 0.697
2019-07-12 12:00 | 0.732 | 0.622
2019-07-12 13:00 | 0.722 | 0.593
2019-07-12 14:00 | 0.681 | 0.6
2019-07-12 15:00 | 0.595 | 0.624
2019-07-12 16:00 | 0.407 | 0.636
2019-07-12 17:00 | 0.034 | 0.727
2019-07-12 18:00 | 0 | 0.807
2019-07-12 19:00 | 0 | 0.866
2019-07-12 20:00 | 0 | 0.897
2019-07-12 21:00 | 0 | 0.907
2019-07-12 22:00 | 0 | 0.903
2019-07-12 23:00 | 0 | 0.891
2019-07-13 | 0 | 0.891
2019-07-13 01:00 | 0 | 0.894
2019-07-13 02:00 | 0 | 0.895
2019-07-13 03:00 | 0 | 0.9
2019-07-13 04:00 | 0 | 0.905
2019-07-13 05:00 | 0 | 0.914
2019-07-13 06:00 | 0.031 | 0.921
2019-07-13 07:00 | 0.51 | 0.873
2019-07-13 08:00 | 0.669 | 0.958
2019-07-13 09:00 | 0.731 | 0.964
2019-07-13 10:00 | 0.752 | 0.965
2019-07-13 11:00 | 0.747 | 0.956
2019-07-13 12:00 | 0.737 | 0.935
2019-07-13 13:00 | 0.727 | 0.916
2019-07-13 14:00 | 0.687 | 0.904
2019-07-13 15:00 | 0.601 | 0.894
2019-07-13 16:00 | 0.412 | 0.868
2019-07-13 17:00 | 0.036 | 0.887
2019-07-13 18:00 | 0 | 0.931
2019-07-13 19:00 | 0 | 0.949
2019-07-13 20:00 | 0 | 0.947
2019-07-13 21:00 | 0 | 0.942
2019-07-13 22:00 | 0 | 0.934
2019-07-13 23:00 | 0 | 0.933
2019-07-14 | 0 | 0.93
2019-07-14 01:00 | 0 | 0.931
2019-07-14 02:00 | 0 | 0.934
2019-07-14 03:00 | 0 | 0.938
2019-07-14 04:00 | 0 | 0.939
2019-07-14 05:00 | 0 | 0.938
2019-07-14 06:00 | 0.035 | 0.935
2019-07-14 07:00 | 0.529 | 0.91
2019-07-14 08:00 | 0.684 | 0.965
2019-07-14 09:00 | 0.745 | 0.964
2019-07-14 10:00 | 0.766 | 0.958
2019-07-14 11:00 | 0.758 | 0.923
2019-07-14 12:00 | 0.745 | 0.848
2019-07-14 13:00 | 0.734 | 0.733
2019-07-14 14:00 | 0.692 | 0.651
2019-07-14 15:00 | 0.604 | 0.651
2019-07-14 16:00 | 0.414 | 0.689
2019-07-14 17:00 | 0.037 | 0.803
2019-07-14 18:00 | 0 | 0.901
2019-07-14 19:00 | 0 | 0.936
2019-07-14 20:00 | 0 | 0.93
2019-07-14 21:00 | 0 | 0.92
2019-07-14 22:00 | 0 | 0.909
2019-07-14 23:00 | 0 | 0.906
2019-07-15 | 0 | 0.904
2019-07-15 01:00 | 0 | 0.903
2019-07-15 02:00 | 0 | 0.9
2019-07-15 03:00 | 0 | 0.896
2019-07-15 04:00 | 0 | 0.896
2019-07-15 05:00 | 0 | 0.895
2019-07-15 06:00 | 0.038 | 0.892
2019-07-15 07:00 | 0.549 | 0.802
2019-07-15 08:00 | 0.706 | 0.923
2019-07-15 09:00 | 0.764 | 0.941
2019-07-15 10:00 | 0.783 | 0.912
2019-07-15 11:00 | 0.775 | 0.847
2019-07-15 12:00 | 0.763 | 0.77
2019-07-15 13:00 | 0.754 | 0.713
2019-07-15 14:00 | 0.717 | 0.687
2019-07-15 15:00 | 0.634 | 0.68
2019-07-15 16:00 | 0.449 | 0.676
2019-07-15 17:00 | 0.045 | 0.77
2019-07-15 18:00 | 0 | 0.862
2019-07-15 19:00 | 0 | 0.912
2019-07-15 20:00 | 0 | 0.922
2019-07-15 21:00 | 0 | 0.916
2019-07-15 22:00 | 0 | 0.907
2019-07-15 23:00 | 0 | 0.897
2019-07-16 | 0 | 0.877
2019-07-16 01:00 | 0 | 0.871
2019-07-16 02:00 | 0 | 0.871
2019-07-16 03:00 | 0 | 0.875
2019-07-16 04:00 | 0 | 0.877
2019-07-16 05:00 | 0 | 0.871
2019-07-16 06:00 | 0.041 | 0.86
2019-07-16 07:00 | 0.563 | 0.713
2019-07-16 08:00 | 0.716 | 0.666
2019-07-16 09:00 | 0.77 | 0.874
2019-07-16 10:00 | 0.786 | 0.866
2019-07-16 11:00 | 0.777 | 0.812
2019-07-16 12:00 | 0.764 | 0.733
2019-07-16 13:00 | 0.755 | 0.668
2019-07-16 14:00 | 0.717 | 0.642
2019-07-16 15:00 | 0.635 | 0.649
2019-07-16 16:00 | 0.451 | 0.658
2019-07-16 17:00 | 0.05 | 0.774
2019-07-16 18:00 | 0 | 0.871
2019-07-16 19:00 | 0 | 0.921
2019-07-16 20:00 | 0 | 0.937
2019-07-16 21:00 | 0 | 0.923
2019-07-16 22:00 | 0 | 0.911
2019-07-16 23:00 | 0 | 0.901
2019-07-17 | 0 | 0.904
2019-07-17 01:00 | 0 | 0.903
2019-07-17 02:00 | 0 | 0.897
2019-07-17 03:00 | 0 | 0.888
2019-07-17 04:00 | 0 | 0.879
2019-07-17 05:00 | 0 | 0.865
2019-07-17 06:00 | 0.048 | 0.847
2019-07-17 07:00 | 0.585 | 0.671
2019-07-17 08:00 | 0.729 | 0.59
2019-07-17 09:00 | 0.779 | 0.906
2019-07-17 10:00 | 0.793 | 0.852
2019-07-17 11:00 | 0.781 | 0.739
2019-07-17 12:00 | 0.766 | 0.671
2019-07-17 13:00 | 0.758 | 0.646
2019-07-17 14:00 | 0.72 | 0.618
2019-07-17 15:00 | 0.639 | 0.583
2019-07-17 16:00 | 0.46 | 0.543
2019-07-17 17:00 | 0.053 | 0.634
2019-07-17 18:00 | 0 | 0.736
2019-07-17 19:00 | 0 | 0.827
2019-07-17 20:00 | 0 | 0.885
2019-07-17 21:00 | 0 | 0.912
2019-07-17 22:00 | 0 | 0.922
2019-07-17 23:00 | 0 | 0.915
2019-07-18 | 0 | 0.908
2019-07-18 01:00 | 0 | 0.897
2019-07-18 02:00 | 0 | 0.884
2019-07-18 03:00 | 0 | 0.871
2019-07-18 04:00 | 0 | 0.858
2019-07-18 05:00 | 0 | 0.855
2019-07-18 06:00 | 0.048 | 0.851
2019-07-18 07:00 | 0.573 | 0.657
2019-07-18 08:00 | 0.713 | 0.348
2019-07-18 09:00 | 0.761 | 0.519
2019-07-18 10:00 | 0.773 | 0.512
2019-07-18 11:00 | 0.763 | 0.335
2019-07-18 12:00 | 0.75 | 0.217
2019-07-18 13:00 | 0.738 | 0.141
2019-07-18 14:00 | 0.697 | 0.092
2019-07-18 15:00 | 0.611 | 0.061
2019-07-18 16:00 | 0.424 | 0.062
2019-07-18 17:00 | 0.044 | 0.085
2019-07-18 18:00 | 0 | 0.162
2019-07-18 19:00 | 0 | 0.344
2019-07-18 20:00 | 0 | 0.59
2019-07-18 21:00 | 0 | 0.762
2019-07-18 22:00 | 0 | 0.837
2019-07-18 23:00 | 0 | 0.866
2019-07-19 | 0 | 0.874
2019-07-19 01:00 | 0 | 0.871
2019-07-19 02:00 | 0 | 0.86
2019-07-19 03:00 | 0 | 0.847
2019-07-19 04:00 | 0 | 0.837
2019-07-19 05:00 | 0 | 0.838
2019-07-19 06:00 | 0.028 | 0.828
2019-07-19 07:00 | 0.304 | 0.62
2019-07-19 08:00 | 0.46 | 0.304
2019-07-19 09:00 | 0.594 | 0.312
2019-07-19 10:00 | 0.654 | 0.216
2019-07-19 11:00 | 0.688 | 0.079
2019-07-19 12:00 | 0.715 | 0.027
2019-07-19 13:00 | 0.703 | 0.012
2019-07-19 14:00 | 0.655 | 0.015
2019-07-19 15:00 | 0.552 | 0.034
2019-07-19 16:00 | 0.351 | 0.088
2019-07-19 17:00 | 0.031 | 0.244
2019-07-19 18:00 | 0 | 0.504
2019-07-19 19:00 | 0 | 0.723
2019-07-19 20:00 | 0 | 0.794
2019-07-19 21:00 | 0 | 0.772
2019-07-19 22:00 | 0 | 0.709
2019-07-19 23:00 | 0 | 0.662
2019-07-20 | 0 | 0.63
2019-07-20 01:00 | 0 | 0.616
2019-07-20 02:00 | 0 | 0.622
2019-07-20 03:00 | 0 | 0.662
2019-07-20 04:00 | 0 | 0.688
2019-07-20 05:00 | 0 | 0.716
2019-07-20 06:00 | 0.032 | 0.748
2019-07-20 07:00 | 0.47 | 0.595
2019-07-20 08:00 | 0.641 | 0.653
2019-07-20 09:00 | 0.708 | 0.593
2019-07-20 10:00 | 0.731 | 0.265
2019-07-20 11:00 | 0.728 | 0.069
2019-07-20 12:00 | 0.716 | 0.027
2019-07-20 13:00 | 0.702 | 0.025
2019-07-20 14:00 | 0.659 | 0.033
2019-07-20 15:00 | 0.569 | 0.04
2019-07-20 16:00 | 0.38 | 0.053
2019-07-20 17:00 | 0.039 | 0.111
2019-07-20 18:00 | 0 | 0.292
2019-07-20 19:00 | 0 | 0.635
2019-07-20 20:00 | 0 | 0.839
2019-07-20 21:00 | 0 | 0.895
2019-07-20 22:00 | 0 | 0.905
2019-07-20 23:00 | 0 | 0.915
2019-07-21 | 0 | 0.917
2019-07-21 01:00 | 0 | 0.907
2019-07-21 02:00 | 0 | 0.887
2019-07-21 03:00 | 0 | 0.871
2019-07-21 04:00 | 0 | 0.873
2019-07-21 05:00 | 0 | 0.879
2019-07-21 06:00 | 0.041 | 0.887
2019-07-21 07:00 | 0.515 | 0.929
2019-07-21 08:00 | 0.675 | 0.964
2019-07-21 09:00 | 0.739 | 0.923
2019-07-21 10:00 | 0.76 | 0.792
2019-07-21 11:00 | 0.754 | 0.582
2019-07-21 12:00 | 0.742 | 0.353
2019-07-21 13:00 | 0.729 | 0.181
2019-07-21 14:00 | 0.688 | 0.1
2019-07-21 15:00 | 0.603 | 0.077
2019-07-21 16:00 | 0.419 | 0.106
2019-07-21 17:00 | 0.049 | 0.295
2019-07-21 18:00 | 0 | 0.574
2019-07-21 19:00 | 0 | 0.778
2019-07-21 20:00 | 0 | 0.857
2019-07-21 21:00 | 0 | 0.87
2019-07-21 22:00 | 0 | 0.858
2019-07-21 23:00 | 0 | 0.845
2019-07-22 | 0 | 0.838
2019-07-22 01:00 | 0 | 0.836
2019-07-22 02:00 | 0 | 0.832
2019-07-22 03:00 | 0 | 0.821
2019-07-22 04:00 | 0 | 0.814
2019-07-22 05:00 | 0 | 0.818
2019-07-22 06:00 | 0.05 | 0.823
2019-07-22 07:00 | 0.556 | 0.657
2019-07-22 08:00 | 0.701 | 0.494
2019-07-22 09:00 | 0.751 | 0.791
2019-07-22 10:00 | 0.768 | 0.535
2019-07-22 11:00 | 0.759 | 0.328
2019-07-22 12:00 | 0.746 | 0.254
2019-07-22 13:00 | 0.735 | 0.247
2019-07-22 14:00 | 0.697 | 0.273
2019-07-22 15:00 | 0.613 | 0.309
2019-07-22 16:00 | 0.427 | 0.384
2019-07-22 17:00 | 0.051 | 0.668
2019-07-22 18:00 | 0 | 0.844
2019-07-22 19:00 | 0 | 0.903
2019-07-22 20:00 | 0 | 0.917
2019-07-22 21:00 | 0 | 0.914
2019-07-22 22:00 | 0 | 0.904
2019-07-22 23:00 | 0 | 0.891
2019-07-23 | 0 | 0.887
2019-07-23 01:00 | 0 | 0.883
2019-07-23 02:00 | 0 | 0.883
2019-07-23 03:00 | 0 | 0.891
2019-07-23 04:00 | 0 | 0.899
2019-07-23 05:00 | 0 | 0.903
2019-07-23 06:00 | 0.049 | 0.905
2019-07-23 07:00 | 0.547 | 0.827
2019-07-23 08:00 | 0.693 | 0.81
2019-07-23 09:00 | 0.747 | 0.96
2019-07-23 10:00 | 0.765 | 0.942
2019-07-23 11:00 | 0.758 | 0.893
2019-07-23 12:00 | 0.745 | 0.836
2019-07-23 13:00 | 0.73 | 0.751
2019-07-23 14:00 | 0.688 | 0.605
2019-07-23 15:00 | 0.597 | 0.502
2019-07-23 16:00 | 0.403 | 0.479
2019-07-23 17:00 | 0.043 | 0.622
2019-07-23 18:00 | 0 | 0.737
2019-07-23 19:00 | 0 | 0.79
2019-07-23 20:00 | 0 | 0.8
2019-07-23 21:00 | 0 | 0.799
2019-07-23 22:00 | 0 | 0.844
2019-07-23 23:00 | 0 | 0.879
2019-07-24 | 0 | 0.863
2019-07-24 01:00 | 0 | 0.837
2019-07-24 02:00 | 0 | 0.82
2019-07-24 03:00 | 0 | 0.822
2019-07-24 04:00 | 0 | 0.824
2019-07-24 05:00 | 0 | 0.802
2019-07-24 06:00 | 0.036 | 0.758
2019-07-24 07:00 | 0.49 | 0.57
2019-07-24 08:00 | 0.631 | 0.425
2019-07-24 09:00 | 0.717 | 0.51
2019-07-24 10:00 | 0.737 | 0.315
2019-07-24 11:00 | 0.729 | 0.091
2019-07-24 12:00 | 0.692 | 0.016
2019-07-24 13:00 | 0.609 | 0.002
2019-07-24 14:00 | 0.504 | 0
2019-07-24 15:00 | 0.394 | 0.008
2019-07-24 16:00 | 0.241 | 0.112
2019-07-24 17:00 | 0.022 | 0.51
2019-07-24 18:00 | 0 | 0.802
2019-07-24 19:00 | 0 | 0.877
2019-07-24 20:00 | 0 | 0.884
2019-07-24 21:00 | 0 | 0.856
2019-07-24 22:00 | 0 | 0.811
2019-07-24 23:00 | 0 | 0.778
2019-07-25 | 0 | 0.751
2019-07-25 01:00 | 0 | 0.721
2019-07-25 02:00 | 0 | 0.704
2019-07-25 03:00 | 0 | 0.695
2019-07-25 04:00 | 0 | 0.675
2019-07-25 05:00 | 0 | 0.703
2019-07-25 06:00 | 0.009 | 0.737
2019-07-25 07:00 | 0.315 | 0.526
2019-07-25 08:00 | 0.522 | 0.317
2019-07-25 09:00 | 0.605 | 0.306
2019-07-25 10:00 | 0.66 | 0.183
2019-07-25 11:00 | 0.683 | 0.097
2019-07-25 12:00 | 0.706 | 0.042
2019-07-25 13:00 | 0.691 | 0.021
2019-07-25 14:00 | 0.648 | 0.018
2019-07-25 15:00 | 0.55 | 0.021
2019-07-25 16:00 | 0.367 | 0.022
2019-07-25 17:00 | 0.045 | 0.018
2019-07-25 18:00 | 0 | 0.008
2019-07-25 19:00 | 0 | 0.006
2019-07-25 20:00 | 0 | 0.01
2019-07-25 21:00 | 0 | 0.03
2019-07-25 22:00 | 0 | 0.082
2019-07-25 23:00 | 0 | 0.185
2019-07-26 | 0 | 0.347
2019-07-26 01:00 | 0 | 0.541
2019-07-26 02:00 | 0 | 0.669
2019-07-26 03:00 | 0 | 0.725
2019-07-26 04:00 | 0 | 0.743
2019-07-26 05:00 | 0 | 0.736
2019-07-26 06:00 | 0.045 | 0.712
2019-07-26 07:00 | 0.485 | 0.417
2019-07-26 08:00 | 0.66 | 0.171
2019-07-26 09:00 | 0.718 | 0.1
2019-07-26 10:00 | 0.736 | 0.045
2019-07-26 11:00 | 0.735 | 0.031
2019-07-26 12:00 | 0.725 | 0.033
2019-07-26 13:00 | 0.712 | 0.05
2019-07-26 14:00 | 0.669 | 0.077
2019-07-26 15:00 | 0.581 | 0.112
2019-07-26 16:00 | 0.395 | 0.165
2019-07-26 17:00 | 0.05 | 0.31
2019-07-26 18:00 | 0 | 0.496
2019-07-26 19:00 | 0 | 0.65
2019-07-26 20:00 | 0 | 0.724
2019-07-26 21:00 | 0 | 0.744
2019-07-26 22:00 | 0 | 0.744
2019-07-26 23:00 | 0 | 0.721
2019-07-27 | 0 | 0.664
2019-07-27 01:00 | 0 | 0.594
2019-07-27 02:00 | 0 | 0.532
2019-07-27 03:00 | 0 | 0.519
2019-07-27 04:00 | 0 | 0.565
2019-07-27 05:00 | 0 | 0.643
2019-07-27 06:00 | 0.031 | 0.69
2019-07-27 07:00 | 0.372 | 0.44
2019-07-27 08:00 | 0.557 | 0.139
2019-07-27 09:00 | 0.683 | 0.09
2019-07-27 10:00 | 0.723 | 0.056
2019-07-27 11:00 | 0.72 | 0.056
2019-07-27 12:00 | 0.71 | 0.072
2019-07-27 13:00 | 0.695 | 0.09
2019-07-27 14:00 | 0.652 | 0.114
2019-07-27 15:00 | 0.563 | 0.14
2019-07-27 16:00 | 0.375 | 0.154
2019-07-27 17:00 | 0.045 | 0.175
2019-07-27 18:00 | 0 | 0.214
2019-07-27 19:00 | 0 | 0.338
2019-07-27 20:00 | 0 | 0.497
2019-07-27 21:00 | 0 | 0.611
2019-07-27 22:00 | 0 | 0.68
2019-07-27 23:00 | 0 | 0.701
2019-07-28 | 0 | 0.649
2019-07-28 01:00 | 0 | 0.594
2019-07-28 02:00 | 0 | 0.584
2019-07-28 03:00 | 0 | 0.603
2019-07-28 04:00 | 0 | 0.621
2019-07-28 05:00 | 0 | 0.636
2019-07-28 06:00 | 0.012 | 0.642
2019-07-28 07:00 | 0.231 | 0.423
2019-07-28 08:00 | 0.464 | 0.277
2019-07-28 09:00 | 0.644 | 0.23
2019-07-28 10:00 | 0.667 | 0.087
2019-07-28 11:00 | 0.66 | 0.067
2019-07-28 12:00 | 0.625 | 0.097
2019-07-28 13:00 | 0.563 | 0.149
2019-07-28 14:00 | 0.533 | 0.206
2019-07-28 15:00 | 0.499 | 0.259
2019-07-28 16:00 | 0.33 | 0.312
2019-07-28 17:00 | 0.044 | 0.436
2019-07-28 18:00 | 0 | 0.51
2019-07-28 19:00 | 0 | 0.564
2019-07-28 20:00 | 0 | 0.625
2019-07-28 21:00 | 0 | 0.674
2019-07-28 22:00 | 0 | 0.698
2019-07-28 23:00 | 0 | 0.726
2019-07-29 | 0 | 0.749
2019-07-29 01:00 | 0 | 0.757
2019-07-29 02:00 | 0 | 0.753
2019-07-29 03:00 | 0 | 0.732
2019-07-29 04:00 | 0 | 0.704
2019-07-29 05:00 | 0 | 0.674
2019-07-29 06:00 | 0.03 | 0.648
2019-07-29 07:00 | 0.352 | 0.38
2019-07-29 08:00 | 0.544 | 0.184
2019-07-29 09:00 | 0.639 | 0.106
2019-07-29 10:00 | 0.695 | 0.034
2019-07-29 11:00 | 0.715 | 0.008
2019-07-29 12:00 | 0.712 | 0.001
2019-07-29 13:00 | 0.699 | 0
2019-07-29 14:00 | 0.658 | 0
2019-07-29 15:00 | 0.572 | 0
2019-07-29 16:00 | 0.39 | 0
2019-07-29 17:00 | 0.055 | 0
2019-07-29 18:00 | 0 | 0.001
2019-07-29 19:00 | 0 | 0.013
2019-07-29 20:00 | 0 | 0.076
2019-07-29 21:00 | 0 | 0.31
2019-07-29 22:00 | 0 | 0.721
2019-07-29 23:00 | 0 | 0.893
2019-07-30 | 0 | 0.882
2019-07-30 01:00 | 0 | 0.845
2019-07-30 02:00 | 0 | 0.836
2019-07-30 03:00 | 0 | 0.838
2019-07-30 04:00 | 0 | 0.85
2019-07-30 05:00 | 0 | 0.863
2019-07-30 06:00 | 0.056 | 0.869
2019-07-30 07:00 | 0.501 | 0.918
2019-07-30 08:00 | 0.655 | 0.963
2019-07-30 09:00 | 0.717 | 0.941
2019-07-30 10:00 | 0.739 | 0.837
2019-07-30 11:00 | 0.734 | 0.584
2019-07-30 12:00 | 0.721 | 0.32
2019-07-30 13:00 | 0.706 | 0.179
2019-07-30 14:00 | 0.663 | 0.118
2019-07-30 15:00 | 0.575 | 0.105
2019-07-30 16:00 | 0.397 | 0.142
2019-07-30 17:00 | 0.061 | 0.392
2019-07-30 18:00 | 0 | 0.719
2019-07-30 19:00 | 0 | 0.868
2019-07-30 20:00 | 0 | 0.905
2019-07-30 21:00 | 0 | 0.917
2019-07-30 22:00 | 0 | 0.926
2019-07-30 23:00 | 0 | 0.934
2019-07-31 | 0 | 0.94
2019-07-31 01:00 | 0 | 0.941
2019-07-31 02:00 | 0 | 0.922
2019-07-31 03:00 | 0 | 0.902
2019-07-31 04:00 | 0 | 0.913
2019-07-31 05:00 | 0 | 0.923
2019-07-31 06:00 | 0.065 | 0.92
2019-07-31 07:00 | 0.532 | 0.938
2019-07-31 08:00 | 0.678 | 0.96
2019-07-31 09:00 | 0.735 | 0.936
2019-07-31 10:00 | 0.753 | 0.847
2019-07-31 11:00 | 0.746 | 0.644
2019-07-31 12:00 | 0.734 | 0.403
2019-07-31 13:00 | 0.72 | 0.234
2019-07-31 14:00 | 0.681 | 0.149
2019-07-31 15:00 | 0.598 | 0.124
2019-07-31 16:00 | 0.422 | 0.157
2019-07-31 17:00 | 0.07 | 0.4
2019-07-31 18:00 | 0 | 0.727
2019-07-31 19:00 | 0 | 0.88
2019-07-31 20:00 | 0 | 0.912
2019-07-31 21:00 | 0 | 0.914
2019-07-31 22:00 | 0 | 0.901
2019-07-31 23:00 | 0 | 0.89
2019-08-01 | 0 | 0.883
2019-08-01 01:00 | 0 | 0.878
2019-08-01 02:00 | 0 | 0.869
2019-08-01 03:00 | 0 | 0.86
2019-08-01 04:00 | 0 | 0.851
2019-08-01 05:00 | 0 | 0.843
2019-08-01 06:00 | 0.063 | 0.835
2019-08-01 07:00 | 0.517 | 0.743
2019-08-01 08:00 | 0.667 | 0.893
2019-08-01 09:00 | 0.727 | 0.911
2019-08-01 10:00 | 0.746 | 0.836
2019-08-01 11:00 | 0.738 | 0.657
2019-08-01 12:00 | 0.726 | 0.441
2019-08-01 13:00 | 0.712 | 0.269
2019-08-01 14:00 | 0.675 | 0.172
2019-08-01 15:00 | 0.595 | 0.105
2019-08-01 16:00 | 0.421 | 0.068
2019-08-01 17:00 | 0.073 | 0.054
2019-08-01 18:00 | 0 | 0.045
2019-08-01 19:00 | 0 | 0.053
2019-08-01 20:00 | 0 | 0.081
2019-08-01 21:00 | 0 | 0.158
2019-08-01 22:00 | 0 | 0.328
2019-08-01 23:00 | 0 | 0.541
2019-08-02 | 0 | 0.691
2019-08-02 01:00 | 0 | 0.787
2019-08-02 02:00 | 0 | 0.841
2019-08-02 03:00 | 0 | 0.866
2019-08-02 04:00 | 0 | 0.889
2019-08-02 05:00 | 0 | 0.93
2019-08-02 06:00 | 0.07 | 0.955
2019-08-02 07:00 | 0.525 | 0.947
2019-08-02 08:00 | 0.67 | 0.952
2019-08-02 09:00 | 0.727 | 0.959
2019-08-02 10:00 | 0.748 | 0.959
2019-08-02 11:00 | 0.744 | 0.952
2019-08-02 12:00 | 0.732 | 0.864
2019-08-02 13:00 | 0.718 | 0.719
2019-08-02 14:00 | 0.682 | 0.546
2019-08-02 15:00 | 0.597 | 0.404
2019-08-02 16:00 | 0.415 | 0.341
2019-08-02 17:00 | 0.069 | 0.473
2019-08-02 18:00 | 0 | 0.66
2019-08-02 19:00 | 0 | 0.82
2019-08-02 20:00 | 0 | 0.9
2019-08-02 21:00 | 0 | 0.925
2019-08-02 22:00 | 0 | 0.935
2019-08-02 23:00 | 0 | 0.935
2019-08-03 | 0 | 0.932
2019-08-03 01:00 | 0 | 0.927
2019-08-03 02:00 | 0 | 0.915
2019-08-03 03:00 | 0 | 0.885
2019-08-03 04:00 | 0 | 0.857
2019-08-03 05:00 | 0 | 0.847
2019-08-03 06:00 | 0.089 | 0.825
2019-08-03 07:00 | 0.587 | 0.642
2019-08-03 08:00 | 0.726 | 0.853
2019-08-03 09:00 | 0.776 | 0.892
2019-08-03 10:00 | 0.793 | 0.828
2019-08-03 11:00 | 0.786 | 0.777
2019-08-03 12:00 | 0.777 | 0.73
2019-08-03 13:00 | 0.773 | 0.674
2019-08-03 14:00 | 0.744 | 0.608
2019-08-03 15:00 | 0.675 | 0.563
2019-08-03 16:00 | 0.515 | 0.596
2019-08-03 17:00 | 0.116 | 0.764
2019-08-03 18:00 | 0 | 0.868
2019-08-03 19:00 | 0 | 0.896
2019-08-03 20:00 | 0 | 0.907
2019-08-03 21:00 | 0 | 0.914
2019-08-03 22:00 | 0 | 0.917
2019-08-03 23:00 | 0 | 0.913
2019-08-04 | 0 | 0.905
2019-08-04 01:00 | 0 | 0.897
2019-08-04 02:00 | 0 | 0.885
2019-08-04 03:00 | 0 | 0.871
2019-08-04 04:00 | 0 | 0.865
2019-08-04 05:00 | 0 | 0.869
2019-08-04 06:00 | 0.115 | 0.854
2019-08-04 07:00 | 0.646 | 0.596
2019-08-04 08:00 | 0.761 | 0.326
2019-08-04 09:00 | 0.797 | 0.768
2019-08-04 10:00 | 0.806 | 0.721
2019-08-04 11:00 | 0.792 | 0.566
2019-08-04 12:00 | 0.777 | 0.383
2019-08-04 13:00 | 0.766 | 0.254
2019-08-04 14:00 | 0.73 | 0.174
2019-08-04 15:00 | 0.653 | 0.131
2019-08-04 16:00 | 0.483 | 0.113
2019-08-04 17:00 | 0.102 | 0.108
2019-08-04 18:00 | 0 | 0.08
2019-08-04 19:00 | 0 | 0.093
2019-08-04 20:00 | 0 | 0.148
2019-08-04 21:00 | 0 | 0.227
2019-08-04 22:00 | 0 | 0.383
2019-08-04 23:00 | 0 | 0.603
2019-08-05 | 0 | 0.763
2019-08-05 01:00 | 0 | 0.829
2019-08-05 02:00 | 0 | 0.837
2019-08-05 03:00 | 0 | 0.832
2019-08-05 04:00 | 0 | 0.804
2019-08-05 05:00 | 0 | 0.751
2019-08-05 06:00 | 0.095 | 0.721
2019-08-05 07:00 | 0.581 | 0.443
2019-08-05 08:00 | 0.713 | 0.178
2019-08-05 09:00 | 0.755 | 0.153
2019-08-05 10:00 | 0.769 | 0.094
2019-08-05 11:00 | 0.763 | 0.051
2019-08-05 12:00 | 0.754 | 0.018
2019-08-05 13:00 | 0.745 | 0.005
2019-08-05 14:00 | 0.712 | 0.003
2019-08-05 15:00 | 0.637 | 0.002
2019-08-05 16:00 | 0.467 | 0.002
2019-08-05 17:00 | 0.098 | 0.01
2019-08-05 18:00 | 0 | 0.033
2019-08-05 19:00 | 0 | 0.08
2019-08-05 20:00 | 0 | 0.143
2019-08-05 21:00 | 0 | 0.198
2019-08-05 22:00 | 0 | 0.236
2019-08-05 23:00 | 0 | 0.264
2019-08-06 | 0 | 0.277
2019-08-06 01:00 | 0 | 0.294
2019-08-06 02:00 | 0 | 0.325
2019-08-06 03:00 | 0 | 0.338
2019-08-06 04:00 | 0 | 0.322
2019-08-06 05:00 | 0 | 0.335
2019-08-06 06:00 | 0.098 | 0.376
2019-08-06 07:00 | 0.578 | 0.245
2019-08-06 08:00 | 0.713 | 0.091
2019-08-06 09:00 | 0.756 | 0.002
2019-08-06 10:00 | 0.77 | 0
2019-08-06 11:00 | 0.764 | 0
2019-08-06 12:00 | 0.754 | 0
2019-08-06 13:00 | 0.745 | 0.004
2019-08-06 14:00 | 0.711 | 0.016
2019-08-06 15:00 | 0.635 | 0.034
2019-08-06 16:00 | 0.468 | 0.056
2019-08-06 17:00 | 0.103 | 0.104
2019-08-06 18:00 | 0 | 0.147
2019-08-06 19:00 | 0 | 0.21
2019-08-06 20:00 | 0 | 0.28
2019-08-06 21:00 | 0 | 0.363
2019-08-06 22:00 | 0 | 0.497
2019-08-06 23:00 | 0 | 0.613
2019-08-07 | 0 | 0.686
2019-08-07 01:00 | 0 | 0.755
2019-08-07 02:00 | 0 | 0.805
2019-08-07 03:00 | 0 | 0.84
2019-08-07 04:00 | 0 | 0.862
2019-08-07 05:00 | 0 | 0.874
2019-08-07 06:00 | 0.092 | 0.879
2019-08-07 07:00 | 0.554 | 0.808
2019-08-07 08:00 | 0.692 | 0.824
2019-08-07 09:00 | 0.746 | 0.828
2019-08-07 10:00 | 0.765 | 0.694
2019-08-07 11:00 | 0.759 | 0.461
2019-08-07 12:00 | 0.75 | 0.259
2019-08-07 13:00 | 0.739 | 0.165
2019-08-07 14:00 | 0.703 | 0.159
2019-08-07 15:00 | 0.625 | 0.202
2019-08-07 16:00 | 0.455 | 0.277
2019-08-07 17:00 | 0.099 | 0.497
2019-08-07 18:00 | 0 | 0.752
2019-08-07 19:00 | 0 | 0.879
2019-08-07 20:00 | 0 | 0.914
2019-08-07 21:00 | 0 | 0.926
2019-08-07 22:00 | 0 | 0.935
2019-08-07 23:00 | 0 | 0.942
2019-08-08 | 0 | 0.942
2019-08-08 01:00 | 0 | 0.938
2019-08-08 02:00 | 0 | 0.936
2019-08-08 03:00 | 0 | 0.936
2019-08-08 04:00 | 0 | 0.936
2019-08-08 05:00 | 0 | 0.934
2019-08-08 06:00 | 0.114 | 0.928
2019-08-08 07:00 | 0.602 | 0.869
2019-08-08 08:00 | 0.736 | 0.929
2019-08-08 09:00 | 0.787 | 0.915
2019-08-08 10:00 | 0.804 | 0.842
2019-08-08 11:00 | 0.795 | 0.734
2019-08-08 12:00 | 0.785 | 0.615
2019-08-08 13:00 | 0.777 | 0.521
2019-08-08 14:00 | 0.745 | 0.473
2019-08-08 15:00 | 0.675 | 0.462
2019-08-08 16:00 | 0.517 | 0.491
2019-08-08 17:00 | 0.137 | 0.659
2019-08-08 18:00 | 0 | 0.814
2019-08-08 19:00 | 0 | 0.886
2019-08-08 20:00 | 0 | 0.914
2019-08-08 21:00 | 0 | 0.921
2019-08-08 22:00 | 0 | 0.917
2019-08-08 23:00 | 0 | 0.915
2019-08-09 | 0 | 0.911
2019-08-09 01:00 | 0 | 0.908
2019-08-09 02:00 | 0 | 0.907
2019-08-09 03:00 | 0 | 0.907
2019-08-09 04:00 | 0 | 0.907
2019-08-09 05:00 | 0 | 0.908
2019-08-09 06:00 | 0.143 | 0.905
2019-08-09 07:00 | 0.656 | 0.835
2019-08-09 08:00 | 0.771 | 0.842
2019-08-09 09:00 | 0.809 | 0.872
2019-08-09 10:00 | 0.819 | 0.77
2019-08-09 11:00 | 0.806 | 0.665
2019-08-09 12:00 | 0.794 | 0.593
2019-08-09 13:00 | 0.787 | 0.541
2019-08-09 14:00 | 0.756 | 0.52
2019-08-09 15:00 | 0.688 | 0.518
2019-08-09 16:00 | 0.533 | 0.52
2019-08-09 17:00 | 0.147 | 0.64
2019-08-09 18:00 | 0 | 0.784
2019-08-09 19:00 | 0 | 0.886
2019-08-09 20:00 | 0 | 0.93
2019-08-09 21:00 | 0 | 0.938
2019-08-09 22:00 | 0 | 0.934
2019-08-09 23:00 | 0 | 0.928
2019-08-10 | 0 | 0.924
2019-08-10 01:00 | 0 | 0.924
2019-08-10 02:00 | 0 | 0.928
2019-08-10 03:00 | 0 | 0.926
2019-08-10 04:00 | 0 | 0.913
2019-08-10 05:00 | 0 | 0.908
2019-08-10 06:00 | 0.148 | 0.904
2019-08-10 07:00 | 0.656 | 0.807
2019-08-10 08:00 | 0.766 | 0.845
2019-08-10 09:00 | 0.801 | 0.96
2019-08-10 10:00 | 0.809 | 0.941
2019-08-10 11:00 | 0.796 | 0.897
2019-08-10 12:00 | 0.783 | 0.831
2019-08-10 13:00 | 0.774 | 0.74
2019-08-10 14:00 | 0.742 | 0.651
2019-08-10 15:00 | 0.67 | 0.596
2019-08-10 16:00 | 0.507 | 0.614
2019-08-10 17:00 | 0.134 | 0.785
2019-08-10 18:00 | 0 | 0.91
2019-08-10 19:00 | 0 | 0.94
2019-08-10 20:00 | 0 | 0.943
2019-08-10 21:00 | 0 | 0.94
2019-08-10 22:00 | 0 | 0.933
2019-08-10 23:00 | 0 | 0.929
2019-08-11 | 0 | 0.928
2019-08-11 01:00 | 0 | 0.919
2019-08-11 02:00 | 0 | 0.912
2019-08-11 03:00 | 0 | 0.906
2019-08-11 04:00 | 0 | 0.903
2019-08-11 05:00 | 0 | 0.909
2019-08-11 06:00 | 0.098 | 0.912
2019-08-11 07:00 | 0.539 | 0.86
2019-08-11 08:00 | 0.67 | 0.864
2019-08-11 09:00 | 0.731 | 0.928
2019-08-11 10:00 | 0.754 | 0.888
2019-08-11 11:00 | 0.737 | 0.734
2019-08-11 12:00 | 0.72 | 0.494
2019-08-11 13:00 | 0.708 | 0.272
2019-08-11 14:00 | 0.668 | 0.131
2019-08-11 15:00 | 0.573 | 0.076
2019-08-11 16:00 | 0.396 | 0.084
2019-08-11 17:00 | 0.09 | 0.308
2019-08-11 18:00 | 0 | 0.699
2019-08-11 19:00 | 0 | 0.882
2019-08-11 20:00 | 0 | 0.916
2019-08-11 21:00 | 0 | 0.919
2019-08-11 22:00 | 0 | 0.92
2019-08-11 23:00 | 0 | 0.911
2019-08-12 | 0 | 0.896
2019-08-12 01:00 | 0 | 0.883
2019-08-12 02:00 | 0 | 0.872
2019-08-12 03:00 | 0 | 0.864
2019-08-12 04:00 | 0 | 0.859
2019-08-12 05:00 | 0 | 0.871
2019-08-12 06:00 | 0.106 | 0.878
2019-08-12 07:00 | 0.544 | 0.801
2019-08-12 08:00 | 0.689 | 0.765
2019-08-12 09:00 | 0.738 | 0.854
2019-08-12 10:00 | 0.754 | 0.755
2019-08-12 11:00 | 0.749 | 0.515
2019-08-12 12:00 | 0.739 | 0.275
2019-08-12 13:00 | 0.727 | 0.143
2019-08-12 14:00 | 0.69 | 0.078
2019-08-12 15:00 | 0.611 | 0.047
2019-08-12 16:00 | 0.443 | 0.045
2019-08-12 17:00 | 0.112 | 0.133
2019-08-12 18:00 | 0 | 0.33
2019-08-12 19:00 | 0 | 0.606
2019-08-12 20:00 | 0 | 0.782
2019-08-12 21:00 | 0 | 0.85
2019-08-12 22:00 | 0 | 0.868
2019-08-12 23:00 | 0 | 0.873
2019-08-13 | 0 | 0.869
2019-08-13 01:00 | 0 | 0.857
2019-08-13 02:00 | 0 | 0.843
2019-08-13 03:00 | 0 | 0.829
2019-08-13 04:00 | 0 | 0.821
2019-08-13 05:00 | 0 | 0.824
2019-08-13 06:00 | 0.122 | 0.816
2019-08-13 07:00 | 0.561 | 0.636
2019-08-13 08:00 | 0.695 | 0.5
2019-08-13 09:00 | 0.74 | 0.567
2019-08-13 10:00 | 0.755 | 0.411
2019-08-13 11:00 | 0.751 | 0.231
2019-08-13 12:00 | 0.743 | 0.121
2019-08-13 13:00 | 0.732 | 0.069
2019-08-13 14:00 | 0.699 | 0.044
2019-08-13 15:00 | 0.625 | 0.033
2019-08-13 16:00 | 0.461 | 0.033
2019-08-13 17:00 | 0.121 | 0.075
2019-08-13 18:00 | 0 | 0.132
2019-08-13 19:00 | 0 | 0.194
2019-08-13 20:00 | 0 | 0.233
2019-08-13 21:00 | 0 | 0.243
2019-08-13 22:00 | 0 | 0.221
2019-08-13 23:00 | 0 | 0.17
2019-08-14 | 0 | 0.117
2019-08-14 01:00 | 0 | 0.077
2019-08-14 02:00 | 0 | 0.049
2019-08-14 03:00 | 0 | 0.034
2019-08-14 04:00 | 0 | 0.029
2019-08-14 05:00 | 0 | 0.042
2019-08-14 06:00 | 0.095 | 0.08
2019-08-14 07:00 | 0.465 | 0.064
2019-08-14 08:00 | 0.594 | 0.059
2019-08-14 09:00 | 0.659 | 0.188
2019-08-14 10:00 | 0.684 | 0.33
2019-08-14 11:00 | 0.709 | 0.391
2019-08-14 12:00 | 0.709 | 0.423
2019-08-14 13:00 | 0.686 | 0.46
2019-08-14 14:00 | 0.613 | 0.5
2019-08-14 15:00 | 0.484 | 0.557
2019-08-14 16:00 | 0.26 | 0.654
2019-08-14 17:00 | 0.039 | 0.775
2019-08-14 18:00 | 0 | 0.81
2019-08-14 19:00 | 0 | 0.723
2019-08-14 20:00 | 0 | 0.593
2019-08-14 21:00 | 0 | 0.453
2019-08-14 22:00 | 0 | 0.36
2019-08-14 23:00 | 0 | 0.297
2019-08-15 | 0 | 0.261
2019-08-15 01:00 | 0 | 0.244
2019-08-15 02:00 | 0 | 0.227
2019-08-15 03:00 | 0 | 0.211
2019-08-15 04:00 | 0 | 0.209
2019-08-15 05:00 | 0 | 0.219
2019-08-15 06:00 | 0.018 | 0.214
2019-08-15 07:00 | 0.13 | 0.094
2019-08-15 08:00 | 0.255 | 0.007
2019-08-15 09:00 | 0.451 | 0.002
2019-08-15 10:00 | 0.583 | 0.094
2019-08-15 11:00 | 0.611 | 0.277
2019-08-15 12:00 | 0.564 | 0.542
2019-08-15 13:00 | 0.355 | 0.72
2019-08-15 14:00 | 0.194 | 0.8
2019-08-15 15:00 | 0.122 | 0.834
2019-08-15 16:00 | 0.056 | 0.824
2019-08-15 17:00 | 0.006 | 0.737
2019-08-15 18:00 | 0 | 0.576
2019-08-15 19:00 | 0 | 0.387
2019-08-15 20:00 | 0 | 0.269
2019-08-15 21:00 | 0 | 0.199
2019-08-15 22:00 | 0 | 0.146
2019-08-15 23:00 | 0 | 0.14
2019-08-16 | 0 | 0.166
2019-08-16 01:00 | 0 | 0.214
2019-08-16 02:00 | 0 | 0.294
2019-08-16 03:00 | 0 | 0.424
2019-08-16 04:00 | 0 | 0.544
2019-08-16 05:00 | 0 | 0.642
2019-08-16 06:00 | 0.06 | 0.693
2019-08-16 07:00 | 0.409 | 0.8
2019-08-16 08:00 | 0.675 | 0.796
2019-08-16 09:00 | 0.741 | 0.551
2019-08-16 10:00 | 0.763 | 0.243
2019-08-16 11:00 | 0.762 | 0.072
2019-08-16 12:00 | 0.754 | 0.01
2019-08-16 13:00 | 0.743 | 0
2019-08-16 14:00 | 0.709 | 0
2019-08-16 15:00 | 0.635 | 0
2019-08-16 16:00 | 0.474 | 0.001
2019-08-16 17:00 | 0.139 | 0.007
2019-08-16 18:00 | 0 | 0.024
2019-08-16 19:00 | 0 | 0.049
2019-08-16 20:00 | 0 | 0.065
2019-08-16 21:00 | 0 | 0.075
2019-08-16 22:00 | 0 | 0.095
2019-08-16 23:00 | 0 | 0.148
2019-08-17 | 0 | 0.251
2019-08-17 01:00 | 0 | 0.396
2019-08-17 02:00 | 0 | 0.53
2019-08-17 03:00 | 0 | 0.627
2019-08-17 04:00 | 0 | 0.68
2019-08-17 05:00 | 0 | 0.714
2019-08-17 06:00 | 0.152 | 0.704
2019-08-17 07:00 | 0.586 | 0.366
2019-08-17 08:00 | 0.72 | 0.245
2019-08-17 09:00 | 0.764 | 0.216
2019-08-17 10:00 | 0.781 | 0.191
2019-08-17 11:00 | 0.777 | 0.194
2019-08-17 12:00 | 0.771 | 0.208
2019-08-17 13:00 | 0.765 | 0.231
2019-08-17 14:00 | 0.74 | 0.266
2019-08-17 15:00 | 0.677 | 0.317
2019-08-17 16:00 | 0.532 | 0.395
2019-08-17 17:00 | 0.182 | 0.607
2019-08-17 18:00 | 0 | 0.804
2019-08-17 19:00 | 0 | 0.896
2019-08-17 20:00 | 0 | 0.925
2019-08-17 21:00 | 0 | 0.926
2019-08-17 22:00 | 0 | 0.921
2019-08-17 23:00 | 0 | 0.919
2019-08-18 | 0 | 0.922
2019-08-18 01:00 | 0 | 0.93
2019-08-18 02:00 | 0 | 0.935
2019-08-18 03:00 | 0 | 0.942
2019-08-18 04:00 | 0 | 0.949
2019-08-18 05:00 | 0 | 0.947
2019-08-18 06:00 | 0.187 | 0.906
2019-08-18 07:00 | 0.64 | 0.934
2019-08-18 08:00 | 0.763 | 0.947
2019-08-18 09:00 | 0.809 | 0.965
2019-08-18 10:00 | 0.821 | 0.944
2019-08-18 11:00 | 0.811 | 0.904
2019-08-18 12:00 | 0.803 | 0.871
2019-08-18 13:00 | 0.798 | 0.85
2019-08-18 14:00 | 0.772 | 0.846
2019-08-18 15:00 | 0.711 | 0.858
2019-08-18 16:00 | 0.571 | 0.88
2019-08-18 17:00 | 0.21 | 0.883
2019-08-18 18:00 | 0 | 0.917
2019-08-18 19:00 | 0 | 0.932
2019-08-18 20:00 | 0 | 0.93
2019-08-18 21:00 | 0 | 0.923
2019-08-18 22:00 | 0 | 0.911
2019-08-18 23:00 | 0 | 0.91
2019-08-19 | 0 | 0.899
2019-08-19 01:00 | 0 | 0.899
2019-08-19 02:00 | 0 | 0.902
2019-08-19 03:00 | 0 | 0.906
2019-08-19 04:00 | 0 | 0.91
2019-08-19 05:00 | 0 | 0.913
2019-08-19 06:00 | 0.207 | 0.909
2019-08-19 07:00 | 0.662 | 0.94
2019-08-19 08:00 | 0.777 | 0.949
2019-08-19 09:00 | 0.818 | 0.959
2019-08-19 10:00 | 0.827 | 0.96
2019-08-19 11:00 | 0.814 | 0.942
2019-08-19 12:00 | 0.804 | 0.93
2019-08-19 13:00 | 0.798 | 0.925
2019-08-19 14:00 | 0.773 | 0.927
2019-08-19 15:00 | 0.712 | 0.935
2019-08-19 16:00 | 0.572 | 0.945
2019-08-19 17:00 | 0.21 | 0.944
2019-08-19 18:00 | 0 | 0.956
2019-08-19 19:00 | 0 | 0.959
2019-08-19 20:00 | 0 | 0.957
2019-08-19 21:00 | 0 | 0.951
2019-08-19 22:00 | 0 | 0.951
2019-08-19 23:00 | 0 | 0.941
2019-08-20 | 0 | 0.941
2019-08-20 01:00 | 0 | 0.945
2019-08-20 02:00 | 0 | 0.948
2019-08-20 03:00 | 0 | 0.949
2019-08-20 04:00 | 0 | 0.95
2019-08-20 05:00 | 0 | 0.949
2019-08-20 06:00 | 0.201 | 0.945
2019-08-20 07:00 | 0.639 | 0.952
2019-08-20 08:00 | 0.754 | 0.942
2019-08-20 09:00 | 0.796 | 0.952
2019-08-20 10:00 | 0.805 | 0.965
2019-08-20 11:00 | 0.795 | 0.952
2019-08-20 12:00 | 0.783 | 0.917
2019-08-20 13:00 | 0.774 | 0.871
2019-08-20 14:00 | 0.745 | 0.828
2019-08-20 15:00 | 0.679 | 0.804
2019-08-20 16:00 | 0.534 | 0.809
2019-08-20 17:00 | 0.193 | 0.868
2019-08-20 18:00 | 0 | 0.934
2019-08-20 19:00 | 0 | 0.942
2019-08-20 20:00 | 0 | 0.938
2019-08-20 21:00 | 0 | 0.935
2019-08-20 22:00 | 0 | 0.93
2019-08-20 23:00 | 0 | 0.928
2019-08-21 | 0 | 0.926
2019-08-21 01:00 | 0 | 0.923
2019-08-21 02:00 | 0 | 0.922
2019-08-21 03:00 | 0 | 0.921
2019-08-21 04:00 | 0 | 0.922
2019-08-21 05:00 | 0 | 0.92
2019-08-21 06:00 | 0.184 | 0.922
2019-08-21 07:00 | 0.588 | 0.835
2019-08-21 08:00 | 0.742 | 0.936
2019-08-21 09:00 | 0.791 | 0.956
2019-08-21 10:00 | 0.798 | 0.933
2019-08-21 11:00 | 0.76 | 0.862
2019-08-21 12:00 | 0.759 | 0.748
2019-08-21 13:00 | 0.747 | 0.617
2019-08-21 14:00 | 0.711 | 0.518
2019-08-21 15:00 | 0.631 | 0.478
2019-08-21 16:00 | 0.429 | 0.498
2019-08-21 17:00 | 0.126 | 0.663
2019-08-21 18:00 | 0 | 0.818
2019-08-21 19:00 | 0 | 0.892
2019-08-21 20:00 | 0 | 0.919
2019-08-21 21:00 | 0 | 0.926
2019-08-21 22:00 | 0 | 0.921
2019-08-21 23:00 | 0 | 0.911
2019-08-22 | 0 | 0.905
2019-08-22 01:00 | 0 | 0.897
2019-08-22 02:00 | 0 | 0.89
2019-08-22 03:00 | 0 | 0.885
2019-08-22 04:00 | 0 | 0.883
2019-08-22 05:00 | 0 | 0.88
2019-08-22 06:00 | 0.218 | 0.863
2019-08-22 07:00 | 0.645 | 0.624
2019-08-22 08:00 | 0.766 | 0.497
2019-08-22 09:00 | 0.799 | 0.808
2019-08-22 10:00 | 0.805 | 0.65
2019-08-22 11:00 | 0.795 | 0.359
2019-08-22 12:00 | 0.787 | 0.159
2019-08-22 13:00 | 0.783 | 0.069
2019-08-22 14:00 | 0.759 | 0.033
2019-08-22 15:00 | 0.701 | 0.018
2019-08-22 16:00 | 0.568 | 0.012
2019-08-22 17:00 | 0.229 | 0.016
2019-08-22 18:00 | 0 | 0.02
2019-08-22 19:00 | 0 | 0.032
2019-08-22 20:00 | 0 | 0.053
2019-08-22 21:00 | 0 | 0.08
2019-08-22 22:00 | 0 | 0.126
2019-08-22 23:00 | 0 | 0.213
2019-08-23 | 0 | 0.348
2019-08-23 01:00 | 0 | 0.508
2019-08-23 02:00 | 0 | 0.638
2019-08-23 03:00 | 0 | 0.72
2019-08-23 04:00 | 0 | 0.762
2019-08-23 05:00 | 0 | 0.787
2019-08-23 06:00 | 0.207 | 0.794
2019-08-23 07:00 | 0.611 | 0.46
2019-08-23 08:00 | 0.729 | 0.163
2019-08-23 09:00 | 0.764 | 0.274
2019-08-23 10:00 | 0.773 | 0.126
2019-08-23 11:00 | 0.767 | 0.042
2019-08-23 12:00 | 0.76 | 0.013
2019-08-23 13:00 | 0.752 | 0.003
2019-08-23 14:00 | 0.725 | 0
2019-08-23 15:00 | 0.661 | 0
2019-08-23 16:00 | 0.518 | 0
2019-08-23 17:00 | 0.197 | 0
2019-08-23 18:00 | 0 | 0
2019-08-23 19:00 | 0 | 0.006
2019-08-23 20:00 | 0 | 0.027
2019-08-23 21:00 | 0 | 0.057
2019-08-23 22:00 | 0 | 0.08
2019-08-23 23:00 | 0 | 0.111
2019-08-24 | 0 | 0.15
2019-08-24 01:00 | 0 | 0.168
2019-08-24 02:00 | 0 | 0.187
2019-08-24 03:00 | 0 | 0.277
2019-08-24 04:00 | 0 | 0.467
2019-08-24 05:00 | 0 | 0.674
2019-08-24 06:00 | 0.196 | 0.8
2019-08-24 07:00 | 0.586 | 0.611
2019-08-24 08:00 | 0.715 | 0.429
2019-08-24 09:00 | 0.758 | 0.258
2019-08-24 10:00 | 0.769 | 0.076
2019-08-24 11:00 | 0.764 | 0.021
2019-08-24 12:00 | 0.758 | 0.006
2019-08-24 13:00 | 0.752 | 0.001
2019-08-24 14:00 | 0.726 | 0
2019-08-24 15:00 | 0.665 | 0
2019-08-24 16:00 | 0.526 | 0
2019-08-24 17:00 | 0.208 | 0.001
2019-08-24 18:00 | 0 | 0.003
2019-08-24 19:00 | 0 | 0.014
2019-08-24 20:00 | 0 | 0.035
2019-08-24 21:00 | 0 | 0.063
2019-08-24 22:00 | 0 | 0.099
2019-08-24 23:00 | 0 | 0.133
2019-08-25 | 0 | 0.179
2019-08-25 01:00 | 0 | 0.231
2019-08-25 02:00 | 0 | 0.28
2019-08-25 03:00 | 0 | 0.381
2019-08-25 04:00 | 0 | 0.499
2019-08-25 05:00 | 0 | 0.594
2019-08-25 06:00 | 0.204 | 0.661
2019-08-25 07:00 | 0.586 | 0.398
2019-08-25 08:00 | 0.712 | 0.234
2019-08-25 09:00 | 0.748 | 0.528
2019-08-25 10:00 | 0.759 | 0.554
2019-08-25 11:00 | 0.755 | 0.441
2019-08-25 12:00 | 0.75 | 0.313
2019-08-25 13:00 | 0.744 | 0.229
2019-08-25 14:00 | 0.718 | 0.171
2019-08-25 15:00 | 0.656 | 0.129
2019-08-25 16:00 | 0.519 | 0.122
2019-08-25 17:00 | 0.21 | 0.21
2019-08-25 18:00 | 0 | 0.338
2019-08-25 19:00 | 0 | 0.41
2019-08-25 20:00 | 0 | 0.35
2019-08-25 21:00 | 0 | 0.209
2019-08-25 22:00 | 0 | 0.132
2019-08-25 23:00 | 0 | 0.147
2019-08-26 | 0 | 0.218
2019-08-26 01:00 | 0 | 0.335
2019-08-26 02:00 | 0 | 0.486
2019-08-26 03:00 | 0 | 0.648
2019-08-26 04:00 | 0 | 0.766
2019-08-26 05:00 | 0 | 0.82
2019-08-26 06:00 | 0.205 | 0.8
2019-08-26 07:00 | 0.585 | 0.488
2019-08-26 08:00 | 0.718 | 0.328
2019-08-26 09:00 | 0.762 | 0.32
2019-08-26 10:00 | 0.77 | 0.17
2019-08-26 11:00 | 0.765 | 0.101
2019-08-26 12:00 | 0.759 | 0.089
2019-08-26 13:00 | 0.753 | 0.104
2019-08-26 14:00 | 0.728 | 0.13
2019-08-26 15:00 | 0.667 | 0.162
2019-08-26 16:00 | 0.53 | 0.221
2019-08-26 17:00 | 0.219 | 0.497
2019-08-26 18:00 | 0 | 0.759
2019-08-26 19:00 | 0 | 0.795
2019-08-26 20:00 | 0 | 0.724
2019-08-26 21:00 | 0 | 0.608
2019-08-26 22:00 | 0 | 0.489
2019-08-26 23:00 | 0 | 0.406
2019-08-27 | 0 | 0.357
2019-08-27 01:00 | 0 | 0.349
2019-08-27 02:00 | 0 | 0.43
2019-08-27 03:00 | 0 | 0.647
2019-08-27 04:00 | 0 | 0.781
2019-08-27 05:00 | 0 | 0.818
2019-08-27 06:00 | 0.22 | 0.816
2019-08-27 07:00 | 0.597 | 0.634
2019-08-27 08:00 | 0.725 | 0.659
2019-08-27 09:00 | 0.768 | 0.42
2019-08-27 10:00 | 0.774 | 0.118
2019-08-27 11:00 | 0.768 | 0.037
2019-08-27 12:00 | 0.762 | 0.016
2019-08-27 13:00 | 0.755 | 0.015
2019-08-27 14:00 | 0.73 | 0.017
2019-08-27 15:00 | 0.669 | 0.028
2019-08-27 16:00 | 0.532 | 0.054
2019-08-27 17:00 | 0.227 | 0.193
2019-08-27 18:00 | 0 | 0.48
2019-08-27 19:00 | 0 | 0.656
2019-08-27 20:00 | 0 | 0.665
2019-08-27 21:00 | 0 | 0.593
2019-08-27 22:00 | 0 | 0.491
2019-08-27 23:00 | 0 | 0.423
2019-08-28 | 0 | 0.39
2019-08-28 01:00 | 0 | 0.35
2019-08-28 02:00 | 0 | 0.289
2019-08-28 03:00 | 0 | 0.207
2019-08-28 04:00 | 0 | 0.133
2019-08-28 05:00 | 0 | 0.12
2019-08-28 06:00 | 0.212 | 0.154
2019-08-28 07:00 | 0.566 | 0.094
2019-08-28 08:00 | 0.695 | 0.017
2019-08-28 09:00 | 0.736 | 0.003
2019-08-28 10:00 | 0.75 | 0.026
2019-08-28 11:00 | 0.749 | 0.055
2019-08-28 12:00 | 0.744 | 0.072
2019-08-28 13:00 | 0.737 | 0.071
2019-08-28 14:00 | 0.712 | 0.063
2019-08-28 15:00 | 0.651 | 0.056
2019-08-28 16:00 | 0.514 | 0.053
2019-08-28 17:00 | 0.22 | 0.086
2019-08-28 18:00 | 0 | 0.147
2019-08-28 19:00 | 0 | 0.244
2019-08-28 20:00 | 0 | 0.31
2019-08-28 21:00 | 0 | 0.31
2019-08-28 22:00 | 0 | 0.242
2019-08-28 23:00 | 0 | 0.141
2019-08-29 | 0 | 0.069
2019-08-29 01:00 | 0 | 0.032
2019-08-29 02:00 | 0 | 0.016
2019-08-29 03:00 | 0 | 0.009
2019-08-29 04:00 | 0 | 0.007
2019-08-29 05:00 | 0 | 0.019
2019-08-29 06:00 | 0.214 | 0.071
2019-08-29 07:00 | 0.559 | 0.093
2019-08-29 08:00 | 0.692 | 0.094
2019-08-29 09:00 | 0.737 | 0.234
2019-08-29 10:00 | 0.754 | 0.396
2019-08-29 11:00 | 0.753 | 0.491
2019-08-29 12:00 | 0.75 | 0.507
2019-08-29 13:00 | 0.746 | 0.474
2019-08-29 14:00 | 0.724 | 0.433
2019-08-29 15:00 | 0.668 | 0.396
2019-08-29 16:00 | 0.539 | 0.396
2019-08-29 17:00 | 0.246 | 0.63
2019-08-29 18:00 | 0 | 0.829
2019-08-29 19:00 | 0 | 0.823
2019-08-29 20:00 | 0 | 0.733
2019-08-29 21:00 | 0 | 0.574
2019-08-29 22:00 | 0 | 0.389
2019-08-29 23:00 | 0 | 0.241
2019-08-30 | 0 | 0.149
2019-08-30 01:00 | 0 | 0.105
2019-08-30 02:00 | 0 | 0.098
2019-08-30 03:00 | 0 | 0.121
2019-08-30 04:00 | 0 | 0.176
2019-08-30 05:00 | 0 | 0.254
2019-08-30 06:00 | 0.239 | 0.335
2019-08-30 07:00 | 0.579 | 0.201
2019-08-30 08:00 | 0.704 | 0.086
2019-08-30 09:00 | 0.747 | 0.025
2019-08-30 10:00 | 0.761 | 0.018
2019-08-30 11:00 | 0.759 | 0.016
2019-08-30 12:00 | 0.756 | 0.011
2019-08-30 13:00 | 0.751 | 0.006
2019-08-30 14:00 | 0.729 | 0.003
2019-08-30 15:00 | 0.673 | 0.001
2019-08-30 16:00 | 0.545 | 0.001
2019-08-30 17:00 | 0.256 | 0.011
2019-08-30 18:00 | 0 | 0.082
2019-08-30 19:00 | 0 | 0.26
2019-08-30 20:00 | 0 | 0.448
2019-08-30 21:00 | 0 | 0.56
2019-08-30 22:00 | 0 | 0.611
2019-08-30 23:00 | 0 | 0.62
2019-08-31 | 0 | 0.623
2019-08-31 01:00 | 0 | 0.624
2019-08-31 02:00 | 0 | 0.612
2019-08-31 03:00 | 0 | 0.6
2019-08-31 04:00 | 0 | 0.634
2019-08-31 05:00 | 0 | 0.723
2019-08-31 06:00 | 0.221 | 0.77
2019-08-31 07:00 | 0.546 | 0.58
2019-08-31 08:00 | 0.673 | 0.622
2019-08-31 09:00 | 0.726 | 0.478
2019-08-31 10:00 | 0.746 | 0.298
2019-08-31 11:00 | 0.746 | 0.191
2019-08-31 12:00 | 0.744 | 0.135
2019-08-31 13:00 | 0.739 | 0.102
2019-08-31 14:00 | 0.716 | 0.079
2019-08-31 15:00 | 0.66 | 0.063
2019-08-31 16:00 | 0.528 | 0.057
2019-08-31 17:00 | 0.237 | 0.12
2019-08-31 18:00 | 0 | 0.234
2019-08-31 19:00 | 0 | 0.338
2019-08-31 20:00 | 0 | 0.352
2019-08-31 21:00 | 0 | 0.284
2019-08-31 22:00 | 0 | 0.187
2019-08-31 23:00 | 0 | 0.114
2019-09-01 | 0 | 0.069
2019-09-01 01:00 | 0 | 0.037
2019-09-01 02:00 | 0 | 0.014
2019-09-01 03:00 | 0 | 0.004
2019-09-01 04:00 | 0 | 0.002
2019-09-01 05:00 | 0 | 0.006
2019-09-01 06:00 | 0.267 | 0.019
2019-09-01 07:00 | 0.593 | 0.017
2019-09-01 08:00 | 0.716 | 0.002
2019-09-01 09:00 | 0.751 | 0.04
2019-09-01 10:00 | 0.765 | 0.078
2019-09-01 11:00 | 0.763 | 0.099
2019-09-01 12:00 | 0.76 | 0.097
2019-09-01 13:00 | 0.757 | 0.073
2019-09-01 14:00 | 0.737 | 0.048
2019-09-01 15:00 | 0.686 | 0.029
2019-09-01 16:00 | 0.566 | 0.021
2019-09-01 17:00 | 0.288 | 0.072
2019-09-01 18:00 | 0 | 0.265
2019-09-01 19:00 | 0 | 0.507
2019-09-01 20:00 | 0 | 0.616
2019-09-01 21:00 | 0 | 0.602
2019-09-01 22:00 | 0 | 0.524
2019-09-01 23:00 | 0 | 0.44
2019-09-02 | 0 | 0.414
2019-09-02 01:00 | 0 | 0.478
2019-09-02 02:00 | 0 | 0.623
2019-09-02 03:00 | 0 | 0.773
2019-09-02 04:00 | 0 | 0.868
2019-09-02 05:00 | 0 | 0.905
2019-09-02 06:00 | 0.276 | 0.903
2019-09-02 07:00 | 0.593 | 0.785
2019-09-02 08:00 | 0.71 | 0.805
2019-09-02 09:00 | 0.753 | 0.634
2019-09-02 10:00 | 0.765 | 0.268
2019-09-02 11:00 | 0.762 | 0.097
2019-09-02 12:00 | 0.759 | 0.044
2019-09-02 13:00 | 0.757 | 0.019
2019-09-02 14:00 | 0.74 | 0.008
2019-09-02 15:00 | 0.691 | 0.004
2019-09-02 16:00 | 0.577 | 0.004
2019-09-02 17:00 | 0.307 | 0.026
2019-09-02 18:00 | 0 | 0.119
2019-09-02 19:00 | 0 | 0.289
2019-09-02 20:00 | 0 | 0.43
2019-09-02 21:00 | 0 | 0.485
2019-09-02 22:00 | 0 | 0.482
2019-09-02 23:00 | 0 | 0.46
2019-09-03 | 0 | 0.473
2019-09-03 01:00 | 0 | 0.498
2019-09-03 02:00 | 0 | 0.48
2019-09-03 03:00 | 0 | 0.405
2019-09-03 04:00 | 0 | 0.325
2019-09-03 05:00 | 0 | 0.296
2019-09-03 06:00 | 0.302 | 0.299
2019-09-03 07:00 | 0.608 | 0.145
2019-09-03 08:00 | 0.719 | 0.053
2019-09-03 09:00 | 0.754 | 0.032
2019-09-03 10:00 | 0.765 | 0.015
2019-09-03 11:00 | 0.761 | 0.013
2019-09-03 12:00 | 0.758 | 0.025
2019-09-03 13:00 | 0.755 | 0.045
2019-09-03 14:00 | 0.737 | 0.07
2019-09-03 15:00 | 0.687 | 0.1
2019-09-03 16:00 | 0.572 | 0.148
2019-09-03 17:00 | 0.307 | 0.376
2019-09-03 18:00 | 0 | 0.706
2019-09-03 19:00 | 0 | 0.844
2019-09-03 20:00 | 0 | 0.867
2019-09-03 21:00 | 0 | 0.862
2019-09-03 22:00 | 0 | 0.853
2019-09-03 23:00 | 0 | 0.848
2019-09-04 | 0 | 0.841
2019-09-04 01:00 | 0 | 0.834
2019-09-04 02:00 | 0 | 0.823
2019-09-04 03:00 | 0 | 0.803
2019-09-04 04:00 | 0 | 0.773
2019-09-04 05:00 | 0 | 0.749
2019-09-04 06:00 | 0.297 | 0.721
2019-09-04 07:00 | 0.596 | 0.345
2019-09-04 08:00 | 0.712 | 0.113
2019-09-04 09:00 | 0.751 | 0.006
2019-09-04 10:00 | 0.764 | 0
2019-09-04 11:00 | 0.76 | 0.009
2019-09-04 12:00 | 0.757 | 0.055
2019-09-04 13:00 | 0.754 | 0.137
2019-09-04 14:00 | 0.735 | 0.255
2019-09-04 15:00 | 0.685 | 0.397
2019-09-04 16:00 | 0.566 | 0.547
2019-09-04 17:00 | 0.3 | 0.746
2019-09-04 18:00 | 0 | 0.883
2019-09-04 19:00 | 0 | 0.874
2019-09-04 20:00 | 0 | 0.819
2019-09-04 21:00 | 0 | 0.755
2019-09-04 22:00 | 0 | 0.694
2019-09-04 23:00 | 0 | 0.623
2019-09-05 | 0 | 0.562
2019-09-05 01:00 | 0 | 0.537
2019-09-05 02:00 | 0 | 0.498
2019-09-05 03:00 | 0 | 0.436
2019-09-05 04:00 | 0 | 0.376
2019-09-05 05:00 | 0 | 0.324
2019-09-05 06:00 | 0.28 | 0.268
2019-09-05 07:00 | 0.575 | 0.087
2019-09-05 08:00 | 0.697 | 0
2019-09-05 09:00 | 0.74 | 0.024
2019-09-05 10:00 | 0.757 | 0.064
2019-09-05 11:00 | 0.756 | 0.106
2019-09-05 12:00 | 0.754 | 0.156
2019-09-05 13:00 | 0.75 | 0.207
2019-09-05 14:00 | 0.73 | 0.244
2019-09-05 15:00 | 0.679 | 0.269
2019-09-05 16:00 | 0.558 | 0.286
2019-09-05 17:00 | 0.3 | 0.481
2019-09-05 18:00 | 0 | 0.77
2019-09-05 19:00 | 0 | 0.814
2019-09-05 20:00 | 0 | 0.77
2019-09-05 21:00 | 0 | 0.7
2019-09-05 22:00 | 0 | 0.616
2019-09-05 23:00 | 0 | 0.522
2019-09-06 | 0 | 0.402
2019-09-06 01:00 | 0 | 0.244
2019-09-06 02:00 | 0 | 0.088
2019-09-06 03:00 | 0 | 0.062
2019-09-06 04:00 | 0 | 0.335
2019-09-06 05:00 | 0 | 0.689
2019-09-06 06:00 | 0.285 | 0.757
2019-09-06 07:00 | 0.578 | 0.828
2019-09-06 08:00 | 0.709 | 0.917
2019-09-06 09:00 | 0.759 | 0.781
2019-09-06 10:00 | 0.773 | 0.491
2019-09-06 11:00 | 0.77 | 0.236
2019-09-06 12:00 | 0.766 | 0.116
2019-09-06 13:00 | 0.76 | 0.068
2019-09-06 14:00 | 0.739 | 0.056
2019-09-06 15:00 | 0.687 | 0.064
2019-09-06 16:00 | 0.569 | 0.088
2019-09-06 17:00 | 0.317 | 0.244
2019-09-06 18:00 | 0 | 0.581
2019-09-06 19:00 | 0 | 0.737
2019-09-06 20:00 | 0 | 0.744
2019-09-06 21:00 | 0 | 0.697
2019-09-06 22:00 | 0 | 0.618
2019-09-06 23:00 | 0 | 0.565
2019-09-07 | 0 | 0.528
2019-09-07 01:00 | 0 | 0.477
2019-09-07 02:00 | 0 | 0.426
2019-09-07 03:00 | 0 | 0.383
2019-09-07 04:00 | 0 | 0.328
2019-09-07 05:00 | 0 | 0.266
2019-09-07 06:00 | 0.287 | 0.185
2019-09-07 07:00 | 0.567 | 0.045
2019-09-07 08:00 | 0.69 | 0.009
2019-09-07 09:00 | 0.738 | 0
2019-09-07 10:00 | 0.747 | 0.002
2019-09-07 11:00 | 0.746 | 0.014
2019-09-07 12:00 | 0.742 | 0.027
2019-09-07 13:00 | 0.736 | 0.047
2019-09-07 14:00 | 0.712 | 0.078
2019-09-07 15:00 | 0.668 | 0.122
2019-09-07 16:00 | 0.545 | 0.182
2019-09-07 17:00 | 0.294 | 0.399
2019-09-07 18:00 | 0 | 0.714
2019-09-07 19:00 | 0 | 0.777
2019-09-07 20:00 | 0 | 0.699
2019-09-07 21:00 | 0 | 0.558
2019-09-07 22:00 | 0 | 0.424
2019-09-07 23:00 | 0 | 0.362
2019-09-08 | 0 | 0.383
2019-09-08 01:00 | 0 | 0.443
2019-09-08 02:00 | 0 | 0.502
2019-09-08 03:00 | 0 | 0.543
2019-09-08 04:00 | 0 | 0.569
2019-09-08 05:00 | 0 | 0.58
2019-09-08 06:00 | 0.265 | 0.544
2019-09-08 07:00 | 0.534 | 0.223
2019-09-08 08:00 | 0.666 | 0.029
2019-09-08 09:00 | 0.715 | 0.017
2019-09-08 10:00 | 0.734 | 0.064
2019-09-08 11:00 | 0.735 | 0.095
2019-09-08 12:00 | 0.733 | 0.113
2019-09-08 13:00 | 0.727 | 0.124
2019-09-08 14:00 | 0.704 | 0.136
2019-09-08 15:00 | 0.647 | 0.151
2019-09-08 16:00 | 0.524 | 0.169
2019-09-08 17:00 | 0.283 | 0.27
2019-09-08 18:00 | 0 | 0.477
2019-09-08 19:00 | 0 | 0.58
2019-09-08 20:00 | 0 | 0.571
2019-09-08 21:00 | 0 | 0.52
2019-09-08 22:00 | 0 | 0.483
2019-09-08 23:00 | 0 | 0.485
2019-09-09 | 0 | 0.517
2019-09-09 01:00 | 0 | 0.559
2019-09-09 02:00 | 0 | 0.605
2019-09-09 03:00 | 0 | 0.641
2019-09-09 04:00 | 0 | 0.682
2019-09-09 05:00 | 0 | 0.734
2019-09-09 06:00 | 0.279 | 0.745
2019-09-09 07:00 | 0.531 | 0.389
2019-09-09 08:00 | 0.634 | 0.203
2019-09-09 09:00 | 0.688 | 0.166
2019-09-09 10:00 | 0.713 | 0.149
2019-09-09 11:00 | 0.721 | 0.174
2019-09-09 12:00 | 0.722 | 0.211
2019-09-09 13:00 | 0.715 | 0.224
2019-09-09 14:00 | 0.69 | 0.226
2019-09-09 15:00 | 0.634 | 0.227
2019-09-09 16:00 | 0.506 | 0.243
2019-09-09 17:00 | 0.257 | 0.345
2019-09-09 18:00 | 0 | 0.535
2019-09-09 19:00 | 0 | 0.6
2019-09-09 20:00 | 0 | 0.529
2019-09-09 21:00 | 0 | 0.403
2019-09-09 22:00 | 0 | 0.249
2019-09-09 23:00 | 0 | 0.128
2019-09-10 | 0 | 0.053
2019-09-10 01:00 | 0 | 0.02
2019-09-10 02:00 | 0 | 0.023
2019-09-10 03:00 | 0 | 0.054
2019-09-10 04:00 | 0 | 0.213
2019-09-10 05:00 | 0 | 0.534
2019-09-10 06:00 | 0.286 | 0.707
2019-09-10 07:00 | 0.534 | 0.588
2019-09-10 08:00 | 0.66 | 0.798
2019-09-10 09:00 | 0.703 | 0.903
2019-09-10 10:00 | 0.722 | 0.862
2019-09-10 11:00 | 0.731 | 0.763
2019-09-10 12:00 | 0.736 | 0.609
2019-09-10 13:00 | 0.734 | 0.413
2019-09-10 14:00 | 0.715 | 0.24
2019-09-10 15:00 | 0.666 | 0.129
2019-09-10 16:00 | 0.552 | 0.078
2019-09-10 17:00 | 0.326 | 0.146
2019-09-10 18:00 | 0 | 0.314
2019-09-10 19:00 | 0 | 0.382
2019-09-10 20:00 | 0 | 0.318
2019-09-10 21:00 | 0 | 0.23
2019-09-10 22:00 | 0 | 0.156
2019-09-10 23:00 | 0 | 0.102
2019-09-11 | 0 | 0.122
2019-09-11 01:00 | 0 | 0.166
2019-09-11 02:00 | 0 | 0.187
2019-09-11 03:00 | 0 | 0.243
2019-09-11 04:00 | 0 | 0.364
2019-09-11 05:00 | 0 | 0.51
2019-09-11 06:00 | 0.35 | 0.598
2019-09-11 07:00 | 0.59 | 0.301
2019-09-11 08:00 | 0.712 | 0.3
2019-09-11 09:00 | 0.749 | 0.701
2019-09-11 10:00 | 0.762 | 0.693
2019-09-11 11:00 | 0.761 | 0.651
2019-09-11 12:00 | 0.761 | 0.601
2019-09-11 13:00 | 0.763 | 0.554
2019-09-11 14:00 | 0.753 | 0.51
2019-09-11 15:00 | 0.717 | 0.473
2019-09-11 16:00 | 0.627 | 0.439
2019-09-11 17:00 | 0.425 | 0.51
2019-09-11 18:00 | 0 | 0.594
2019-09-11 19:00 | 0 | 0.611
2019-09-11 20:00 | 0 | 0.58
2019-09-11 21:00 | 0 | 0.539
2019-09-11 22:00 | 0 | 0.521
2019-09-11 23:00 | 0 | 0.573
2019-09-12 | 0 | 0.665
2019-09-12 01:00 | 0 | 0.74
2019-09-12 02:00 | 0 | 0.789
2019-09-12 03:00 | 0 | 0.819
2019-09-12 04:00 | 0 | 0.834
2019-09-12 05:00 | 0 | 0.821
2019-09-12 06:00 | 0.417 | 0.77
2019-09-12 07:00 | 0.642 | 0.37
2019-09-12 08:00 | 0.75 | 0.149
2019-09-12 09:00 | 0.775 | 0.601
2019-09-12 10:00 | 0.782 | 0.585
2019-09-12 11:00 | 0.779 | 0.596
2019-09-12 12:00 | 0.779 | 0.616
2019-09-12 13:00 | 0.781 | 0.597
2019-09-12 14:00 | 0.772 | 0.554
2019-09-12 15:00 | 0.738 | 0.508
2019-09-12 16:00 | 0.65 | 0.481
2019-09-12 17:00 | 0.45 | 0.572
2019-09-12 18:00 | 0 | 0.679
2019-09-12 19:00 | 0 | 0.748
2019-09-12 20:00 | 0 | 0.791
2019-09-12 21:00 | 0 | 0.821
2019-09-12 22:00 | 0 | 0.848
2019-09-12 23:00 | 0 | 0.866
2019-09-13 | 0 | 0.862
2019-09-13 01:00 | 0 | 0.831
2019-09-13 02:00 | 0 | 0.804
2019-09-13 03:00 | 0 | 0.812
2019-09-13 04:00 | 0 | 0.845
2019-09-13 05:00 | 0 | 0.882
2019-09-13 06:00 | 0.347 | 0.892
2019-09-13 07:00 | 0.652 | 0.617
2019-09-13 08:00 | 0.753 | 0.338
2019-09-13 09:00 | 0.777 | 0.896
2019-09-13 10:00 | 0.784 | 0.884
2019-09-13 11:00 | 0.781 | 0.854
2019-09-13 12:00 | 0.781 | 0.824
2019-09-13 13:00 | 0.783 | 0.779
2019-09-13 14:00 | 0.775 | 0.7
2019-09-13 15:00 | 0.741 | 0.579
2019-09-13 16:00 | 0.656 | 0.437
2019-09-13 17:00 | 0.467 | 0.412
2019-09-13 18:00 | 0 | 0.435
2019-09-13 19:00 | 0 | 0.399
2019-09-13 20:00 | 0 | 0.262
2019-09-13 21:00 | 0 | 0.125
2019-09-13 22:00 | 0 | 0.045
2019-09-13 23:00 | 0 | 0.02
2019-09-14 | 0 | 0.027
2019-09-14 01:00 | 0 | 0.065
2019-09-14 02:00 | 0 | 0.165
2019-09-14 03:00 | 0 | 0.329
2019-09-14 04:00 | 0 | 0.478
2019-09-14 05:00 | 0 | 0.635
2019-09-14 06:00 | 0.354 | 0.751
2019-09-14 07:00 | 0.644 | 0.462
2019-09-14 08:00 | 0.74 | 0.196
2019-09-14 09:00 | 0.764 | 0.746
2019-09-14 10:00 | 0.77 | 0.8
2019-09-14 11:00 | 0.768 | 0.726
2019-09-14 12:00 | 0.767 | 0.608
2019-09-14 13:00 | 0.766 | 0.47
2019-09-14 14:00 | 0.753 | 0.35
2019-09-14 15:00 | 0.714 | 0.293
2019-09-14 16:00 | 0.621 | 0.269
2019-09-14 17:00 | 0.433 | 0.331
2019-09-14 18:00 | 0 | 0.399
2019-09-14 19:00 | 0 | 0.392
2019-09-14 20:00 | 0 | 0.301
2019-09-14 21:00 | 0 | 0.181
2019-09-14 22:00 | 0 | 0.087
2019-09-14 23:00 | 0 | 0.04
2019-09-15 | 0 | 0.046
2019-09-15 01:00 | 0 | 0.116
2019-09-15 02:00 | 0 | 0.24
2019-09-15 03:00 | 0 | 0.386
2019-09-15 04:00 | 0 | 0.519
2019-09-15 05:00 | 0 | 0.63
2019-09-15 06:00 | 0.309 | 0.683
2019-09-15 07:00 | 0.616 | 0.38
2019-09-15 08:00 | 0.726 | 0.145
2019-09-15 09:00 | 0.757 | 0.242
2019-09-15 10:00 | 0.766 | 0.317
2019-09-15 11:00 | 0.765 | 0.295
2019-09-15 12:00 | 0.766 | 0.259
2019-09-15 13:00 | 0.767 | 0.209
2019-09-15 14:00 | 0.757 | 0.154
2019-09-15 15:00 | 0.72 | 0.112
2019-09-15 16:00 | 0.629 | 0.088
2019-09-15 17:00 | 0.448 | 0.139
2019-09-15 18:00 | 0 | 0.282
2019-09-15 19:00 | 0 | 0.467
2019-09-15 20:00 | 0 | 0.545
2019-09-15 21:00 | 0 | 0.531
2019-09-15 22:00 | 0 | 0.458
2019-09-15 23:00 | 0 | 0.383
2019-09-16 | 0 | 0.352
2019-09-16 01:00 | 0 | 0.352
2019-09-16 02:00 | 0 | 0.361
2019-09-16 03:00 | 0 | 0.377
2019-09-16 04:00 | 0 | 0.421
2019-09-16 05:00 | 0 | 0.52
2019-09-16 06:00 | 0.297 | 0.595
2019-09-16 07:00 | 0.599 | 0.319
2019-09-16 08:00 | 0.706 | 0.109
2019-09-16 09:00 | 0.739 | 0.01
2019-09-16 10:00 | 0.751 | 0.006
2019-09-16 11:00 | 0.753 | 0.017
2019-09-16 12:00 | 0.753 | 0.02
2019-09-16 13:00 | 0.753 | 0.013
2019-09-16 14:00 | 0.739 | 0.006
2019-09-16 15:00 | 0.699 | 0.004
2019-09-16 16:00 | 0.603 | 0.006
2019-09-16 17:00 | 0.425 | 0.052
2019-09-16 18:00 | 0 | 0.266
2019-09-16 19:00 | 0 | 0.56
2019-09-16 20:00 | 0 | 0.682
2019-09-16 21:00 | 0 | 0.704
2019-09-16 22:00 | 0 | 0.695
2019-09-16 23:00 | 0 | 0.696
2019-09-17 | 0 | 0.715
2019-09-17 01:00 | 0 | 0.737
2019-09-17 02:00 | 0 | 0.753
2019-09-17 03:00 | 0 | 0.757
2019-09-17 04:00 | 0 | 0.755
2019-09-17 05:00 | 0 | 0.735
2019-09-17 06:00 | 0.279 | 0.659
2019-09-17 07:00 | 0.579 | 0.264
2019-09-17 08:00 | 0.688 | 0.095
2019-09-17 09:00 | 0.726 | 0.032
2019-09-17 10:00 | 0.741 | 0
2019-09-17 11:00 | 0.741 | 0
2019-09-17 12:00 | 0.741 | 0.002
2019-09-17 13:00 | 0.739 | 0.004
2019-09-17 14:00 | 0.725 | 0.01
2019-09-17 15:00 | 0.681 | 0.021
2019-09-17 16:00 | 0.579 | 0.038
2019-09-17 17:00 | 0.397 | 0.122
2019-09-17 18:00 | 0 | 0.404
2019-09-17 19:00 | 0 | 0.681
2019-09-17 20:00 | 0 | 0.769
2019-09-17 21:00 | 0 | 0.778
2019-09-17 22:00 | 0 | 0.777
2019-09-17 23:00 | 0 | 0.774
2019-09-18 | 0 | 0.785
2019-09-18 01:00 | 0 | 0.795
2019-09-18 02:00 | 0 | 0.814
2019-09-18 03:00 | 0 | 0.822
2019-09-18 04:00 | 0 | 0.796
2019-09-18 05:00 | 0 | 0.751
2019-09-18 06:00 | 0.258 | 0.669
2019-09-18 07:00 | 0.57 | 0.286
2019-09-18 08:00 | 0.688 | 0.166
2019-09-18 09:00 | 0.727 | 0.075
2019-09-18 10:00 | 0.741 | 0.01
2019-09-18 11:00 | 0.743 | 0
2019-09-18 12:00 | 0.743 | 0.002
2019-09-18 13:00 | 0.743 | 0.013
2019-09-18 14:00 | 0.73 | 0.042
2019-09-18 15:00 | 0.692 | 0.084
2019-09-18 16:00 | 0.6 | 0.138
2019-09-18 17:00 | 0.44 | 0.329
2019-09-18 18:00 | 0 | 0.691
2019-09-18 19:00 | 0 | 0.856
2019-09-18 20:00 | 0 | 0.886
2019-09-18 21:00 | 0 | 0.88
2019-09-18 22:00 | 0 | 0.854
2019-09-18 23:00 | 0 | 0.841
2019-09-19 | 0 | 0.836
2019-09-19 01:00 | 0 | 0.835
2019-09-19 02:00 | 0 | 0.815
2019-09-19 03:00 | 0 | 0.77
2019-09-19 04:00 | 0 | 0.718
2019-09-19 05:00 | 0 | 0.7
2019-09-19 06:00 | 0.278 | 0.636
2019-09-19 07:00 | 0.58 | 0.363
2019-09-19 08:00 | 0.688 | 0.188
2019-09-19 09:00 | 0.729 | 0.237
2019-09-19 10:00 | 0.743 | 0.46
2019-09-19 11:00 | 0.746 | 0.541
2019-09-19 12:00 | 0.747 | 0.595
2019-09-19 13:00 | 0.746 | 0.674
2019-09-19 14:00 | 0.73 | 0.754
2019-09-19 15:00 | 0.688 | 0.817
2019-09-19 16:00 | 0.586 | 0.858
2019-09-19 17:00 | 0.413 | 0.883
2019-09-19 18:00 | 0 | 0.91
2019-09-19 19:00 | 0 | 0.879
2019-09-19 20:00 | 0 | 0.762
2019-09-19 21:00 | 0 | 0.559
2019-09-19 22:00 | 0 | 0.412
2019-09-19 23:00 | 0 | 0.446
2019-09-20 | 0 | 0.717
2019-09-20 01:00 | 0 | 0.886
2019-09-20 02:00 | 0 | 0.929
2019-09-20 03:00 | 0 | 0.933
2019-09-20 04:00 | 0 | 0.93
2019-09-20 05:00 | 0 | 0.924
2019-09-20 06:00 | 0.253 | 0.93
2019-09-20 07:00 | 0.573 | 0.956
2019-09-20 08:00 | 0.705 | 0.962
2019-09-20 09:00 | 0.758 | 0.899
2019-09-20 10:00 | 0.776 | 0.763
2019-09-20 11:00 | 0.776 | 0.622
2019-09-20 12:00 | 0.777 | 0.51
2019-09-20 13:00 | 0.777 | 0.408
2019-09-20 14:00 | 0.767 | 0.335
2019-09-20 15:00 | 0.73 | 0.297
2019-09-20 16:00 | 0.638 | 0.312
2019-09-20 17:00 | 0.492 | 0.46
2019-09-20 18:00 | 0 | 0.763
2019-09-20 19:00 | 0 | 0.9
2019-09-20 20:00 | 0 | 0.933
2019-09-20 21:00 | 0 | 0.943
2019-09-20 22:00 | 0 | 0.951
2019-09-20 23:00 | 0 | 0.953
2019-09-21 | 0 | 0.937
2019-09-21 01:00 | 0 | 0.924
2019-09-21 02:00 | 0 | 0.921
2019-09-21 03:00 | 0 | 0.923
2019-09-21 04:00 | 0 | 0.93
2019-09-21 05:00 | 0 | 0.936
2019-09-21 06:00 | 0.316 | 0.922
2019-09-21 07:00 | 0.629 | 0.962
2019-09-21 08:00 | 0.743 | 0.959
2019-09-21 09:00 | 0.785 | 0.928
2019-09-21 10:00 | 0.796 | 0.783
2019-09-21 11:00 | 0.795 | 0.555
2019-09-21 12:00 | 0.795 | 0.34
2019-09-21 13:00 | 0.796 | 0.199
2019-09-21 14:00 | 0.784 | 0.123
2019-09-21 15:00 | 0.748 | 0.088
2019-09-21 16:00 | 0.66 | 0.093
2019-09-21 17:00 | 0.516 | 0.24
2019-09-21 18:00 | 0 | 0.658
2019-09-21 19:00 | 0 | 0.886
2019-09-21 20:00 | 0 | 0.934
2019-09-21 21:00 | 0 | 0.945
2019-09-21 22:00 | 0 | 0.95
2019-09-21 23:00 | 0 | 0.952
2019-09-22 | 0 | 0.953
2019-09-22 01:00 | 0 | 0.952
2019-09-22 02:00 | 0 | 0.949
2019-09-22 03:00 | 0 | 0.947
2019-09-22 04:00 | 0 | 0.946
2019-09-22 05:00 | 0 | 0.946
2019-09-22 06:00 | 0.296 | 0.93
2019-09-22 07:00 | 0.614 | 0.888
2019-09-22 08:00 | 0.726 | 0.932
2019-09-22 09:00 | 0.769 | 0.914
2019-09-22 10:00 | 0.782 | 0.796
2019-09-22 11:00 | 0.782 | 0.582
2019-09-22 12:00 | 0.782 | 0.376
2019-09-22 13:00 | 0.781 | 0.232
2019-09-22 14:00 | 0.768 | 0.146
2019-09-22 15:00 | 0.73 | 0.094
2019-09-22 16:00 | 0.637 | 0.067
2019-09-22 17:00 | 0.494 | 0.105
2019-09-22 18:00 | 0 | 0.348
2019-09-22 19:00 | 0 | 0.737
2019-09-22 20:00 | 0 | 0.903
2019-09-22 21:00 | 0 | 0.933
2019-09-22 22:00 | 0 | 0.935
2019-09-22 23:00 | 0 | 0.933
2019-09-23 | 0 | 0.93
2019-09-23 01:00 | 0 | 0.929
2019-09-23 02:00 | 0 | 0.926
2019-09-23 03:00 | 0 | 0.92
2019-09-23 04:00 | 0 | 0.92
2019-09-23 05:00 | 0 | 0.922
2019-09-23 06:00 | 0.272 | 0.904
2019-09-23 07:00 | 0.584 | 0.838
2019-09-23 08:00 | 0.694 | 0.892
2019-09-23 09:00 | 0.743 | 0.873
2019-09-23 10:00 | 0.761 | 0.727
2019-09-23 11:00 | 0.765 | 0.541
2019-09-23 12:00 | 0.765 | 0.411
2019-09-23 13:00 | 0.762 | 0.322
2019-09-23 14:00 | 0.743 | 0.259
2019-09-23 15:00 | 0.696 | 0.238
2019-09-23 16:00 | 0.588 | 0.28
2019-09-23 17:00 | 0.434 | 0.424
2019-09-23 18:00 | 0 | 0.73
2019-09-23 19:00 | 0 | 0.876
2019-09-23 20:00 | 0 | 0.914
2019-09-23 21:00 | 0 | 0.923
2019-09-23 22:00 | 0 | 0.927
2019-09-23 23:00 | 0 | 0.916
2019-09-24 | 0 | 0.901
2019-09-24 01:00 | 0 | 0.885
2019-09-24 02:00 | 0 | 0.846
2019-09-24 03:00 | 0 | 0.834
2019-09-24 04:00 | 0 | 0.849
2019-09-24 05:00 | 0 | 0.832
2019-09-24 06:00 | 0.175 | 0.786
2019-09-24 07:00 | 0.489 | 0.874
2019-09-24 08:00 | 0.658 | 0.778
2019-09-24 09:00 | 0.718 | 0.52
2019-09-24 10:00 | 0.74 | 0.231
2019-09-24 11:00 | 0.751 | 0.07
2019-09-24 12:00 | 0.749 | 0.012
2019-09-24 13:00 | 0.711 | 0.001
2019-09-24 14:00 | 0.612 | 0
2019-09-24 15:00 | 0.516 | 0
2019-09-24 16:00 | 0.337 | 0
2019-09-24 17:00 | 0.147 | 0.001
2019-09-24 18:00 | 0 | 0.003
2019-09-24 19:00 | 0 | 0.002
2019-09-24 20:00 | 0 | 0.002
2019-09-24 21:00 | 0 | 0.003
2019-09-24 22:00 | 0 | 0.008
2019-09-24 23:00 | 0 | 0.028
2019-09-25 | 0 | 0.093
2019-09-25 01:00 | 0 | 0.233
2019-09-25 02:00 | 0 | 0.383
2019-09-25 03:00 | 0 | 0.461
2019-09-25 04:00 | 0 | 0.528
2019-09-25 05:00 | 0 | 0.59
2019-09-25 06:00 | 0.169 | 0.518
2019-09-25 07:00 | 0.48 | 0.186
2019-09-25 08:00 | 0.634 | 0.242
2019-09-25 09:00 | 0.696 | 0.169
2019-09-25 10:00 | 0.722 | 0.13
2019-09-25 11:00 | 0.732 | 0.091
2019-09-25 12:00 | 0.734 | 0.048
2019-09-25 13:00 | 0.723 | 0.022
2019-09-25 14:00 | 0.697 | 0.011
2019-09-25 15:00 | 0.662 | 0.008
2019-09-25 16:00 | 0.574 | 0.008
2019-09-25 17:00 | 0.438 | 0.016
2019-09-25 18:00 | 0 | 0.047
2019-09-25 19:00 | 0 | 0.124
2019-09-25 20:00 | 0 | 0.199
2019-09-25 21:00 | 0 | 0.243
2019-09-25 22:00 | 0 | 0.266
2019-09-25 23:00 | 0 | 0.268
2019-09-26 | 0 | 0.244
2019-09-26 01:00 | 0 | 0.227
2019-09-26 02:00 | 0 | 0.216
2019-09-26 03:00 | 0 | 0.187
2019-09-26 04:00 | 0 | 0.135
2019-09-26 05:00 | 0 | 0.1
2019-09-26 06:00 | 0.24 | 0.074
2019-09-26 07:00 | 0.537 | 0.015
2019-09-26 08:00 | 0.655 | 0
2019-09-26 09:00 | 0.704 | 0.052
2019-09-26 10:00 | 0.727 | 0.118
2019-09-26 11:00 | 0.734 | 0.179
2019-09-26 12:00 | 0.737 | 0.219
2019-09-26 13:00 | 0.734 | 0.247
2019-09-26 14:00 | 0.717 | 0.277
2019-09-26 15:00 | 0.672 | 0.312
2019-09-26 16:00 | 0.569 | 0.359
2019-09-26 17:00 | 0.431 | 0.537
2019-09-26 18:00 | 0 | 0.828
2019-09-26 19:00 | 0 | 0.883
2019-09-26 20:00 | 0 | 0.871
2019-09-26 21:00 | 0 | 0.846
2019-09-26 22:00 | 0 | 0.825
2019-09-26 23:00 | 0 | 0.812
2019-09-27 | 0 | 0.796
2019-09-27 01:00 | 0 | 0.771
2019-09-27 02:00 | 0 | 0.731
2019-09-27 03:00 | 0 | 0.68
2019-09-27 04:00 | 0 | 0.611
2019-09-27 05:00 | 0 | 0.522
2019-09-27 06:00 | 0.225 | 0.344
2019-09-27 07:00 | 0.525 | 0.077
2019-09-27 08:00 | 0.649 | 0.078
2019-09-27 09:00 | 0.702 | 0.095
2019-09-27 10:00 | 0.725 | 0.135
2019-09-27 11:00 | 0.734 | 0.198
2019-09-27 12:00 | 0.737 | 0.254
2019-09-27 13:00 | 0.734 | 0.314
2019-09-27 14:00 | 0.718 | 0.383
2019-09-27 15:00 | 0.676 | 0.457
2019-09-27 16:00 | 0.58 | 0.527
2019-09-27 17:00 | 0.462 | 0.637
2019-09-27 18:00 | 0 | 0.837
2019-09-27 19:00 | 0 | 0.871
2019-09-27 20:00 | 0 | 0.853
2019-09-27 21:00 | 0 | 0.827
2019-09-27 22:00 | 0 | 0.807
2019-09-27 23:00 | 0 | 0.788
2019-09-28 | 0 | 0.765
2019-09-28 01:00 | 0 | 0.74
2019-09-28 02:00 | 0 | 0.713
2019-09-28 03:00 | 0 | 0.691
2019-09-28 04:00 | 0 | 0.677
2019-09-28 05:00 | 0 | 0.7
2019-09-28 06:00 | 0.227 | 0.622
2019-09-28 07:00 | 0.466 | 0.24
2019-09-28 08:00 | 0.555 | 0.084
2019-09-28 09:00 | 0.64 | 0.047
2019-09-28 10:00 | 0.687 | 0.034
2019-09-28 11:00 | 0.701 | 0.057
2019-09-28 12:00 | 0.659 | 0.099
2019-09-28 13:00 | 0.527 | 0.135
2019-09-28 14:00 | 0.356 | 0.164
2019-09-28 15:00 | 0.199 | 0.187
2019-09-28 16:00 | 0.091 | 0.232
2019-09-28 17:00 | 0.029 | 0.454
2019-09-28 18:00 | 0 | 0.718
2019-09-28 19:00 | 0 | 0.782
2019-09-28 20:00 | 0 | 0.753
2019-09-28 21:00 | 0 | 0.7
2019-09-28 22:00 | 0 | 0.658
2019-09-28 23:00 | 0 | 0.653
2019-09-29 | 0 | 0.663
2019-09-29 01:00 | 0 | 0.669
2019-09-29 02:00 | 0 | 0.662
2019-09-29 03:00 | 0 | 0.646
2019-09-29 04:00 | 0 | 0.613
2019-09-29 05:00 | 0 | 0.568
2019-09-29 06:00 | 0.216 | 0.48
2019-09-29 07:00 | 0.514 | 0.163
2019-09-29 08:00 | 0.657 | 0.006
2019-09-29 09:00 | 0.704 | 0
2019-09-29 10:00 | 0.724 | 0.002
2019-09-29 11:00 | 0.73 | 0.024
2019-09-29 12:00 | 0.732 | 0.071
2019-09-29 13:00 | 0.73 | 0.133
2019-09-29 14:00 | 0.717 | 0.214
2019-09-29 15:00 | 0.678 | 0.317
2019-09-29 16:00 | 0.588 | 0.451
2019-09-29 17:00 | 0.49 | 0.657
2019-09-29 18:00 | 0 | 0.88
2019-09-29 19:00 | 0 | 0.903
2019-09-29 20:00 | 0 | 0.872
2019-09-29 21:00 | 0 | 0.825
2019-09-29 22:00 | 0 | 0.774
2019-09-29 23:00 | 0 | 0.739
2019-09-30 | 0 | 0.7
2019-09-30 01:00 | 0 | 0.666
2019-09-30 02:00 | 0 | 0.627
2019-09-30 03:00 | 0 | 0.582
2019-09-30 04:00 | 0 | 0.541
2019-09-30 05:00 | 0 | 0.533
2019-09-30 06:00 | 0.222 | 0.426
2019-09-30 07:00 | 0.518 | 0.16
2019-09-30 08:00 | 0.637 | 0.118
2019-09-30 09:00 | 0.686 | 0.069
2019-09-30 10:00 | 0.709 | 0.037
2019-09-30 11:00 | 0.718 | 0.043
2019-09-30 12:00 | 0.721 | 0.059
2019-09-30 13:00 | 0.719 | 0.078
2019-09-30 14:00 | 0.704 | 0.099
2019-09-30 15:00 | 0.663 | 0.127
2019-09-30 16:00 | 0.57 | 0.175
2019-09-30 17:00 | 0.476 | 0.376
2019-09-30 18:00 | 0 | 0.792
2019-09-30 19:00 | 0 | 0.891
2019-09-30 20:00 | 0 | 0.896
2019-09-30 21:00 | 0 | 0.884
2019-09-30 22:00 | 0 | 0.872
2019-09-30 23:00 | 0 | 0.862
2019-10-01 | 0 | 0.848
2019-10-01 01:00 | 0 | 0.83
2019-10-01 02:00 | 0 | 0.805
2019-10-01 03:00 | 0 | 0.782
2019-10-01 04:00 | 0 | 0.765
2019-10-01 05:00 | 0 | 0.766
2019-10-01 06:00 | 0.245 | 0.677
2019-10-01 07:00 | 0.533 | 0.448
2019-10-01 08:00 | 0.645 | 0.432
2019-10-01 09:00 | 0.688 | 0.28
2019-10-01 10:00 | 0.707 | 0.127
2019-10-01 11:00 | 0.712 | 0.035
2019-10-01 12:00 | 0.715 | 0.008
2019-10-01 13:00 | 0.713 | 0.002
2019-10-01 14:00 | 0.696 | 0.001
2019-10-01 15:00 | 0.652 | 0
2019-10-01 16:00 | 0.554 | 0.001
2019-10-01 17:00 | 0.449 | 0.02
2019-10-01 18:00 | 0 | 0.183
2019-10-01 19:00 | 0 | 0.466
2019-10-01 20:00 | 0 | 0.635
2019-10-01 21:00 | 0 | 0.708
2019-10-01 22:00 | 0 | 0.713
2019-10-01 23:00 | 0 | 0.674
2019-10-02 | 0 | 0.65
2019-10-02 01:00 | 0 | 0.659
2019-10-02 02:00 | 0 | 0.683
2019-10-02 03:00 | 0 | 0.701
2019-10-02 04:00 | 0 | 0.711
2019-10-02 05:00 | 0 | 0.734
2019-10-02 06:00 | 0.237 | 0.644
2019-10-02 07:00 | 0.526 | 0.347
2019-10-02 08:00 | 0.641 | 0.233
2019-10-02 09:00 | 0.684 | 0.082
2019-10-02 10:00 | 0.703 | 0.02
2019-10-02 11:00 | 0.711 | 0.008
2019-10-02 12:00 | 0.715 | 0.007
2019-10-02 13:00 | 0.715 | 0.015
2019-10-02 14:00 | 0.702 | 0.029
2019-10-02 15:00 | 0.666 | 0.048
2019-10-02 16:00 | 0.581 | 0.084
2019-10-02 17:00 | 0.509 | 0.265
2019-10-02 18:00 | 0 | 0.708
2019-10-02 19:00 | 0 | 0.828
2019-10-02 20:00 | 0 | 0.804
2019-10-02 21:00 | 0 | 0.737
2019-10-02 22:00 | 0 | 0.679
2019-10-02 23:00 | 0 | 0.656
2019-10-03 | 0 | 0.659
2019-10-03 01:00 | 0 | 0.657
2019-10-03 02:00 | 0 | 0.649
2019-10-03 03:00 | 0 | 0.667
2019-10-03 04:00 | 0 | 0.712
2019-10-03 05:00 | 0 | 0.755
2019-10-03 06:00 | 0.242 | 0.677
2019-10-03 07:00 | 0.524 | 0.399
2019-10-03 08:00 | 0.633 | 0.405
2019-10-03 09:00 | 0.679 | 0.19
2019-10-03 10:00 | 0.699 | 0.048
2019-10-03 11:00 | 0.706 | 0.012
2019-10-03 12:00 | 0.709 | 0.008
2019-10-03 13:00 | 0.707 | 0.01
2019-10-03 14:00 | 0.69 | 0.015
2019-10-03 15:00 | 0.646 | 0.023
2019-10-03 16:00 | 0.501 | 0.044
2019-10-03 17:00 | 0.226 | 0.153
2019-10-03 18:00 | 0 | 0.528
2019-10-03 19:00 | 0 | 0.744
2019-10-03 20:00 | 0 | 0.774
2019-10-03 21:00 | 0 | 0.743
2019-10-03 22:00 | 0 | 0.729
2019-10-03 23:00 | 0 | 0.758
2019-10-04 | 0 | 0.801
2019-10-04 01:00 | 0 | 0.86
2019-10-04 02:00 | 0 | 0.89
2019-10-04 03:00 | 0 | 0.913
2019-10-04 04:00 | 0 | 0.922
2019-10-04 05:00 | 0 | 0.917
2019-10-04 06:00 | 0.231 | 0.854
2019-10-04 07:00 | 0.511 | 0.737
2019-10-04 08:00 | 0.63 | 0.753
2019-10-04 09:00 | 0.68 | 0.375
2019-10-04 10:00 | 0.701 | 0.072
2019-10-04 11:00 | 0.709 | 0.004
2019-10-04 12:00 | 0.714 | 0
2019-10-04 13:00 | 0.715 | 0.002
2019-10-04 14:00 | 0.703 | 0.007
2019-10-04 15:00 | 0.669 | 0.014
2019-10-04 16:00 | 0.587 | 0.026
2019-10-04 17:00 | 0.402 | 0.085
2019-10-04 18:00 | 0 | 0.337
2019-10-04 19:00 | 0 | 0.554
2019-10-04 20:00 | 0 | 0.574
2019-10-04 21:00 | 0 | 0.48
2019-10-04 22:00 | 0 | 0.36
2019-10-04 23:00 | 0 | 0.423
2019-10-05 | 0 | 0.683
2019-10-05 01:00 | 0 | 0.869
2019-10-05 02:00 | 0 | 0.921
2019-10-05 03:00 | 0 | 0.921
2019-10-05 04:00 | 0 | 0.916
2019-10-05 05:00 | 0 | 0.915
2019-10-05 06:00 | 0.271 | 0.901
2019-10-05 07:00 | 0.55 | 0.952
2019-10-05 08:00 | 0.662 | 0.93
2019-10-05 09:00 | 0.706 | 0.863
2019-10-05 10:00 | 0.72 | 0.677
2019-10-05 11:00 | 0.723 | 0.412
2019-10-05 12:00 | 0.725 | 0.23
2019-10-05 13:00 | 0.726 | 0.136
2019-10-05 14:00 | 0.716 | 0.09
2019-10-05 15:00 | 0.684 | 0.066
2019-10-05 16:00 | 0.608 | 0.058
2019-10-05 17:00 | 0.431 | 0.069
2019-10-05 18:00 | 0 | 0.051
2019-10-05 19:00 | 0 | 0.058
2019-10-05 20:00 | 0 | 0.154
2019-10-05 21:00 | 0 | 0.224
2019-10-05 22:00 | 0 | 0.202
2019-10-05 23:00 | 0 | 0.136
2019-10-06 | 0 | 0.074
2019-10-06 01:00 | 0 | 0.032
2019-10-06 02:00 | 0 | 0.024
2019-10-06 03:00 | 0 | 0.077
2019-10-06 04:00 | 0 | 0.204
2019-10-06 05:00 | 0 | 0.423
2019-10-06 06:00 | 0.271 | 0.518
2019-10-06 07:00 | 0.55 | 0.381
2019-10-06 08:00 | 0.657 | 0.47
2019-10-06 09:00 | 0.697 | 0.639
2019-10-06 10:00 | 0.712 | 0.697
2019-10-06 11:00 | 0.717 | 0.636
2019-10-06 12:00 | 0.721 | 0.483
2019-10-06 13:00 | 0.723 | 0.298
2019-10-06 14:00 | 0.715 | 0.16
2019-10-06 15:00 | 0.685 | 0.085
2019-10-06 16:00 | 0.611 | 0.048
2019-10-06 17:00 | 0.442 | 0.049
2019-10-06 18:00 | 0 | 0.193
2019-10-06 19:00 | 0 | 0.392
2019-10-06 20:00 | 0 | 0.395
2019-10-06 21:00 | 0 | 0.316
2019-10-06 22:00 | 0 | 0.241
2019-10-06 23:00 | 0 | 0.198
2019-10-07 | 0 | 0.171
2019-10-07 01:00 | 0 | 0.119
2019-10-07 02:00 | 0 | 0.046
2019-10-07 03:00 | 0 | 0.011
2019-10-07 04:00 | 0 | 0.023
2019-10-07 05:00 | 0 | 0.14
2019-10-07 06:00 | 0.266 | 0.325
2019-10-07 07:00 | 0.542 | 0.416
2019-10-07 08:00 | 0.649 | 0.756
2019-10-07 09:00 | 0.694 | 0.78
2019-10-07 10:00 | 0.71 | 0.662
2019-10-07 11:00 | 0.714 | 0.476
2019-10-07 12:00 | 0.716 | 0.323
2019-10-07 13:00 | 0.715 | 0.231
2019-10-07 14:00 | 0.704 | 0.171
2019-10-07 15:00 | 0.67 | 0.136
2019-10-07 16:00 | 0.59 | 0.121
2019-10-07 17:00 | 0.41 | 0.132
2019-10-07 18:00 | 0 | 0.182
2019-10-07 19:00 | 0 | 0.24
2019-10-07 20:00 | 0 | 0.224
2019-10-07 21:00 | 0 | 0.17
2019-10-07 22:00 | 0 | 0.142
2019-10-07 23:00 | 0 | 0.154
2019-10-08 | 0 | 0.191
2019-10-08 01:00 | 0 | 0.249
2019-10-08 02:00 | 0 | 0.34
2019-10-08 03:00 | 0 | 0.547
2019-10-08 04:00 | 0 | 0.796
2019-10-08 05:00 | 0 | 0.89
2019-10-08 06:00 | 0.265 | 0.881
2019-10-08 07:00 | 0.536 | 0.961
2019-10-08 08:00 | 0.646 | 0.952
2019-10-08 09:00 | 0.69 | 0.88
2019-10-08 10:00 | 0.706 | 0.694
2019-10-08 11:00 | 0.712 | 0.537
2019-10-08 12:00 | 0.717 | 0.494
2019-10-08 13:00 | 0.719 | 0.47
2019-10-08 14:00 | 0.712 | 0.418
2019-10-08 15:00 | 0.681 | 0.347
2019-10-08 16:00 | 0.608 | 0.285
2019-10-08 17:00 | 0.439 | 0.26
2019-10-08 18:00 | 0 | 0.236
2019-10-08 19:00 | 0 | 0.225
2019-10-08 20:00 | 0 | 0.246
2019-10-08 21:00 | 0 | 0.214
2019-10-08 22:00 | 0 | 0.143
2019-10-08 23:00 | 0 | 0.077
2019-10-09 | 0 | 0.039
2019-10-09 01:00 | 0 | 0.023
2019-10-09 02:00 | 0 | 0.021
2019-10-09 03:00 | 0 | 0.043
2019-10-09 04:00 | 0 | 0.117
2019-10-09 05:00 | 0 | 0.313
2019-10-09 06:00 | 0.283 | 0.5
2019-10-09 07:00 | 0.551 | 0.335
2019-10-09 08:00 | 0.654 | 0.556
2019-10-09 09:00 | 0.694 | 0.862
2019-10-09 10:00 | 0.71 | 0.929
2019-10-09 11:00 | 0.718 | 0.941
2019-10-09 12:00 | 0.723 | 0.931
2019-10-09 13:00 | 0.726 | 0.896
2019-10-09 14:00 | 0.718 | 0.823
2019-10-09 15:00 | 0.69 | 0.715
2019-10-09 16:00 | 0.62 | 0.612
2019-10-09 17:00 | 0.458 | 0.602
2019-10-09 18:00 | 0 | 0.737
2019-10-09 19:00 | 0 | 0.723
2019-10-09 20:00 | 0 | 0.577
2019-10-09 21:00 | 0 | 0.357
2019-10-09 22:00 | 0 | 0.146
2019-10-09 23:00 | 0 | 0.024
2019-10-10 | 0 | 0.002
2019-10-10 01:00 | 0 | 0.009
2019-10-10 02:00 | 0 | 0.041
2019-10-10 03:00 | 0 | 0.08
2019-10-10 04:00 | 0 | 0.123
2019-10-10 05:00 | 0 | 0.162
2019-10-10 06:00 | 0.272 | 0.157
2019-10-10 07:00 | 0.538 | 0.058
2019-10-10 08:00 | 0.64 | 0.087
2019-10-10 09:00 | 0.682 | 0.26
2019-10-10 10:00 | 0.701 | 0.333
2019-10-10 11:00 | 0.71 | 0.312
2019-10-10 12:00 | 0.716 | 0.241
2019-10-10 13:00 | 0.719 | 0.172
2019-10-10 14:00 | 0.713 | 0.126
2019-10-10 15:00 | 0.683 | 0.099
2019-10-10 16:00 | 0.609 | 0.093
2019-10-10 17:00 | 0.438 | 0.173
2019-10-10 18:00 | 0 | 0.501
2019-10-10 19:00 | 0 | 0.659
2019-10-10 20:00 | 0 | 0.633
2019-10-10 21:00 | 0 | 0.541
2019-10-10 22:00 | 0 | 0.44
2019-10-10 23:00 | 0 | 0.363
2019-10-11 | 0 | 0.312
2019-10-11 01:00 | 0 | 0.28
2019-10-11 02:00 | 0 | 0.253
2019-10-11 03:00 | 0 | 0.218
2019-10-11 04:00 | 0 | 0.189
2019-10-11 05:00 | 0 | 0.233
2019-10-11 06:00 | 0.275 | 0.268
2019-10-11 07:00 | 0.541 | 0.117
2019-10-11 08:00 | 0.642 | 0.023
2019-10-11 09:00 | 0.682 | 0.05
2019-10-11 10:00 | 0.699 | 0.131
2019-10-11 11:00 | 0.708 | 0.251
2019-10-11 12:00 | 0.715 | 0.326
2019-10-11 13:00 | 0.72 | 0.352
2019-10-11 14:00 | 0.715 | 0.358
2019-10-11 15:00 | 0.691 | 0.365
2019-10-11 16:00 | 0.627 | 0.403
2019-10-11 17:00 | 0.477 | 0.593
2019-10-11 18:00 | 0 | 0.874
2019-10-11 19:00 | 0 | 0.906
2019-10-11 20:00 | 0 | 0.844
2019-10-11 21:00 | 0 | 0.748
2019-10-11 22:00 | 0 | 0.68
2019-10-11 23:00 | 0 | 0.663
2019-10-12 | 0 | 0.666
2019-10-12 01:00 | 0 | 0.658
2019-10-12 02:00 | 0 | 0.627
2019-10-12 03:00 | 0 | 0.573
2019-10-12 04:00 | 0 | 0.506
2019-10-12 05:00 | 0 | 0.394
2019-10-12 06:00 | 0.295 | 0.234
2019-10-12 07:00 | 0.558 | 0.053
2019-10-12 08:00 | 0.655 | 0.017
2019-10-12 09:00 | 0.693 | 0.002
2019-10-12 10:00 | 0.709 | 0.004
2019-10-12 11:00 | 0.715 | 0.047
2019-10-12 12:00 | 0.721 | 0.172
2019-10-12 13:00 | 0.725 | 0.366
2019-10-12 14:00 | 0.72 | 0.583
2019-10-12 15:00 | 0.695 | 0.758
2019-10-12 16:00 | 0.627 | 0.859
2019-10-12 17:00 | 0.465 | 0.907
2019-10-12 18:00 | 0.244 | 0.919
2019-10-12 19:00 | 0 | 0.896
2019-10-12 20:00 | 0 | 0.833
2019-10-12 21:00 | 0 | 0.741
2019-10-12 22:00 | 0 | 0.639
2019-10-12 23:00 | 0 | 0.521
2019-10-13 | 0 | 0.399
2019-10-13 01:00 | 0 | 0.29
2019-10-13 02:00 | 0 | 0.184
2019-10-13 03:00 | 0 | 0.144
2019-10-13 04:00 | 0 | 0.164
2019-10-13 05:00 | 0 | 0.273
2019-10-13 06:00 | 0.285 | 0.306
2019-10-13 07:00 | 0.549 | 0.187
2019-10-13 08:00 | 0.649 | 0.019
2019-10-13 09:00 | 0.692 | 0.021
2019-10-13 10:00 | 0.711 | 0.106
2019-10-13 11:00 | 0.719 | 0.245
2019-10-13 12:00 | 0.726 | 0.373
2019-10-13 13:00 | 0.729 | 0.479
2019-10-13 14:00 | 0.722 | 0.558
2019-10-13 15:00 | 0.693 | 0.63
2019-10-13 16:00 | 0.623 | 0.714
2019-10-13 17:00 | 0.459 | 0.837
2019-10-13 18:00 | 0.021 | 0.906
2019-10-13 19:00 | 0 | 0.894
2019-10-13 20:00 | 0 | 0.819
2019-10-13 21:00 | 0 | 0.691
2019-10-13 22:00 | 0 | 0.587
2019-10-13 23:00 | 0 | 0.526
2019-10-14 | 0 | 0.497
2019-10-14 01:00 | 0 | 0.49
2019-10-14 02:00 | 0 | 0.493
2019-10-14 03:00 | 0 | 0.485
2019-10-14 04:00 | 0 | 0.457
2019-10-14 05:00 | 0 | 0.409
2019-10-14 06:00 | 0.301 | 0.229
2019-10-14 07:00 | 0.567 | 0.052
2019-10-14 08:00 | 0.665 | 0.297
2019-10-14 09:00 | 0.707 | 0.324
2019-10-14 10:00 | 0.724 | 0.41
2019-10-14 11:00 | 0.731 | 0.568
2019-10-14 12:00 | 0.737 | 0.7
2019-10-14 13:00 | 0.742 | 0.785
2019-10-14 14:00 | 0.737 | 0.834
2019-10-14 15:00 | 0.711 | 0.859
2019-10-14 16:00 | 0.645 | 0.863
2019-10-14 17:00 | 0.485 | 0.849
2019-10-14 18:00 | 0.013 | 0.854
2019-10-14 19:00 | 0 | 0.839
2019-10-14 20:00 | 0 | 0.783
2019-10-14 21:00 | 0 | 0.746
2019-10-14 22:00 | 0 | 0.71
2019-10-14 23:00 | 0 | 0.674
2019-10-15 | 0 | 0.637
2019-10-15 01:00 | 0 | 0.599
2019-10-15 02:00 | 0 | 0.555
2019-10-15 03:00 | 0 | 0.508
2019-10-15 04:00 | 0 | 0.462
2019-10-15 05:00 | 0 | 0.409
2019-10-15 06:00 | 0.315 | 0.21
2019-10-15 07:00 | 0.576 | 0.094
2019-10-15 08:00 | 0.671 | 0.298
2019-10-15 09:00 | 0.711 | 0.527
2019-10-15 10:00 | 0.725 | 0.76
2019-10-15 11:00 | 0.728 | 0.857
2019-10-15 12:00 | 0.733 | 0.885
2019-10-15 13:00 | 0.735 | 0.903
2019-10-15 14:00 | 0.73 | 0.917
2019-10-15 15:00 | 0.701 | 0.928
2019-10-15 16:00 | 0.629 | 0.927
2019-10-15 17:00 | 0.451 | 0.895
2019-10-15 18:00 | 0.008 | 0.875
2019-10-15 19:00 | 0 | 0.864
2019-10-15 20:00 | 0 | 0.795
2019-10-15 21:00 | 0 | 0.677
2019-10-15 22:00 | 0 | 0.53
2019-10-15 23:00 | 0 | 0.406
2019-10-16 | 0 | 0.331
2019-10-16 01:00 | 0 | 0.297
2019-10-16 02:00 | 0 | 0.302
2019-10-16 03:00 | 0 | 0.301
2019-10-16 04:00 | 0 | 0.304
2019-10-16 05:00 | 0 | 0.354
2019-10-16 06:00 | 0.27 | 0.328
2019-10-16 07:00 | 0.542 | 0.264
2019-10-16 08:00 | 0.651 | 0.181
2019-10-16 09:00 | 0.694 | 0.002
2019-10-16 10:00 | 0.709 | 0.001
2019-10-16 11:00 | 0.716 | 0.018
2019-10-16 12:00 | 0.721 | 0.058
2019-10-16 13:00 | 0.723 | 0.109
2019-10-16 14:00 | 0.713 | 0.176
2019-10-16 15:00 | 0.681 | 0.254
2019-10-16 16:00 | 0.604 | 0.369
2019-10-16 17:00 | 0.424 | 0.584
2019-10-16 18:00 | 0.006 | 0.852
2019-10-16 19:00 | 0 | 0.9
2019-10-16 20:00 | 0 | 0.852
2019-10-16 21:00 | 0 | 0.764
2019-10-16 22:00 | 0 | 0.702
2019-10-16 23:00 | 0 | 0.66
2019-10-17 | 0 | 0.629
2019-10-17 01:00 | 0 | 0.602
2019-10-17 02:00 | 0 | 0.582
2019-10-17 03:00 | 0 | 0.559
2019-10-17 04:00 | 0 | 0.527
2019-10-17 05:00 | 0 | 0.46
2019-10-17 06:00 | 0.27 | 0.325
2019-10-17 07:00 | 0.532 | 0.18
2019-10-17 08:00 | 0.633 | 0.035
2019-10-17 09:00 | 0.678 | 0.001
2019-10-17 10:00 | 0.698 | 0.002
2019-10-17 11:00 | 0.706 | 0.015
2019-10-17 12:00 | 0.711 | 0.031
2019-10-17 13:00 | 0.712 | 0.053
2019-10-17 14:00 | 0.701 | 0.08
2019-10-17 15:00 | 0.667 | 0.113
2019-10-17 16:00 | 0.584 | 0.143
2019-10-17 17:00 | 0.397 | 0.226
2019-10-17 18:00 | 0.005 | 0.541
2019-10-17 19:00 | 0 | 0.769
2019-10-17 20:00 | 0 | 0.825
2019-10-17 21:00 | 0 | 0.826
2019-10-17 22:00 | 0 | 0.815
2019-10-17 23:00 | 0 | 0.81
2019-10-18 | 0 | 0.808
2019-10-18 01:00 | 0 | 0.8
2019-10-18 02:00 | 0 | 0.783
2019-10-18 03:00 | 0 | 0.772
2019-10-18 04:00 | 0 | 0.763
2019-10-18 05:00 | 0 | 0.748
2019-10-18 06:00 | 0.243 | 0.556
2019-10-18 07:00 | 0.504 | 0.217
2019-10-18 08:00 | 0.612 | 0.081
2019-10-18 09:00 | 0.661 | 0.007
2019-10-18 10:00 | 0.683 | 0.006
2019-10-18 11:00 | 0.699 | 0.024
2019-10-18 12:00 | 0.703 | 0.063
2019-10-18 13:00 | 0.685 | 0.121
2019-10-18 14:00 | 0.667 | 0.2
2019-10-18 15:00 | 0.646 | 0.308
2019-10-18 16:00 | 0.54 | 0.467
2019-10-18 17:00 | 0.294 | 0.691
2019-10-18 18:00 | 0.002 | 0.863
2019-10-18 19:00 | 0 | 0.86
2019-10-18 20:00 | 0 | 0.788
2019-10-18 21:00 | 0 | 0.716
2019-10-18 22:00 | 0 | 0.63
2019-10-18 23:00 | 0 | 0.537
2019-10-19 | 0 | 0.473
2019-10-19 01:00 | 0 | 0.448
2019-10-19 02:00 | 0 | 0.46
2019-10-19 03:00 | 0 | 0.491
2019-10-19 04:00 | 0 | 0.522
2019-10-19 05:00 | 0 | 0.519
2019-10-19 06:00 | 0.238 | 0.373
2019-10-19 07:00 | 0.498 | 0.09
2019-10-19 08:00 | 0.598 | 0.002
2019-10-19 09:00 | 0.641 | 0.079
2019-10-19 10:00 | 0.67 | 0.18
2019-10-19 11:00 | 0.692 | 0.257
2019-10-19 12:00 | 0.696 | 0.34
2019-10-19 13:00 | 0.685 | 0.44
2019-10-19 14:00 | 0.662 | 0.547
2019-10-19 15:00 | 0.615 | 0.643
2019-10-19 16:00 | 0.541 | 0.713
2019-10-19 17:00 | 0.382 | 0.77
2019-10-19 18:00 | 0.004 | 0.836
2019-10-19 19:00 | 0 | 0.805
2019-10-19 20:00 | 0 | 0.671
2019-10-19 21:00 | 0 | 0.512
2019-10-19 22:00 | 0 | 0.389
2019-10-19 23:00 | 0 | 0.345
2019-10-20 | 0 | 0.373
2019-10-20 01:00 | 0 | 0.436
2019-10-20 02:00 | 0 | 0.507
2019-10-20 03:00 | 0 | 0.561
2019-10-20 04:00 | 0 | 0.596
2019-10-20 05:00 | 0 | 0.593
2019-10-20 06:00 | 0.222 | 0.368
2019-10-20 07:00 | 0.48 | 0.163
2019-10-20 08:00 | 0.592 | 0.116
2019-10-20 09:00 | 0.645 | 0.019
2019-10-20 10:00 | 0.663 | 0.001
2019-10-20 11:00 | 0.674 | 0
2019-10-20 12:00 | 0.683 | 0
2019-10-20 13:00 | 0.689 | 0
2019-10-20 14:00 | 0.665 | 0
2019-10-20 15:00 | 0.573 | 0
2019-10-20 16:00 | 0.434 | 0
2019-10-20 17:00 | 0.161 | 0.003
2019-10-20 18:00 | 0 | 0.07
2019-10-20 19:00 | 0 | 0.318
2019-10-20 20:00 | 0 | 0.557
2019-10-20 21:00 | 0 | 0.63
2019-10-20 22:00 | 0 | 0.631
2019-10-20 23:00 | 0 | 0.663
2019-10-21 | 0 | 0.738
2019-10-21 01:00 | 0 | 0.76
2019-10-21 02:00 | 0 | 0.754
2019-10-21 03:00 | 0 | 0.796
2019-10-21 04:00 | 0 | 0.842
2019-10-21 05:00 | 0 | 0.851
2019-10-21 06:00 | 0.212 | 0.77
2019-10-21 07:00 | 0.461 | 0.831
2019-10-21 08:00 | 0.589 | 0.846
2019-10-21 09:00 | 0.642 | 0.781
2019-10-21 10:00 | 0.653 | 0.696
2019-10-21 11:00 | 0.641 | 0.65
2019-10-21 12:00 | 0.658 | 0.588
2019-10-21 13:00 | 0.677 | 0.496
2019-10-21 14:00 | 0.666 | 0.406
2019-10-21 15:00 | 0.617 | 0.357
2019-10-21 16:00 | 0.511 | 0.347
2019-10-21 17:00 | 0.351 | 0.377
2019-10-21 18:00 | 0.004 | 0.618
2019-10-21 19:00 | 0 | 0.812
2019-10-21 20:00 | 0 | 0.944
2019-10-21 21:00 | 0 | 0.916
2019-10-21 22:00 | 0 | 0.56
2019-10-21 23:00 | 0 | 0.109
2019-10-22 | 0 | 0.046
2019-10-22 01:00 | 0 | 0.215
2019-10-22 02:00 | 0 | 0.477
2019-10-22 03:00 | 0 | 0.603
2019-10-22 04:00 | 0 | 0.634
2019-10-22 05:00 | 0 | 0.641
2019-10-22 06:00 | 0.102 | 0.498
2019-10-22 07:00 | 0.291 | 0.375
2019-10-22 08:00 | 0.426 | 0.521
2019-10-22 09:00 | 0.547 | 0.403
2019-10-22 10:00 | 0.623 | 0.335
2019-10-22 11:00 | 0.645 | 0.252
2019-10-22 12:00 | 0.654 | 0.17
2019-10-22 13:00 | 0.607 | 0.112
2019-10-22 14:00 | 0.527 | 0.079
2019-10-22 15:00 | 0.434 | 0.073
2019-10-22 16:00 | 0.311 | 0.095
2019-10-22 17:00 | 0.157 | 0.237
2019-10-22 18:00 | 0.001 | 0.63
2019-10-22 19:00 | 0 | 0.863
2019-10-22 20:00 | 0 | 0.946
2019-10-22 21:00 | 0 | 0.938
2019-10-22 22:00 | 0 | 0.84
2019-10-22 23:00 | 0 | 0.681
2019-10-23 | 0 | 0.509
2019-10-23 01:00 | 0 | 0.335
2019-10-23 02:00 | 0 | 0.249
2019-10-23 03:00 | 0 | 0.352
2019-10-23 04:00 | 0 | 0.531
2019-10-23 05:00 | 0 | 0.674
2019-10-23 06:00 | 0.116 | 0.577
2019-10-23 07:00 | 0.356 | 0.386
2019-10-23 08:00 | 0.528 | 0.342
2019-10-23 09:00 | 0.609 | 0.232
2019-10-23 10:00 | 0.653 | 0.141
2019-10-23 11:00 | 0.682 | 0.074
2019-10-23 12:00 | 0.69 | 0.038
2019-10-23 13:00 | 0.682 | 0.031
2019-10-23 14:00 | 0.631 | 0.041
2019-10-23 15:00 | 0.569 | 0.059
2019-10-23 16:00 | 0.464 | 0.08
2019-10-23 17:00 | 0.287 | 0.114
2019-10-23 18:00 | 0.005 | 0.289
2019-10-23 19:00 | 0 | 0.62
2019-10-23 20:00 | 0 | 0.798
2019-10-23 21:00 | 0 | 0.807
2019-10-23 22:00 | 0 | 0.736
2019-10-23 23:00 | 0 | 0.634
2019-10-24 | 0 | 0.559
2019-10-24 01:00 | 0 | 0.599
2019-10-24 02:00 | 0 | 0.695
2019-10-24 03:00 | 0 | 0.782
2019-10-24 04:00 | 0 | 0.824
2019-10-24 05:00 | 0.003 | 0.841
2019-10-24 06:00 | 0.291 | 0.735
2019-10-24 07:00 | 0.538 | 0.621
2019-10-24 08:00 | 0.64 | 0.738
2019-10-24 09:00 | 0.68 | 0.561
2019-10-24 10:00 | 0.697 | 0.304
2019-10-24 11:00 | 0.703 | 0.087
2019-10-24 12:00 | 0.709 | 0.012
2019-10-24 13:00 | 0.714 | 0.007
2019-10-24 14:00 | 0.71 | 0.022
2019-10-24 15:00 | 0.687 | 0.056
2019-10-24 16:00 | 0.625 | 0.112
2019-10-24 17:00 | 0.478 | 0.199
2019-10-24 18:00 | 0.011 | 0.46
2019-10-24 19:00 | 0 | 0.733
2019-10-24 20:00 | 0 | 0.813
2019-10-24 21:00 | 0 | 0.809
2019-10-24 22:00 | 0 | 0.765
2019-10-24 23:00 | 0 | 0.706
2019-10-25 | 0 | 0.646
2019-10-25 01:00 | 0 | 0.573
2019-10-25 02:00 | 0 | 0.454
2019-10-25 03:00 | 0 | 0.31
2019-10-25 04:00 | 0 | 0.234
2019-10-25 05:00 | 0.004 | 0.33
2019-10-25 06:00 | 0.299 | 0.342
2019-10-25 07:00 | 0.543 | 0.289
2019-10-25 08:00 | 0.639 | 0.441
2019-10-25 09:00 | 0.677 | 0.302
2019-10-25 10:00 | 0.693 | 0.178
2019-10-25 11:00 | 0.702 | 0.078
2019-10-25 12:00 | 0.708 | 0.024
2019-10-25 13:00 | 0.713 | 0.005
2019-10-25 14:00 | 0.707 | 0
2019-10-25 15:00 | 0.683 | 0
2019-10-25 16:00 | 0.62 | 0
2019-10-25 17:00 | 0.472 | 0
2019-10-25 18:00 | 0.012 | 0.053
2019-10-25 19:00 | 0 | 0.348
2019-10-25 20:00 | 0 | 0.586
2019-10-25 21:00 | 0 | 0.684
2019-10-25 22:00 | 0 | 0.639
2019-10-25 23:00 | 0 | 0.587
2019-10-26 | 0 | 0.532
2019-10-26 01:00 | 0 | 0.454
2019-10-26 02:00 | 0 | 0.335
2019-10-26 03:00 | 0 | 0.237
2019-10-26 04:00 | 0 | 0.215
2019-10-26 05:00 | 0.004 | 0.244
2019-10-26 06:00 | 0.288 | 0.227
2019-10-26 07:00 | 0.533 | 0.204
2019-10-26 08:00 | 0.627 | 0.31
2019-10-26 09:00 | 0.67 | 0.304
2019-10-26 10:00 | 0.688 | 0.277
2019-10-26 11:00 | 0.696 | 0.222
2019-10-26 12:00 | 0.702 | 0.141
2019-10-26 13:00 | 0.705 | 0.077
2019-10-26 14:00 | 0.681 | 0.047
2019-10-26 15:00 | 0.633 | 0.036
2019-10-26 16:00 | 0.515 | 0.036
2019-10-26 17:00 | 0.319 | 0.057
2019-10-26 18:00 | 0.006 | 0.193
2019-10-26 19:00 | 0 | 0.402
2019-10-26 20:00 | 0 | 0.486
2019-10-26 21:00 | 0 | 0.484
2019-10-26 22:00 | 0 | 0.457
2019-10-26 23:00 | 0 | 0.393
2019-10-27 | 0 | 0.317
2019-10-27 01:00 | 0 | 0.257
2019-10-27 02:00 | 0 | 0.224
2019-10-27 03:00 | 0 | 0.245
2019-10-27 04:00 | 0 | 0.344
2019-10-27 05:00 | 0.003 | 0.48
2019-10-27 06:00 | 0.245 | 0.39
2019-10-27 07:00 | 0.484 | 0.289
2019-10-27 08:00 | 0.59 | 0.366
2019-10-27 09:00 | 0.637 | 0.446
2019-10-27 10:00 | 0.672 | 0.457
2019-10-27 11:00 | 0.686 | 0.413
2019-10-27 12:00 | 0.678 | 0.311
2019-10-27 13:00 | 0.67 | 0.192
2019-10-27 14:00 | 0.668 | 0.119
2019-10-27 15:00 | 0.613 | 0.074
2019-10-27 16:00 | 0.522 | 0.051
2019-10-27 17:00 | 0.302 | 0.043
2019-10-27 18:00 | 0.005 | 0.049
2019-10-27 19:00 | 0 | 0.088
2019-10-27 20:00 | 0 | 0.114
2019-10-27 21:00 | 0 | 0.122
2019-10-27 22:00 | 0 | 0.138
2019-10-27 23:00 | 0 | 0.151
2019-10-28 | 0 | 0.166
2019-10-28 01:00 | 0 | 0.187
2019-10-28 02:00 | 0 | 0.238
2019-10-28 03:00 | 0 | 0.344
2019-10-28 04:00 | 0 | 0.507
2019-10-28 05:00 | 0.005 | 0.669
2019-10-28 06:00 | 0.241 | 0.654
2019-10-28 07:00 | 0.49 | 0.674
2019-10-28 08:00 | 0.617 | 0.792
2019-10-28 09:00 | 0.663 | 0.721
2019-10-28 10:00 | 0.681 | 0.604
2019-10-28 11:00 | 0.686 | 0.446
2019-10-28 12:00 | 0.69 | 0.302
2019-10-28 13:00 | 0.673 | 0.194
2019-10-28 14:00 | 0.582 | 0.132
2019-10-28 15:00 | 0.471 | 0.096
2019-10-28 16:00 | 0.312 | 0.091
2019-10-28 17:00 | 0.139 | 0.159
2019-10-28 18:00 | 0.002 | 0.395
2019-10-28 19:00 | 0 | 0.458
2019-10-28 20:00 | 0 | 0.413
2019-10-28 21:00 | 0 | 0.38
2019-10-28 22:00 | 0 | 0.342
2019-10-28 23:00 | 0 | 0.244
2019-10-29 | 0 | 0.123
2019-10-29 01:00 | 0 | 0.041
2019-10-29 02:00 | 0 | 0.009
2019-10-29 03:00 | 0 | 0.001
2019-10-29 04:00 | 0 | 0
2019-10-29 05:00 | 0.002 | 0
2019-10-29 06:00 | 0.199 | 0
2019-10-29 07:00 | 0.449 | 0
2019-10-29 08:00 | 0.584 | 0.01
2019-10-29 09:00 | 0.641 | 0.033
2019-10-29 10:00 | 0.668 | 0.06
2019-10-29 11:00 | 0.68 | 0.088
2019-10-29 12:00 | 0.687 | 0.105
2019-10-29 13:00 | 0.687 | 0.107
2019-10-29 14:00 | 0.696 | 0.104
2019-10-29 15:00 | 0.661 | 0.112
2019-10-29 16:00 | 0.49 | 0.173
2019-10-29 17:00 | 0.285 | 0.398
2019-10-29 18:00 | 0.007 | 0.783
2019-10-29 19:00 | 0 | 0.864
2019-10-29 20:00 | 0 | 0.803
2019-10-29 21:00 | 0 | 0.662
2019-10-29 22:00 | 0 | 0.518
2019-10-29 23:00 | 0 | 0.403
2019-10-30 | 0 | 0.308
2019-10-30 01:00 | 0 | 0.274
2019-10-30 02:00 | 0 | 0.29
2019-10-30 03:00 | 0 | 0.264
2019-10-30 04:00 | 0 | 0.203
2019-10-30 05:00 | 0.01 | 0.166
2019-10-30 06:00 | 0.315 | 0.101
2019-10-30 07:00 | 0.539 | 0.136
2019-10-30 08:00 | 0.628 | 0.114
2019-10-30 09:00 | 0.666 | 0.011
2019-10-30 10:00 | 0.683 | 0
2019-10-30 11:00 | 0.692 | 0
2019-10-30 12:00 | 0.699 | 0.002
2019-10-30 13:00 | 0.705 | 0.015
2019-10-30 14:00 | 0.702 | 0.034
2019-10-30 15:00 | 0.682 | 0.068
2019-10-30 16:00 | 0.622 | 0.151
2019-10-30 17:00 | 0.5 | 0.446
2019-10-30 18:00 | 0.02 | 0.86
2019-10-30 19:00 | 0 | 0.902
2019-10-30 20:00 | 0 | 0.825
2019-10-30 21:00 | 0 | 0.635
2019-10-30 22:00 | 0 | 0.498
2019-10-30 23:00 | 0 | 0.443
2019-10-31 | 0 | 0.404
2019-10-31 01:00 | 0 | 0.366
2019-10-31 02:00 | 0 | 0.363
2019-10-31 03:00 | 0 | 0.41
2019-10-31 04:00 | 0 | 0.507
2019-10-31 05:00 | 0.01 | 0.608
2019-10-31 06:00 | 0.316 | 0.483
2019-10-31 07:00 | 0.541 | 0.567
2019-10-31 08:00 | 0.63 | 0.38
2019-10-31 09:00 | 0.668 | 0.153
2019-10-31 10:00 | 0.687 | 0.062
2019-10-31 11:00 | 0.696 | 0.057
2019-10-31 12:00 | 0.703 | 0.1
2019-10-31 13:00 | 0.709 | 0.191
2019-10-31 14:00 | 0.708 | 0.315
2019-10-31 15:00 | 0.69 | 0.453
2019-10-31 16:00 | 0.637 | 0.594
2019-10-31 17:00 | 0.512 | 0.745
2019-10-31 18:00 | 0.024 | 0.883
2019-10-31 19:00 | 0 | 0.916
2019-10-31 20:00 | 0 | 0.879
2019-10-31 21:00 | 0 | 0.815
2019-10-31 22:00 | 0 | 0.741
2019-10-31 23:00 | 0 | 0.697
2019-11-01 | 0 | 0.73
2019-11-01 01:00 | 0 | 0.716
2019-11-01 02:00 | 0 | 0.7
2019-11-01 03:00 | 0 | 0.689
2019-11-01 04:00 | 0 | 0.689
2019-11-01 05:00 | 0.012 | 0.674
2019-11-01 06:00 | 0.321 | 0.756
2019-11-01 07:00 | 0.546 | 0.658
2019-11-01 08:00 | 0.645 | 0.482
2019-11-01 09:00 | 0.686 | 0.348
2019-11-01 10:00 | 0.702 | 0.369
2019-11-01 11:00 | 0.711 | 0.531
2019-11-01 12:00 | 0.718 | 0.657
2019-11-01 13:00 | 0.724 | 0.737
2019-11-01 14:00 | 0.723 | 0.768
2019-11-01 15:00 | 0.706 | 0.784
2019-11-01 16:00 | 0.657 | 0.79
2019-11-01 17:00 | 0.543 | 0.777
2019-11-01 18:00 | 0.03 | 0.774
2019-11-01 19:00 | 0 | 0.754
2019-11-01 20:00 | 0 | 0.691
2019-11-01 21:00 | 0 | 0.596
2019-11-01 22:00 | 0 | 0.547
2019-11-01 23:00 | 0 | 0.622
2019-11-02 | 0 | 0.76
2019-11-02 01:00 | 0 | 0.849
2019-11-02 02:00 | 0 | 0.885
2019-11-02 03:00 | 0 | 0.896
2019-11-02 04:00 | 0 | 0.894
2019-11-02 05:00 | 0.025 | 0.886
2019-11-02 06:00 | 0.401 | 0.821
2019-11-02 07:00 | 0.606 | 0.864
2019-11-02 08:00 | 0.685 | 0.794
2019-11-02 09:00 | 0.715 | 0.594
2019-11-02 10:00 | 0.725 | 0.35
2019-11-02 11:00 | 0.729 | 0.175
2019-11-02 12:00 | 0.736 | 0.087
2019-11-02 13:00 | 0.745 | 0.059
2019-11-02 14:00 | 0.748 | 0.065
2019-11-02 15:00 | 0.738 | 0.087
2019-11-02 16:00 | 0.703 | 0.126
2019-11-02 17:00 | 0.619 | 0.187
2019-11-02 18:00 | 0.044 | 0.42
2019-11-02 19:00 | 0 | 0.679
2019-11-02 20:00 | 0 | 0.824
2019-11-02 21:00 | 0 | 0.876
2019-11-02 22:00 | 0 | 0.891
2019-11-02 23:00 | 0 | 0.898
2019-11-03 | 0 | 0.907
2019-11-03 01:00 | 0 | 0.919
2019-11-03 02:00 | 0 | 0.931
2019-11-03 03:00 | 0 | 0.942
2019-11-03 04:00 | 0 | 0.95
2019-11-03 05:00 | 0.024 | 0.947
2019-11-03 06:00 | 0.385 | 0.908
2019-11-03 07:00 | 0.595 | 0.956
2019-11-03 08:00 | 0.676 | 0.953
2019-11-03 09:00 | 0.709 | 0.883
2019-11-03 10:00 | 0.72 | 0.714
2019-11-03 11:00 | 0.725 | 0.469
2019-11-03 12:00 | 0.731 | 0.264
2019-11-03 13:00 | 0.738 | 0.148
2019-11-03 14:00 | 0.74 | 0.088
2019-11-03 15:00 | 0.729 | 0.061
2019-11-03 16:00 | 0.69 | 0.056
2019-11-03 17:00 | 0.595 | 0.072
2019-11-03 18:00 | 0.041 | 0.17
2019-11-03 19:00 | 0 | 0.332
2019-11-03 20:00 | 0 | 0.559
2019-11-03 21:00 | 0 | 0.752
2019-11-03 22:00 | 0 | 0.853
2019-11-03 23:00 | 0 | 0.901
2019-11-04 | 0 | 0.921
2019-11-04 01:00 | 0 | 0.93
2019-11-04 02:00 | 0 | 0.939
2019-11-04 03:00 | 0 | 0.948
2019-11-04 04:00 | 0 | 0.954
2019-11-04 05:00 | 0.029 | 0.956
2019-11-04 06:00 | 0.402 | 0.93
2019-11-04 07:00 | 0.603 | 0.909
2019-11-04 08:00 | 0.673 | 0.949
2019-11-04 09:00 | 0.701 | 0.912
2019-11-04 10:00 | 0.71 | 0.821
2019-11-04 11:00 | 0.714 | 0.669
2019-11-04 12:00 | 0.72 | 0.489
2019-11-04 13:00 | 0.727 | 0.337
2019-11-04 14:00 | 0.725 | 0.24
2019-11-04 15:00 | 0.711 | 0.198
2019-11-04 16:00 | 0.668 | 0.194
2019-11-04 17:00 | 0.558 | 0.233
2019-11-04 18:00 | 0.037 | 0.409
2019-11-04 19:00 | 0 | 0.591
2019-11-04 20:00 | 0 | 0.738
2019-11-04 21:00 | 0 | 0.831
2019-11-04 22:00 | 0 | 0.883
2019-11-04 23:00 | 0 | 0.918
2019-11-05 | 0 | 0.932
2019-11-05 01:00 | 0 | 0.933
2019-11-05 02:00 | 0 | 0.933
2019-11-05 03:00 | 0 | 0.936
2019-11-05 04:00 | 0 | 0.936
2019-11-05 05:00 | 0.031 | 0.937
2019-11-05 06:00 | 0.405 | 0.872
2019-11-05 07:00 | 0.603 | 0.902
2019-11-05 08:00 | 0.671 | 0.957
2019-11-05 09:00 | 0.695 | 0.904
2019-11-05 10:00 | 0.704 | 0.822
2019-11-05 11:00 | 0.709 | 0.747
2019-11-05 12:00 | 0.715 | 0.666
2019-11-05 13:00 | 0.724 | 0.577
2019-11-05 14:00 | 0.727 | 0.477
2019-11-05 15:00 | 0.717 | 0.393
2019-11-05 16:00 | 0.682 | 0.355
2019-11-05 17:00 | 0.596 | 0.366
2019-11-05 18:00 | 0.048 | 0.526
2019-11-05 19:00 | 0 | 0.673
2019-11-05 20:00 | 0 | 0.778
2019-11-05 21:00 | 0 | 0.841
2019-11-05 22:00 | 0 | 0.873
2019-11-05 23:00 | 0 | 0.892
2019-11-06 | 0 | 0.905
2019-11-06 01:00 | 0 | 0.911
2019-11-06 02:00 | 0 | 0.913
2019-11-06 03:00 | 0 | 0.907
2019-11-06 04:00 | 0 | 0.891
2019-11-06 05:00 | 0.033 | 0.869
2019-11-06 06:00 | 0.391 | 0.674
2019-11-06 07:00 | 0.585 | 0.437
2019-11-06 08:00 | 0.651 | 0.57
2019-11-06 09:00 | 0.677 | 0.537
2019-11-06 10:00 | 0.688 | 0.389
2019-11-06 11:00 | 0.693 | 0.235
2019-11-06 12:00 | 0.7 | 0.124
2019-11-06 13:00 | 0.708 | 0.058
2019-11-06 14:00 | 0.705 | 0.027
2019-11-06 15:00 | 0.69 | 0.015
2019-11-06 16:00 | 0.645 | 0.013
2019-11-06 17:00 | 0.535 | 0.023
2019-11-06 18:00 | 0.039 | 0.088
2019-11-06 19:00 | 0 | 0.21
2019-11-06 20:00 | 0 | 0.261
2019-11-06 21:00 | 0 | 0.209
2019-11-06 22:00 | 0 | 0.128
2019-11-06 23:00 | 0 | 0.069
2019-11-07 | 0 | 0.044
2019-11-07 01:00 | 0 | 0.041
2019-11-07 02:00 | 0 | 0.046
2019-11-07 03:00 | 0 | 0.062
2019-11-07 04:00 | 0 | 0.091
2019-11-07 05:00 | 0.032 | 0.146
2019-11-07 06:00 | 0.384 | 0.16
2019-11-07 07:00 | 0.585 | 0.063
2019-11-07 08:00 | 0.658 | 0.03
2019-11-07 09:00 | 0.682 | 0.097
2019-11-07 10:00 | 0.693 | 0.102
2019-11-07 11:00 | 0.7 | 0.094
2019-11-07 12:00 | 0.708 | 0.079
2019-11-07 13:00 | 0.719 | 0.063
2019-11-07 14:00 | 0.726 | 0.049
2019-11-07 15:00 | 0.722 | 0.038
2019-11-07 16:00 | 0.696 | 0.032
2019-11-07 17:00 | 0.63 | 0.038
2019-11-07 18:00 | 0.064 | 0.088
2019-11-07 19:00 | 0 | 0.242
2019-11-07 20:00 | 0 | 0.35
2019-11-07 21:00 | 0 | 0.332
2019-11-07 22:00 | 0 | 0.251
2019-11-07 23:00 | 0 | 0.192
2019-11-08 | 0 | 0.188
2019-11-08 01:00 | 0 | 0.2
2019-11-08 02:00 | 0 | 0.211
2019-11-08 03:00 | 0 | 0.224
2019-11-08 04:00 | 0 | 0.263
2019-11-08 05:00 | 0.039 | 0.42
2019-11-08 06:00 | 0.406 | 0.449
2019-11-08 07:00 | 0.598 | 0.262
2019-11-08 08:00 | 0.662 | 0.281
2019-11-08 09:00 | 0.682 | 0.46
2019-11-08 10:00 | 0.69 | 0.582
2019-11-08 11:00 | 0.695 | 0.581
2019-11-08 12:00 | 0.703 | 0.497
2019-11-08 13:00 | 0.712 | 0.411
2019-11-08 14:00 | 0.716 | 0.347
2019-11-08 15:00 | 0.708 | 0.304
2019-11-08 16:00 | 0.675 | 0.279
2019-11-08 17:00 | 0.589 | 0.3
2019-11-08 18:00 | 0.055 | 0.463
2019-11-08 19:00 | 0 | 0.59
2019-11-08 20:00 | 0 | 0.563
2019-11-08 21:00 | 0 | 0.449
2019-11-08 22:00 | 0 | 0.314
2019-11-08 23:00 | 0 | 0.246
2019-11-09 | 0 | 0.26
2019-11-09 01:00 | 0 | 0.329
2019-11-09 02:00 | 0 | 0.443
2019-11-09 03:00 | 0 | 0.648
2019-11-09 04:00 | 0 | 0.869
2019-11-09 05:00 | 0.034 | 0.916
2019-11-09 06:00 | 0.379 | 0.789
2019-11-09 07:00 | 0.577 | 0.766
2019-11-09 08:00 | 0.649 | 0.79
2019-11-09 09:00 | 0.673 | 0.844
2019-11-09 10:00 | 0.68 | 0.87
2019-11-09 11:00 | 0.685 | 0.821
2019-11-09 12:00 | 0.692 | 0.708
2019-11-09 13:00 | 0.7 | 0.558
2019-11-09 14:00 | 0.704 | 0.427
2019-11-09 15:00 | 0.693 | 0.347
2019-11-09 16:00 | 0.656 | 0.32
2019-11-09 17:00 | 0.562 | 0.354
2019-11-09 18:00 | 0.053 | 0.554
2019-11-09 19:00 | 0 | 0.676
2019-11-09 20:00 | 0 | 0.669
2019-11-09 21:00 | 0 | 0.6
2019-11-09 22:00 | 0 | 0.516
2019-11-09 23:00 | 0 | 0.458
2019-11-10 | 0 | 0.481
2019-11-10 01:00 | 0 | 0.573
2019-11-10 02:00 | 0 | 0.662
2019-11-10 03:00 | 0 | 0.739
2019-11-10 04:00 | 0 | 0.802
2019-11-10 05:00 | 0.037 | 0.837
2019-11-10 06:00 | 0.378 | 0.667
2019-11-10 07:00 | 0.571 | 0.408
2019-11-10 08:00 | 0.641 | 0.284
2019-11-10 09:00 | 0.67 | 0.133
2019-11-10 10:00 | 0.681 | 0.066
2019-11-10 11:00 | 0.688 | 0.053
2019-11-10 12:00 | 0.695 | 0.065
2019-11-10 13:00 | 0.704 | 0.077
2019-11-10 14:00 | 0.708 | 0.085
2019-11-10 15:00 | 0.7 | 0.101
2019-11-10 16:00 | 0.665 | 0.14
2019-11-10 17:00 | 0.574 | 0.276
2019-11-10 18:00 | 0.056 | 0.697
2019-11-10 19:00 | 0 | 0.879
2019-11-10 20:00 | 0 | 0.892
2019-11-10 21:00 | 0 | 0.868
2019-11-10 22:00 | 0 | 0.842
2019-11-10 23:00 | 0 | 0.828
2019-11-11 | 0 | 0.826
2019-11-11 01:00 | 0 | 0.824
2019-11-11 02:00 | 0 | 0.807
2019-11-11 03:00 | 0 | 0.781
2019-11-11 04:00 | 0 | 0.739
2019-11-11 05:00 | 0.039 | 0.634
2019-11-11 06:00 | 0.382 | 0.292
2019-11-11 07:00 | 0.575 | 0.072
2019-11-11 08:00 | 0.638 | 0.095
2019-11-11 09:00 | 0.663 | 0.07
2019-11-11 10:00 | 0.675 | 0.022
2019-11-11 11:00 | 0.681 | 0.005
2019-11-11 12:00 | 0.688 | 0.001
2019-11-11 13:00 | 0.695 | 0.004
2019-11-11 14:00 | 0.696 | 0.02
2019-11-11 15:00 | 0.683 | 0.058
2019-11-11 16:00 | 0.624 | 0.155
2019-11-11 17:00 | 0.396 | 0.498
2019-11-11 18:00 | 0.028 | 0.883
2019-11-11 19:00 | 0 | 0.908
2019-11-11 20:00 | 0 | 0.832
2019-11-11 21:00 | 0 | 0.713
2019-11-11 22:00 | 0 | 0.666
2019-11-11 23:00 | 0 | 0.662
2019-11-12 | 0 | 0.686
2019-11-12 01:00 | 0 | 0.723
2019-11-12 02:00 | 0 | 0.756
2019-11-12 03:00 | 0 | 0.79
2019-11-12 04:00 | 0 | 0.827
2019-11-12 05:00 | 0.033 | 0.856
2019-11-12 06:00 | 0.354 | 0.7
2019-11-12 07:00 | 0.552 | 0.648
2019-11-12 08:00 | 0.626 | 0.642
2019-11-12 09:00 | 0.656 | 0.356
2019-11-12 10:00 | 0.669 | 0.178
2019-11-12 11:00 | 0.676 | 0.113
2019-11-12 12:00 | 0.683 | 0.096
2019-11-12 13:00 | 0.689 | 0.099
2019-11-12 14:00 | 0.685 | 0.114
2019-11-12 15:00 | 0.643 | 0.148
2019-11-12 16:00 | 0.522 | 0.21
2019-11-12 17:00 | 0.329 | 0.336
2019-11-12 18:00 | 0.025 | 0.627
2019-11-12 19:00 | 0 | 0.776
2019-11-12 20:00 | 0 | 0.789
2019-11-12 21:00 | 0 | 0.765
2019-11-12 22:00 | 0 | 0.729
2019-11-12 23:00 | 0 | 0.721
2019-11-13 | 0 | 0.719
2019-11-13 01:00 | 0 | 0.734
2019-11-13 02:00 | 0 | 0.796
2019-11-13 03:00 | 0 | 0.857
2019-11-13 04:00 | 0 | 0.9
2019-11-13 05:00 | 0.032 | 0.899
2019-11-13 06:00 | 0.342 | 0.899
2019-11-13 07:00 | 0.545 | 0.928
2019-11-13 08:00 | 0.629 | 0.833
2019-11-13 09:00 | 0.662 | 0.612
2019-11-13 10:00 | 0.673 | 0.335
2019-11-13 11:00 | 0.677 | 0.196
2019-11-13 12:00 | 0.683 | 0.147
2019-11-13 13:00 | 0.688 | 0.126
2019-11-13 14:00 | 0.683 | 0.112
2019-11-13 15:00 | 0.664 | 0.099
2019-11-13 16:00 | 0.611 | 0.095
2019-11-13 17:00 | 0.467 | 0.114
2019-11-13 18:00 | 0.036 | 0.267
2019-11-13 19:00 | 0 | 0.463
2019-11-13 20:00 | 0 | 0.634
2019-11-13 21:00 | 0 | 0.752
2019-11-13 22:00 | 0 | 0.849
2019-11-13 23:00 | 0 | 0.862
2019-11-14 | 0 | 0.796
2019-11-14 01:00 | 0 | 0.7
2019-11-14 02:00 | 0 | 0.635
2019-11-14 03:00 | 0 | 0.636
2019-11-14 04:00 | 0 | 0.657
2019-11-14 05:00 | 0.025 | 0.671
2019-11-14 06:00 | 0.316 | 0.494
2019-11-14 07:00 | 0.525 | 0.521
2019-11-14 08:00 | 0.615 | 0.689
2019-11-14 09:00 | 0.651 | 0.557
2019-11-14 10:00 | 0.664 | 0.254
2019-11-14 11:00 | 0.673 | 0.081
2019-11-14 12:00 | 0.679 | 0.027
2019-11-14 13:00 | 0.677 | 0.015
2019-11-14 14:00 | 0.657 | 0.016
2019-11-14 15:00 | 0.613 | 0.026
2019-11-14 16:00 | 0.528 | 0.051
2019-11-14 17:00 | 0.384 | 0.104
2019-11-14 18:00 | 0.032 | 0.256
2019-11-14 19:00 | 0 | 0.443
2019-11-14 20:00 | 0 | 0.616
2019-11-14 21:00 | 0 | 0.748
2019-11-14 22:00 | 0 | 0.798
2019-11-14 23:00 | 0 | 0.824
2019-11-15 | 0 | 0.825
2019-11-15 01:00 | 0 | 0.807
2019-11-15 02:00 | 0 | 0.8
2019-11-15 03:00 | 0 | 0.799
2019-11-15 04:00 | 0 | 0.798
2019-11-15 05:00 | 0.033 | 0.774
2019-11-15 06:00 | 0.299 | 0.549
2019-11-15 07:00 | 0.489 | 0.411
2019-11-15 08:00 | 0.575 | 0.524
2019-11-15 09:00 | 0.623 | 0.528
2019-11-15 10:00 | 0.643 | 0.483
2019-11-15 11:00 | 0.647 | 0.45
2019-11-15 12:00 | 0.645 | 0.423
2019-11-15 13:00 | 0.64 | 0.362
2019-11-15 14:00 | 0.588 | 0.281
2019-11-15 15:00 | 0.406 | 0.244
2019-11-15 16:00 | 0.223 | 0.201
2019-11-15 17:00 | 0.101 | 0.149
2019-11-15 18:00 | 0.005 | 0.255
2019-11-15 19:00 | 0 | 0.441
2019-11-15 20:00 | 0 | 0.476
2019-11-15 21:00 | 0 | 0.37
2019-11-15 22:00 | 0 | 0.277
2019-11-15 23:00 | 0 | 0.233
2019-11-16 | 0 | 0.234
2019-11-16 01:00 | 0 | 0.355
2019-11-16 02:00 | 0 | 0.545
2019-11-16 03:00 | 0 | 0.701
2019-11-16 04:00 | 0 | 0.792
2019-11-16 05:00 | 0.03 | 0.824
2019-11-16 06:00 | 0.297 | 0.737
2019-11-16 07:00 | 0.507 | 0.694
2019-11-16 08:00 | 0.601 | 0.873
2019-11-16 09:00 | 0.636 | 0.939
2019-11-16 10:00 | 0.653 | 0.939
2019-11-16 11:00 | 0.663 | 0.917
2019-11-16 12:00 | 0.672 | 0.863
2019-11-16 13:00 | 0.677 | 0.751
2019-11-16 14:00 | 0.686 | 0.58
2019-11-16 15:00 | 0.675 | 0.449
2019-11-16 16:00 | 0.636 | 0.396
2019-11-16 17:00 | 0.53 | 0.391
2019-11-16 18:00 | 0.066 | 0.399
2019-11-16 19:00 | 0 | 0.393
2019-11-16 20:00 | 0 | 0.388
2019-11-16 21:00 | 0 | 0.343
2019-11-16 22:00 | 0 | 0.279
2019-11-16 23:00 | 0 | 0.246
2019-11-17 | 0 | 0.313
2019-11-17 01:00 | 0 | 0.457
2019-11-17 02:00 | 0 | 0.63
2019-11-17 03:00 | 0 | 0.782
2019-11-17 04:00 | 0 | 0.885
2019-11-17 05:00 | 0.051 | 0.922
2019-11-17 06:00 | 0.385 | 0.854
2019-11-17 07:00 | 0.571 | 0.751
2019-11-17 08:00 | 0.639 | 0.855
2019-11-17 09:00 | 0.66 | 0.917
2019-11-17 10:00 | 0.669 | 0.855
2019-11-17 11:00 | 0.673 | 0.739
2019-11-17 12:00 | 0.679 | 0.604
2019-11-17 13:00 | 0.687 | 0.475
2019-11-17 14:00 | 0.688 | 0.421
2019-11-17 15:00 | 0.677 | 0.463
2019-11-17 16:00 | 0.641 | 0.57
2019-11-17 17:00 | 0.546 | 0.68
2019-11-17 18:00 | 0.073 | 0.794
2019-11-17 19:00 | 0 | 0.839
2019-11-17 20:00 | 0 | 0.846
2019-11-17 21:00 | 0 | 0.856
2019-11-17 22:00 | 0 | 0.869
2019-11-17 23:00 | 0 | 0.878
2019-11-18 | 0 | 0.879
2019-11-18 01:00 | 0 | 0.873
2019-11-18 02:00 | 0 | 0.862
2019-11-18 03:00 | 0 | 0.846
2019-11-18 04:00 | 0 | 0.824
2019-11-18 05:00 | 0.063 | 0.774
2019-11-18 06:00 | 0.408 | 0.467
2019-11-18 07:00 | 0.583 | 0.178
2019-11-18 08:00 | 0.642 | 0.305
2019-11-18 09:00 | 0.661 | 0.441
2019-11-18 10:00 | 0.67 | 0.38
2019-11-18 11:00 | 0.674 | 0.346
2019-11-18 12:00 | 0.681 | 0.312
2019-11-18 13:00 | 0.69 | 0.27
2019-11-18 14:00 | 0.694 | 0.23
2019-11-18 15:00 | 0.686 | 0.213
2019-11-18 16:00 | 0.652 | 0.254
2019-11-18 17:00 | 0.558 | 0.481
2019-11-18 18:00 | 0.076 | 0.828
2019-11-18 19:00 | 0 | 0.886
2019-11-18 20:00 | 0 | 0.814
2019-11-18 21:00 | 0 | 0.676
2019-11-18 22:00 | 0 | 0.556
2019-11-18 23:00 | 0 | 0.48
2019-11-19 | 0 | 0.44
2019-11-19 01:00 | 0 | 0.417
2019-11-19 02:00 | 0 | 0.383
2019-11-19 03:00 | 0 | 0.327
2019-11-19 04:00 | 0 | 0.253
2019-11-19 05:00 | 0.056 | 0.176
2019-11-19 06:00 | 0.391 | 0.061
2019-11-19 07:00 | 0.576 | 0.042
2019-11-19 08:00 | 0.641 | 0.084
2019-11-19 09:00 | 0.659 | 0.19
2019-11-19 10:00 | 0.665 | 0.257
2019-11-19 11:00 | 0.671 | 0.351
2019-11-19 12:00 | 0.676 | 0.468
2019-11-19 13:00 | 0.682 | 0.585
2019-11-19 14:00 | 0.683 | 0.695
2019-11-19 15:00 | 0.67 | 0.792
2019-11-19 16:00 | 0.628 | 0.869
2019-11-19 17:00 | 0.516 | 0.93
2019-11-19 18:00 | 0.066 | 0.939
2019-11-19 19:00 | 0 | 0.891
2019-11-19 20:00 | 0 | 0.811
2019-11-19 21:00 | 0 | 0.688
2019-11-19 22:00 | 0 | 0.593
2019-11-19 23:00 | 0 | 0.521
2019-11-20 | 0 | 0.468
2019-11-20 01:00 | 0 | 0.424
2019-11-20 02:00 | 0 | 0.381
2019-11-20 03:00 | 0 | 0.347
2019-11-20 04:00 | 0 | 0.33
2019-11-20 05:00 | 0.046 | 0.287
2019-11-20 06:00 | 0.343 | 0.187
2019-11-20 07:00 | 0.534 | 0.19
2019-11-20 08:00 | 0.591 | 0.257
2019-11-20 09:00 | 0.622 | 0.396
2019-11-20 10:00 | 0.656 | 0.4
2019-11-20 11:00 | 0.662 | 0.383
2019-11-20 12:00 | 0.667 | 0.455
2019-11-20 13:00 | 0.672 | 0.554
2019-11-20 14:00 | 0.644 | 0.63
2019-11-20 15:00 | 0.621 | 0.688
2019-11-20 16:00 | 0.55 | 0.737
2019-11-20 17:00 | 0.382 | 0.796
2019-11-20 18:00 | 0.031 | 0.85
2019-11-20 19:00 | 0 | 0.86
2019-11-20 20:00 | 0 | 0.808
2019-11-20 21:00 | 0 | 0.721
2019-11-20 22:00 | 0 | 0.626
2019-11-20 23:00 | 0 | 0.534
2019-11-21 | 0 | 0.458
2019-11-21 01:00 | 0 | 0.409
2019-11-21 02:00 | 0 | 0.393
2019-11-21 03:00 | 0 | 0.35
2019-11-21 04:00 | 0 | 0.298
2019-11-21 05:00 | 0.022 | 0.295
2019-11-21 06:00 | 0.254 | 0.23
2019-11-21 07:00 | 0.465 | 0.198
2019-11-21 08:00 | 0.571 | 0.108
2019-11-21 09:00 | 0.624 | 0.034
2019-11-21 10:00 | 0.647 | 0.02
2019-11-21 11:00 | 0.664 | 0.014
2019-11-21 12:00 | 0.67 | 0.013
2019-11-21 13:00 | 0.673 | 0.015
2019-11-21 14:00 | 0.668 | 0.019
2019-11-21 15:00 | 0.633 | 0.023
2019-11-21 16:00 | 0.523 | 0.026
2019-11-21 17:00 | 0.316 | 0.033
2019-11-21 18:00 | 0.03 | 0.111
2019-11-21 19:00 | 0 | 0.328
2019-11-21 20:00 | 0 | 0.533
2019-11-21 21:00 | 0 | 0.617
2019-11-21 22:00 | 0 | 0.628
2019-11-21 23:00 | 0 | 0.634
2019-11-22 | 0 | 0.648
2019-11-22 01:00 | 0 | 0.645
2019-11-22 02:00 | 0 | 0.608
2019-11-22 03:00 | 0 | 0.537
2019-11-22 04:00 | 0 | 0.48
2019-11-22 05:00 | 0.018 | 0.462
2019-11-22 06:00 | 0.218 | 0.272
2019-11-22 07:00 | 0.435 | 0.198
2019-11-22 08:00 | 0.545 | 0.125
2019-11-22 09:00 | 0.591 | 0.064
2019-11-22 10:00 | 0.619 | 0.031
2019-11-22 11:00 | 0.633 | 0.012
2019-11-22 12:00 | 0.629 | 0.004
2019-11-22 13:00 | 0.611 | 0.002
2019-11-22 14:00 | 0.583 | 0.001
2019-11-22 15:00 | 0.537 | 0
2019-11-22 16:00 | 0.408 | 0
2019-11-22 17:00 | 0.213 | 0
2019-11-22 18:00 | 0.016 | 0.011
2019-11-22 19:00 | 0 | 0.1
2019-11-22 20:00 | 0 | 0.311
2019-11-22 21:00 | 0 | 0.519
2019-11-22 22:00 | 0 | 0.655
2019-11-22 23:00 | 0 | 0.704
2019-11-23 | 0 | 0.709
2019-11-23 01:00 | 0 | 0.697
2019-11-23 02:00 | 0 | 0.695
2019-11-23 03:00 | 0 | 0.713
2019-11-23 04:00 | 0 | 0.734
2019-11-23 05:00 | 0.015 | 0.709
2019-11-23 06:00 | 0.157 | 0.462
2019-11-23 07:00 | 0.36 | 0.262
2019-11-23 08:00 | 0.494 | 0.178
2019-11-23 09:00 | 0.566 | 0.135
2019-11-23 10:00 | 0.601 | 0.187
2019-11-23 11:00 | 0.594 | 0.225
2019-11-23 12:00 | 0.588 | 0.213
2019-11-23 13:00 | 0.599 | 0.176
2019-11-23 14:00 | 0.569 | 0.146
2019-11-23 15:00 | 0.511 | 0.124
2019-11-23 16:00 | 0.377 | 0.108
2019-11-23 17:00 | 0.191 | 0.127
2019-11-23 18:00 | 0.015 | 0.314
2019-11-23 19:00 | 0 | 0.537
2019-11-23 20:00 | 0 | 0.588
2019-11-23 21:00 | 0 | 0.51
2019-11-23 22:00 | 0 | 0.432
2019-11-23 23:00 | 0 | 0.386
2019-11-24 | 0 | 0.306
2019-11-24 01:00 | 0 | 0.184
2019-11-24 02:00 | 0 | 0.181
2019-11-24 03:00 | 0 | 0.198
2019-11-24 04:00 | 0 | 0.261
2019-11-24 05:00 | 0.024 | 0.388
2019-11-24 06:00 | 0.255 | 0.309
2019-11-24 07:00 | 0.462 | 0.423
2019-11-24 08:00 | 0.564 | 0.443
2019-11-24 09:00 | 0.613 | 0.347
2019-11-24 10:00 | 0.633 | 0.218
2019-11-24 11:00 | 0.641 | 0.161
2019-11-24 12:00 | 0.643 | 0.142
2019-11-24 13:00 | 0.64 | 0.134
2019-11-24 14:00 | 0.58 | 0.141
2019-11-24 15:00 | 0.429 | 0.197
2019-11-24 16:00 | 0.27 | 0.31
2019-11-24 17:00 | 0.092 | 0.43
2019-11-24 18:00 | 0.005 | 0.587
2019-11-24 19:00 | 0 | 0.696
2019-11-24 20:00 | 0 | 0.694
2019-11-24 21:00 | 0 | 0.594
2019-11-24 22:00 | 0 | 0.433
2019-11-24 23:00 | 0 | 0.298
2019-11-25 | 0 | 0.217
2019-11-25 01:00 | 0 | 0.147
2019-11-25 02:00 | 0 | 0.073
2019-11-25 03:00 | 0 | 0.032
2019-11-25 04:00 | 0 | 0.032
2019-11-25 05:00 | 0.03 | 0.059
2019-11-25 06:00 | 0.264 | 0.039
2019-11-25 07:00 | 0.469 | 0.004
2019-11-25 08:00 | 0.579 | 0.007
2019-11-25 09:00 | 0.621 | 0.008
2019-11-25 10:00 | 0.64 | 0.004
2019-11-25 11:00 | 0.65 | 0.001
2019-11-25 12:00 | 0.652 | 0.001
2019-11-25 13:00 | 0.633 | 0.008
2019-11-25 14:00 | 0.592 | 0.031
2019-11-25 15:00 | 0.435 | 0.058
2019-11-25 16:00 | 0.309 | 0.09
2019-11-25 17:00 | 0.157 | 0.126
2019-11-25 18:00 | 0.021 | 0.406
2019-11-25 19:00 | 0 | 0.735
2019-11-25 20:00 | 0 | 0.714
2019-11-25 21:00 | 0 | 0.481
2019-11-25 22:00 | 0 | 0.214
2019-11-25 23:00 | 0 | 0.083
2019-11-26 | 0 | 0.034
2019-11-26 01:00 | 0 | 0.021
2019-11-26 02:00 | 0 | 0.019
2019-11-26 03:00 | 0 | 0.018
2019-11-26 04:00 | 0 | 0.012
2019-11-26 05:00 | 0.028 | 0.006
2019-11-26 06:00 | 0.254 | 0
2019-11-26 07:00 | 0.469 | 0.001
2019-11-26 08:00 | 0.585 | 0.009
2019-11-26 09:00 | 0.63 | 0.014
2019-11-26 10:00 | 0.648 | 0.014
2019-11-26 11:00 | 0.659 | 0.016
2019-11-26 12:00 | 0.663 | 0.021
2019-11-26 13:00 | 0.665 | 0.026
2019-11-26 14:00 | 0.66 | 0.032
2019-11-26 15:00 | 0.636 | 0.037
2019-11-26 16:00 | 0.576 | 0.054
2019-11-26 17:00 | 0.384 | 0.124
2019-11-26 18:00 | 0.038 | 0.415
2019-11-26 19:00 | 0 | 0.738
2019-11-26 20:00 | 0 | 0.814
2019-11-26 21:00 | 0 | 0.749
2019-11-26 22:00 | 0 | 0.657
2019-11-26 23:00 | 0 | 0.582
2019-11-27 | 0 | 0.417
2019-11-27 01:00 | 0 | 0.232
2019-11-27 02:00 | 0 | 0.117
2019-11-27 03:00 | 0 | 0.055
2019-11-27 04:00 | 0 | 0.029
2019-11-27 05:00 | 0.016 | 0.026
2019-11-27 06:00 | 0.213 | 0.024
2019-11-27 07:00 | 0.468 | 0.002
2019-11-27 08:00 | 0.593 | 0.009
2019-11-27 09:00 | 0.643 | 0.068
2019-11-27 10:00 | 0.657 | 0.191
2019-11-27 11:00 | 0.662 | 0.302
2019-11-27 12:00 | 0.663 | 0.376
2019-11-27 13:00 | 0.66 | 0.452
2019-11-27 14:00 | 0.653 | 0.516
2019-11-27 15:00 | 0.622 | 0.562
2019-11-27 16:00 | 0.555 | 0.624
2019-11-27 17:00 | 0.4 | 0.697
2019-11-27 18:00 | 0.044 | 0.802
2019-11-27 19:00 | 0 | 0.823
2019-11-27 20:00 | 0 | 0.696
2019-11-27 21:00 | 0 | 0.304
2019-11-27 22:00 | 0 | 0.08
2019-11-27 23:00 | 0 | 0.09
2019-11-28 | 0 | 0.188
2019-11-28 01:00 | 0 | 0.326
2019-11-28 02:00 | 0 | 0.366
2019-11-28 03:00 | 0 | 0.338
2019-11-28 04:00 | 0 | 0.303
2019-11-28 05:00 | 0.048 | 0.187
2019-11-28 06:00 | 0.335 | 0.076
2019-11-28 07:00 | 0.526 | 0.043
2019-11-28 08:00 | 0.61 | 0.01
2019-11-28 09:00 | 0.645 | 0.001
2019-11-28 10:00 | 0.658 | 0
2019-11-28 11:00 | 0.666 | 0.001
2019-11-28 12:00 | 0.668 | 0.011
2019-11-28 13:00 | 0.669 | 0.029
2019-11-28 14:00 | 0.668 | 0.049
2019-11-28 15:00 | 0.643 | 0.074
2019-11-28 16:00 | 0.586 | 0.099
2019-11-28 17:00 | 0.426 | 0.127
2019-11-28 18:00 | 0.07 | 0.287
2019-11-28 19:00 | 0 | 0.662
2019-11-28 20:00 | 0 | 0.844
2019-11-28 21:00 | 0 | 0.862
2019-11-28 22:00 | 0 | 0.798
2019-11-28 23:00 | 0 | 0.751
2019-11-29 | 0 | 0.761
2019-11-29 01:00 | 0 | 0.75
2019-11-29 02:00 | 0 | 0.725
2019-11-29 03:00 | 0 | 0.72
2019-11-29 04:00 | 0 | 0.711
2019-11-29 05:00 | 0.069 | 0.639
2019-11-29 06:00 | 0.383 | 0.29
2019-11-29 07:00 | 0.556 | 0.295
2019-11-29 08:00 | 0.617 | 0.396
2019-11-29 09:00 | 0.644 | 0.152
2019-11-29 10:00 | 0.655 | 0.054
2019-11-29 11:00 | 0.658 | 0.044
2019-11-29 12:00 | 0.663 | 0.06
2019-11-29 13:00 | 0.667 | 0.093
2019-11-29 14:00 | 0.666 | 0.15
2019-11-29 15:00 | 0.648 | 0.244
2019-11-29 16:00 | 0.589 | 0.404
2019-11-29 17:00 | 0.457 | 0.686
2019-11-29 18:00 | 0.073 | 0.896
2019-11-29 19:00 | 0 | 0.907
2019-11-29 20:00 | 0 | 0.852
2019-11-29 21:00 | 0 | 0.752
2019-11-29 22:00 | 0 | 0.636
2019-11-29 23:00 | 0 | 0.518
2019-11-30 | 0 | 0.399
2019-11-30 01:00 | 0 | 0.294
2019-11-30 02:00 | 0 | 0.234
2019-11-30 03:00 | 0 | 0.28
2019-11-30 04:00 | 0 | 0.486
2019-11-30 05:00 | 0.03 | 0.691
2019-11-30 06:00 | 0.233 | 0.808
2019-11-30 07:00 | 0.439 | 0.963
2019-11-30 08:00 | 0.595 | 0.965
2019-11-30 09:00 | 0.644 | 0.961
2019-11-30 10:00 | 0.656 | 0.943
2019-11-30 11:00 | 0.662 | 0.888
2019-11-30 12:00 | 0.664 | 0.787
2019-11-30 13:00 | 0.665 | 0.658
2019-11-30 14:00 | 0.661 | 0.528
2019-11-30 15:00 | 0.641 | 0.412
2019-11-30 16:00 | 0.587 | 0.318
2019-11-30 17:00 | 0.407 | 0.289
2019-11-30 18:00 | 0.049 | 0.388
2019-11-30 19:00 | 0 | 0.555
2019-11-30 20:00 | 0 | 0.704
2019-11-30 21:00 | 0 | 0.8
2019-11-30 22:00 | 0 | 0.893
2019-11-30 23:00 | 0 | 0.95
2019-12-01 | 0 | 0.963
2019-12-01 01:00 | 0 | 0.964
2019-12-01 02:00 | 0 | 0.965
2019-12-01 03:00 | 0 | 0.964
2019-12-01 04:00 | 0 | 0.962
2019-12-01 05:00 | 0.066 | 0.961
2019-12-01 06:00 | 0.378 | 0.936
2019-12-01 07:00 | 0.558 | 0.927
2019-12-01 08:00 | 0.632 | 0.961
2019-12-01 09:00 | 0.658 | 0.955
2019-12-01 10:00 | 0.666 | 0.912
2019-12-01 11:00 | 0.668 | 0.851
2019-12-01 12:00 | 0.671 | 0.792
2019-12-01 13:00 | 0.675 | 0.735
2019-12-01 14:00 | 0.672 | 0.682
2019-12-01 15:00 | 0.658 | 0.642
2019-12-01 16:00 | 0.617 | 0.636
2019-12-01 17:00 | 0.509 | 0.689
2019-12-01 18:00 | 0.106 | 0.822
2019-12-01 19:00 | 0 | 0.918
2019-12-01 20:00 | 0 | 0.937
2019-12-01 21:00 | 0 | 0.943
2019-12-01 22:00 | 0 | 0.945
2019-12-01 23:00 | 0 | 0.946
2019-12-02 | 0 | 0.946
2019-12-02 01:00 | 0 | 0.939
2019-12-02 02:00 | 0 | 0.93
2019-12-02 03:00 | 0 | 0.931
2019-12-02 04:00 | 0 | 0.941
2019-12-02 05:00 | 0.112 | 0.946
2019-12-02 06:00 | 0.461 | 0.919
2019-12-02 07:00 | 0.61 | 0.956
2019-12-02 08:00 | 0.664 | 0.964
2019-12-02 09:00 | 0.682 | 0.942
2019-12-02 10:00 | 0.685 | 0.865
2019-12-02 11:00 | 0.685 | 0.746
2019-12-02 12:00 | 0.687 | 0.62
2019-12-02 13:00 | 0.691 | 0.513
2019-12-02 14:00 | 0.675 | 0.436
2019-12-02 15:00 | 0.632 | 0.377
2019-12-02 16:00 | 0.572 | 0.339
2019-12-02 17:00 | 0.539 | 0.307
2019-12-02 18:00 | 0.132 | 0.366
2019-12-02 19:00 | 0 | 0.404
2019-12-02 20:00 | 0 | 0.443
2019-12-02 21:00 | 0 | 0.51
2019-12-02 22:00 | 0 | 0.587
2019-12-02 23:00 | 0 | 0.678
2019-12-03 | 0 | 0.763
2019-12-03 01:00 | 0 | 0.82
2019-12-03 02:00 | 0 | 0.856
2019-12-03 03:00 | 0 | 0.879
2019-12-03 04:00 | 0 | 0.888
2019-12-03 05:00 | 0.11 | 0.882
2019-12-03 06:00 | 0.446 | 0.674
2019-12-03 07:00 | 0.592 | 0.587
2019-12-03 08:00 | 0.64 | 0.694
2019-12-03 09:00 | 0.659 | 0.507
2019-12-03 10:00 | 0.664 | 0.324
2019-12-03 11:00 | 0.666 | 0.173
2019-12-03 12:00 | 0.67 | 0.077
2019-12-03 13:00 | 0.675 | 0.028
2019-12-03 14:00 | 0.676 | 0.009
2019-12-03 15:00 | 0.665 | 0.003
2019-12-03 16:00 | 0.626 | 0.003
2019-12-03 17:00 | 0.523 | 0.003
2019-12-03 18:00 | 0.12 | 0.004
2019-12-03 19:00 | 0 | 0.062
2019-12-03 20:00 | 0 | 0.196
2019-12-03 21:00 | 0 | 0.295
2019-12-03 22:00 | 0 | 0.338
2019-12-03 23:00 | 0 | 0.301
2019-12-04 | 0 | 0.227
2019-12-04 01:00 | 0 | 0.16
2019-12-04 02:00 | 0 | 0.107
2019-12-04 03:00 | 0 | 0.067
2019-12-04 04:00 | 0 | 0.036
2019-12-04 05:00 | 0.095 | 0.026
2019-12-04 06:00 | 0.422 | 0.016
2019-12-04 07:00 | 0.578 | 0.004
2019-12-04 08:00 | 0.627 | 0.004
2019-12-04 09:00 | 0.648 | 0.016
2019-12-04 10:00 | 0.654 | 0.023
2019-12-04 11:00 | 0.657 | 0.02
2019-12-04 12:00 | 0.66 | 0.013
2019-12-04 13:00 | 0.665 | 0.01
2019-12-04 14:00 | 0.663 | 0.008
2019-12-04 15:00 | 0.648 | 0.01
2019-12-04 16:00 | 0.602 | 0.028
2019-12-04 17:00 | 0.478 | 0.104
2019-12-04 18:00 | 0.086 | 0.554
2019-12-04 19:00 | 0 | 0.845
2019-12-04 20:00 | 0 | 0.831
2019-12-04 21:00 | 0 | 0.699
2019-12-04 22:00 | 0 | 0.55
2019-12-04 23:00 | 0 | 0.469
2019-12-05 | 0 | 0.413
2019-12-05 01:00 | 0 | 0.363
2019-12-05 02:00 | 0 | 0.325
2019-12-05 03:00 | 0 | 0.296
2019-12-05 04:00 | 0 | 0.261
2019-12-05 05:00 | 0.05 | 0.187
2019-12-05 06:00 | 0.315 | 0.067
2019-12-05 07:00 | 0.489 | 0.167
2019-12-05 08:00 | 0.572 | 0.51
2019-12-05 09:00 | 0.611 | 0.523
2019-12-05 10:00 | 0.624 | 0.502
2019-12-05 11:00 | 0.634 | 0.485
2019-12-05 12:00 | 0.641 | 0.472
2019-12-05 13:00 | 0.649 | 0.494
2019-12-05 14:00 | 0.652 | 0.543
2019-12-05 15:00 | 0.633 | 0.612
2019-12-05 16:00 | 0.58 | 0.7
2019-12-05 17:00 | 0.456 | 0.817
2019-12-05 18:00 | 0.094 | 0.894
2019-12-05 19:00 | 0 | 0.869
2019-12-05 20:00 | 0 | 0.812
2019-12-05 21:00 | 0 | 0.719
2019-12-05 22:00 | 0 | 0.593
2019-12-05 23:00 | 0 | 0.462
2019-12-06 | 0 | 0.338
2019-12-06 01:00 | 0 | 0.229
2019-12-06 02:00 | 0 | 0.145
2019-12-06 03:00 | 0 | 0.106
2019-12-06 04:00 | 0 | 0.096
2019-12-06 05:00 | 0.077 | 0.082
2019-12-06 06:00 | 0.388 | 0.027
2019-12-06 07:00 | 0.553 | 0.038
2019-12-06 08:00 | 0.612 | 0.067
2019-12-06 09:00 | 0.636 | 0.092
2019-12-06 10:00 | 0.647 | 0.117
2019-12-06 11:00 | 0.651 | 0.158
2019-12-06 12:00 | 0.652 | 0.214
2019-12-06 13:00 | 0.653 | 0.291
2019-12-06 14:00 | 0.64 | 0.396
2019-12-06 15:00 | 0.531 | 0.531
2019-12-06 16:00 | 0.438 | 0.668
2019-12-06 17:00 | 0.367 | 0.816
2019-12-06 18:00 | 0.064 | 0.907
2019-12-06 19:00 | 0 | 0.906
2019-12-06 20:00 | 0 | 0.892
2019-12-06 21:00 | 0 | 0.863
2019-12-06 22:00 | 0 | 0.824
2019-12-06 23:00 | 0 | 0.785
2019-12-07 | 0 | 0.758
2019-12-07 01:00 | 0 | 0.744
2019-12-07 02:00 | 0 | 0.709
2019-12-07 03:00 | 0 | 0.65
2019-12-07 04:00 | 0 | 0.587
2019-12-07 05:00 | 0.047 | 0.497
2019-12-07 06:00 | 0.331 | 0.186
2019-12-07 07:00 | 0.538 | 0.248
2019-12-07 08:00 | 0.611 | 0.633
2019-12-07 09:00 | 0.638 | 0.622
2019-12-07 10:00 | 0.647 | 0.585
2019-12-07 11:00 | 0.65 | 0.558
2019-12-07 12:00 | 0.651 | 0.561
2019-12-07 13:00 | 0.648 | 0.6
2019-12-07 14:00 | 0.649 | 0.656
2019-12-07 15:00 | 0.633 | 0.716
2019-12-07 16:00 | 0.588 | 0.757
2019-12-07 17:00 | 0.47 | 0.798
2019-12-07 18:00 | 0.106 | 0.842
2019-12-07 19:00 | 0 | 0.877
2019-12-07 20:00 | 0 | 0.856
2019-12-07 21:00 | 0 | 0.805
2019-12-07 22:00 | 0 | 0.752
2019-12-07 23:00 | 0 | 0.704
2019-12-08 | 0 | 0.657
2019-12-08 01:00 | 0 | 0.608
2019-12-08 02:00 | 0 | 0.577
2019-12-08 03:00 | 0 | 0.614
2019-12-08 04:00 | 0 | 0.733
2019-12-08 05:00 | 0.102 | 0.829
2019-12-08 06:00 | 0.429 | 0.749
2019-12-08 07:00 | 0.578 | 0.952
2019-12-08 08:00 | 0.632 | 0.904
2019-12-08 09:00 | 0.651 | 0.683
2019-12-08 10:00 | 0.655 | 0.432
2019-12-08 11:00 | 0.654 | 0.226
2019-12-08 12:00 | 0.655 | 0.098
2019-12-08 13:00 | 0.658 | 0.052
2019-12-08 14:00 | 0.653 | 0.046
2019-12-08 15:00 | 0.634 | 0.061
2019-12-08 16:00 | 0.582 | 0.082
2019-12-08 17:00 | 0.447 | 0.115
2019-12-08 18:00 | 0.091 | 0.232
2019-12-08 19:00 | 0 | 0.376
2019-12-08 20:00 | 0 | 0.537
2019-12-08 21:00 | 0 | 0.663
2019-12-08 22:00 | 0 | 0.737
2019-12-08 23:00 | 0 | 0.756
2019-12-09 | 0 | 0.744
2019-12-09 01:00 | 0 | 0.743
2019-12-09 02:00 | 0 | 0.798
2019-12-09 03:00 | 0 | 0.86
2019-12-09 04:00 | 0 | 0.885
2019-12-09 05:00 | 0.079 | 0.884
2019-12-09 06:00 | 0.368 | 0.77
2019-12-09 07:00 | 0.537 | 0.814
2019-12-09 08:00 | 0.604 | 0.859
2019-12-09 09:00 | 0.636 | 0.769
2019-12-09 10:00 | 0.644 | 0.59
2019-12-09 11:00 | 0.645 | 0.328
2019-12-09 12:00 | 0.643 | 0.122
2019-12-09 13:00 | 0.627 | 0.031
2019-12-09 14:00 | 0.614 | 0.003
2019-12-09 15:00 | 0.585 | 0
2019-12-09 16:00 | 0.493 | 0
2019-12-09 17:00 | 0.299 | 0.002
2019-12-09 18:00 | 0.051 | 0.024
2019-12-09 19:00 | 0 | 0.088
2019-12-09 20:00 | 0 | 0.145
2019-12-09 21:00 | 0 | 0.186
2019-12-09 22:00 | 0 | 0.215
2019-12-09 23:00 | 0 | 0.201
2019-12-10 | 0 | 0.145
2019-12-10 01:00 | 0 | 0.104
2019-12-10 02:00 | 0 | 0.104
2019-12-10 03:00 | 0 | 0.126
2019-12-10 04:00 | 0 | 0.154
2019-12-10 05:00 | 0.055 | 0.127
2019-12-10 06:00 | 0.326 | 0.047
2019-12-10 07:00 | 0.514 | 0.049
2019-12-10 08:00 | 0.586 | 0.285
2019-12-10 09:00 | 0.617 | 0.462
2019-12-10 10:00 | 0.628 | 0.581
2019-12-10 11:00 | 0.634 | 0.582
2019-12-10 12:00 | 0.638 | 0.537
2019-12-10 13:00 | 0.634 | 0.481
2019-12-10 14:00 | 0.614 | 0.409
2019-12-10 15:00 | 0.525 | 0.347
2019-12-10 16:00 | 0.325 | 0.316
2019-12-10 17:00 | 0.131 | 0.276
2019-12-10 18:00 | 0.008 | 0.214
2019-12-10 19:00 | 0 | 0.197
2019-12-10 20:00 | 0 | 0.305
2019-12-10 21:00 | 0 | 0.497
2019-12-10 22:00 | 0 | 0.707
2019-12-10 23:00 | 0 | 0.816
2019-12-11 | 0 | 0.798
2019-12-11 01:00 | 0 | 0.755
2019-12-11 02:00 | 0 | 0.697
2019-12-11 03:00 | 0 | 0.63
2019-12-11 04:00 | 0 | 0.6
2019-12-11 05:00 | 0.029 | 0.608
2019-12-11 06:00 | 0.214 | 0.729
2019-12-11 07:00 | 0.393 | 0.845
2019-12-11 08:00 | 0.498 | 0.863
2019-12-11 09:00 | 0.561 | 0.845
2019-12-11 10:00 | 0.596 | 0.777
2019-12-11 11:00 | 0.612 | 0.612
2019-12-11 12:00 | 0.613 | 0.364
2019-12-11 13:00 | 0.597 | 0.169
2019-12-11 14:00 | 0.556 | 0.068
2019-12-11 15:00 | 0.468 | 0.026
2019-12-11 16:00 | 0.358 | 0.018
2019-12-11 17:00 | 0.196 | 0.038
2019-12-11 18:00 | 0.025 | 0.16
2019-12-11 19:00 | 0 | 0.41
2019-12-11 20:00 | 0 | 0.47
2019-12-11 21:00 | 0 | 0.411
2019-12-11 22:00 | 0 | 0.328
2019-12-11 23:00 | 0 | 0.193
2019-12-12 | 0 | 0.078
2019-12-12 01:00 | 0 | 0.085
2019-12-12 02:00 | 0 | 0.227
2019-12-12 03:00 | 0 | 0.518
2019-12-12 04:00 | 0 | 0.77
2019-12-12 05:00 | 0.045 | 0.849
2019-12-12 06:00 | 0.289 | 0.931
2019-12-12 07:00 | 0.501 | 0.951
2019-12-12 08:00 | 0.604 | 0.862
2019-12-12 09:00 | 0.633 | 0.6
2019-12-12 10:00 | 0.643 | 0.274
2019-12-12 11:00 | 0.646 | 0.11
2019-12-12 12:00 | 0.646 | 0.041
2019-12-12 13:00 | 0.645 | 0.01
2019-12-12 14:00 | 0.638 | 0.001
2019-12-12 15:00 | 0.607 | 0
2019-12-12 16:00 | 0.498 | 0
2019-12-12 17:00 | 0.217 | 0.003
2019-12-12 18:00 | 0.032 | 0.023
2019-12-12 19:00 | 0 | 0.045
2019-12-12 20:00 | 0 | 0.112
2019-12-12 21:00 | 0 | 0.196
2019-12-12 22:00 | 0 | 0.257
2019-12-12 23:00 | 0 | 0.279
2019-12-13 | 0 | 0.29
2019-12-13 01:00 | 0 | 0.344
2019-12-13 02:00 | 0 | 0.417
2019-12-13 03:00 | 0 | 0.48
2019-12-13 04:00 | 0 | 0.533
2019-12-13 05:00 | 0.063 | 0.556
2019-12-13 06:00 | 0.336 | 0.697
2019-12-13 07:00 | 0.512 | 0.73
2019-12-13 08:00 | 0.569 | 0.567
2019-12-13 09:00 | 0.615 | 0.381
2019-12-13 10:00 | 0.628 | 0.231
2019-12-13 11:00 | 0.627 | 0.147
2019-12-13 12:00 | 0.621 | 0.101
2019-12-13 13:00 | 0.61 | 0.07
2019-12-13 14:00 | 0.496 | 0.053
2019-12-13 15:00 | 0.341 | 0.052
2019-12-13 16:00 | 0.229 | 0.067
2019-12-13 17:00 | 0.096 | 0.104
2019-12-13 18:00 | 0.007 | 0.2
2019-12-13 19:00 | 0 | 0.328
2019-12-13 20:00 | 0 | 0.335
2019-12-13 21:00 | 0 | 0.303
2019-12-13 22:00 | 0 | 0.276
2019-12-13 23:00 | 0 | 0.199
2019-12-14 | 0 | 0.121
2019-12-14 01:00 | 0 | 0.078
2019-12-14 02:00 | 0 | 0.056
2019-12-14 03:00 | 0 | 0.064
2019-12-14 04:00 | 0 | 0.139
2019-12-14 05:00 | 0.01 | 0.234
2019-12-14 06:00 | 0.161 | 0.34
2019-12-14 07:00 | 0.385 | 0.294
2019-12-14 08:00 | 0.528 | 0.208
2019-12-14 09:00 | 0.567 | 0.171
2019-12-14 10:00 | 0.541 | 0.145
2019-12-14 11:00 | 0.527 | 0.116
2019-12-14 12:00 | 0.471 | 0.079
2019-12-14 13:00 | 0.406 | 0.043
2019-12-14 14:00 | 0.327 | 0.02
2019-12-14 15:00 | 0.231 | 0.008
2019-12-14 16:00 | 0.157 | 0.006
2019-12-14 17:00 | 0.074 | 0.044
2019-12-14 18:00 | 0.006 | 0.211
2019-12-14 19:00 | 0 | 0.523
2019-12-14 20:00 | 0 | 0.605
2019-12-14 21:00 | 0 | 0.491
2019-12-14 22:00 | 0 | 0.32
2019-12-14 23:00 | 0 | 0.155
2019-12-15 | 0 | 0.081
2019-12-15 01:00 | 0 | 0.063
2019-12-15 02:00 | 0 | 0.077
2019-12-15 03:00 | 0 | 0.085
2019-12-15 04:00 | 0 | 0.069
2019-12-15 05:00 | 0.034 | 0.036
2019-12-15 06:00 | 0.256 | 0.051
2019-12-15 07:00 | 0.459 | 0.224
2019-12-15 08:00 | 0.582 | 0.311
2019-12-15 09:00 | 0.623 | 0.31
2019-12-15 10:00 | 0.639 | 0.302
2019-12-15 11:00 | 0.644 | 0.272
2019-12-15 12:00 | 0.64 | 0.274
2019-12-15 13:00 | 0.63 | 0.328
2019-12-15 14:00 | 0.57 | 0.433
2019-12-15 15:00 | 0.381 | 0.585
2019-12-15 16:00 | 0.219 | 0.717
2019-12-15 17:00 | 0.125 | 0.78
2019-12-15 18:00 | 0.018 | 0.822
2019-12-15 19:00 | 0 | 0.821
2019-12-15 20:00 | 0 | 0.741
2019-12-15 21:00 | 0 | 0.554
2019-12-15 22:00 | 0 | 0.331
2019-12-15 23:00 | 0 | 0.172
2019-12-16 | 0 | 0.082
2019-12-16 01:00 | 0 | 0.034
2019-12-16 02:00 | 0 | 0.012
2019-12-16 03:00 | 0 | 0.002
2019-12-16 04:00 | 0 | 0.001
2019-12-16 05:00 | 0.048 | 0.001
2019-12-16 06:00 | 0.31 | 0.001
2019-12-16 07:00 | 0.499 | 0.003
2019-12-16 08:00 | 0.591 | 0.016
2019-12-16 09:00 | 0.628 | 0.027
2019-12-16 10:00 | 0.641 | 0.024
2019-12-16 11:00 | 0.644 | 0.01
2019-12-16 12:00 | 0.643 | 0.004
2019-12-16 13:00 | 0.639 | 0.004
2019-12-16 14:00 | 0.642 | 0.007
2019-12-16 15:00 | 0.614 | 0.012
2019-12-16 16:00 | 0.541 | 0.022
2019-12-16 17:00 | 0.374 | 0.042
2019-12-16 18:00 | 0.064 | 0.161
2019-12-16 19:00 | 0 | 0.5
2019-12-16 20:00 | 0 | 0.702
2019-12-16 21:00 | 0 | 0.73
2019-12-16 22:00 | 0 | 0.686
2019-12-16 23:00 | 0 | 0.674
2019-12-17 | 0 | 0.646
2019-12-17 01:00 | 0 | 0.596
2019-12-17 02:00 | 0 | 0.538
2019-12-17 03:00 | 0 | 0.549
2019-12-17 04:00 | 0 | 0.555
2019-12-17 05:00 | 0.097 | 0.493
2019-12-17 06:00 | 0.418 | 0.383
2019-12-17 07:00 | 0.565 | 0.551
2019-12-17 08:00 | 0.618 | 0.254
2019-12-17 09:00 | 0.639 | 0.044
2019-12-17 10:00 | 0.645 | 0.011
2019-12-17 11:00 | 0.643 | 0.004
2019-12-17 12:00 | 0.645 | 0.001
2019-12-17 13:00 | 0.641 | 0
2019-12-17 14:00 | 0.593 | 0
2019-12-17 15:00 | 0.477 | 0
2019-12-17 16:00 | 0.325 | 0.003
2019-12-17 17:00 | 0.191 | 0.01
2019-12-17 18:00 | 0.029 | 0.087
2019-12-17 19:00 | 0 | 0.394
2019-12-17 20:00 | 0 | 0.647
2019-12-17 21:00 | 0 | 0.737
2019-12-17 22:00 | 0 | 0.709
2019-12-17 23:00 | 0 | 0.702
2019-12-18 | 0 | 0.712
2019-12-18 01:00 | 0 | 0.719
2019-12-18 02:00 | 0 | 0.68
2019-12-18 03:00 | 0 | 0.671
2019-12-18 04:00 | 0 | 0.692
2019-12-18 05:00 | 0.092 | 0.701
2019-12-18 06:00 | 0.409 | 0.448
2019-12-18 07:00 | 0.561 | 0.43
2019-12-18 08:00 | 0.615 | 0.524
2019-12-18 09:00 | 0.635 | 0.275
2019-12-18 10:00 | 0.639 | 0.129
2019-12-18 11:00 | 0.639 | 0.044
2019-12-18 12:00 | 0.639 | 0.01
2019-12-18 13:00 | 0.639 | 0.003
2019-12-18 14:00 | 0.633 | 0.003
2019-12-18 15:00 | 0.612 | 0.006
2019-12-18 16:00 | 0.559 | 0.011
2019-12-18 17:00 | 0.392 | 0.015
2019-12-18 18:00 | 0.09 | 0.039
2019-12-18 19:00 | 0 | 0.173
2019-12-18 20:00 | 0 | 0.497
2019-12-18 21:00 | 0 | 0.734
2019-12-18 22:00 | 0 | 0.808
2019-12-18 23:00 | 0 | 0.791
2019-12-19 | 0 | 0.725
2019-12-19 01:00 | 0 | 0.686
2019-12-19 02:00 | 0 | 0.7
2019-12-19 03:00 | 0 | 0.723
2019-12-19 04:00 | 0 | 0.776
2019-12-19 05:00 | 0.074 | 0.805
2019-12-19 06:00 | 0.35 | 0.744
2019-12-19 07:00 | 0.507 | 0.834
2019-12-19 08:00 | 0.559 | 0.674
2019-12-19 09:00 | 0.585 | 0.292
2019-12-19 10:00 | 0.591 | 0.096
2019-12-19 11:00 | 0.595 | 0.033
2019-12-19 12:00 | 0.601 | 0.01
2019-12-19 13:00 | 0.593 | 0.005
2019-12-19 14:00 | 0.559 | 0.007
2019-12-19 15:00 | 0.511 | 0.014
2019-12-19 16:00 | 0.393 | 0.027
2019-12-19 17:00 | 0.214 | 0.058
2019-12-19 18:00 | 0.038 | 0.195
2019-12-19 19:00 | 0 | 0.421
2019-12-19 20:00 | 0 | 0.498
2019-12-19 21:00 | 0 | 0.507
2019-12-19 22:00 | 0 | 0.579
2019-12-19 23:00 | 0 | 0.68
2019-12-20 | 0 | 0.655
2019-12-20 01:00 | 0 | 0.459
2019-12-20 02:00 | 0 | 0.413
2019-12-20 03:00 | 0 | 0.347
2019-12-20 04:00 | 0 | 0.281
2019-12-20 05:00 | 0.053 | 0.205
2019-12-20 06:00 | 0.292 | 0.161
2019-12-20 07:00 | 0.447 | 0.161
2019-12-20 08:00 | 0.509 | 0.187
2019-12-20 09:00 | 0.554 | 0.182
2019-12-20 10:00 | 0.578 | 0.161
2019-12-20 11:00 | 0.595 | 0.168
2019-12-20 12:00 | 0.595 | 0.194
2019-12-20 13:00 | 0.581 | 0.249
2019-12-20 14:00 | 0.547 | 0.32
2019-12-20 15:00 | 0.448 | 0.417
2019-12-20 16:00 | 0.293 | 0.552
2019-12-20 17:00 | 0.115 | 0.697
2019-12-20 18:00 | 0.012 | 0.77
2019-12-20 19:00 | 0 | 0.684
2019-12-20 20:00 | 0 | 0.417
2019-12-20 21:00 | 0 | 0.163
2019-12-20 22:00 | 0 | 0.047
2019-12-20 23:00 | 0 | 0.015
2019-12-21 | 0 | 0.009
2019-12-21 01:00 | 0 | 0.005
2019-12-21 02:00 | 0 | 0.003
2019-12-21 03:00 | 0 | 0.006
2019-12-21 04:00 | 0 | 0.016
2019-12-21 05:00 | 0.035 | 0.041
2019-12-21 06:00 | 0.218 | 0.026
2019-12-21 07:00 | 0.396 | 0.035
2019-12-21 08:00 | 0.517 | 0.126
2019-12-21 09:00 | 0.588 | 0.235
2019-12-21 10:00 | 0.615 | 0.277
2019-12-21 11:00 | 0.621 | 0.266
2019-12-21 12:00 | 0.617 | 0.231
2019-12-21 13:00 | 0.575 | 0.191
2019-12-21 14:00 | 0.409 | 0.173
2019-12-21 15:00 | 0.261 | 0.174
2019-12-21 16:00 | 0.138 | 0.179
2019-12-21 17:00 | 0.058 | 0.141
2019-12-21 18:00 | 0.005 | 0.148
2019-12-21 19:00 | 0 | 0.325
2019-12-21 20:00 | 0 | 0.523
2019-12-21 21:00 | 0 | 0.589
2019-12-21 22:00 | 0 | 0.554
2019-12-21 23:00 | 0 | 0.449
2019-12-22 | 0 | 0.35
2019-12-22 01:00 | 0 | 0.339
2019-12-22 02:00 | 0 | 0.354
2019-12-22 03:00 | 0 | 0.383
2019-12-22 04:00 | 0 | 0.423
2019-12-22 05:00 | 0.042 | 0.429
2019-12-22 06:00 | 0.24 | 0.364
2019-12-22 07:00 | 0.366 | 0.36
2019-12-22 08:00 | 0.444 | 0.224
2019-12-22 09:00 | 0.504 | 0.134
2019-12-22 10:00 | 0.55 | 0.105
2019-12-22 11:00 | 0.576 | 0.079
2019-12-22 12:00 | 0.57 | 0.042
2019-12-22 13:00 | 0.534 | 0.017
2019-12-22 14:00 | 0.459 | 0.005
2019-12-22 15:00 | 0.329 | 0.003
2019-12-22 16:00 | 0.185 | 0.002
2019-12-22 17:00 | 0.06 | 0.005
2019-12-22 18:00 | 0.003 | 0.035
2019-12-22 19:00 | 0 | 0.122
2019-12-22 20:00 | 0 | 0.292
2019-12-22 21:00 | 0 | 0.534
2019-12-22 22:00 | 0 | 0.724
2019-12-22 23:00 | 0 | 0.791
2019-12-23 | 0 | 0.772
2019-12-23 01:00 | 0 | 0.701
2019-12-23 02:00 | 0 | 0.612
2019-12-23 03:00 | 0 | 0.486
2019-12-23 04:00 | 0 | 0.379
2019-12-23 05:00 | 0.016 | 0.294
2019-12-23 06:00 | 0.149 | 0.187
2019-12-23 07:00 | 0.332 | 0.203
2019-12-23 08:00 | 0.448 | 0.044
2019-12-23 09:00 | 0.519 | 0.001
2019-12-23 10:00 | 0.567 | 0.002
2019-12-23 11:00 | 0.578 | 0.011
2019-12-23 12:00 | 0.554 | 0.036
2019-12-23 13:00 | 0.474 | 0.082
2019-12-23 14:00 | 0.383 | 0.149
2019-12-23 15:00 | 0.284 | 0.249
2019-12-23 16:00 | 0.193 | 0.389
2019-12-23 17:00 | 0.111 | 0.541
2019-12-23 18:00 | 0.015 | 0.729
2019-12-23 19:00 | 0 | 0.813
2019-12-23 20:00 | 0 | 0.805
2019-12-23 21:00 | 0 | 0.731
2019-12-23 22:00 | 0 | 0.643
2019-12-23 23:00 | 0 | 0.553
2019-12-24 | 0 | 0.46
2019-12-24 01:00 | 0 | 0.365
2019-12-24 02:00 | 0 | 0.296
2019-12-24 03:00 | 0 | 0.281
2019-12-24 04:00 | 0 | 0.312
2019-12-24 05:00 | 0.034 | 0.289
2019-12-24 06:00 | 0.266 | 0.249
2019-12-24 07:00 | 0.497 | 0.35
2019-12-24 08:00 | 0.572 | 0.344
2019-12-24 09:00 | 0.556 | 0.261
2019-12-24 10:00 | 0.577 | 0.162
2019-12-24 11:00 | 0.596 | 0.063
2019-12-24 12:00 | 0.617 | 0.02
2019-12-24 13:00 | 0.588 | 0.013
2019-12-24 14:00 | 0.486 | 0.014
2019-12-24 15:00 | 0.338 | 0.021
2019-12-24 16:00 | 0.174 | 0.048
2019-12-24 17:00 | 0.074 | 0.105
2019-12-24 18:00 | 0.007 | 0.416
2019-12-24 19:00 | 0 | 0.824
2019-12-24 20:00 | 0 | 0.907
2019-12-24 21:00 | 0 | 0.887
2019-12-24 22:00 | 0 | 0.831
2019-12-24 23:00 | 0 | 0.738
2019-12-25 | 0 | 0.647
2019-12-25 01:00 | 0 | 0.602
2019-12-25 02:00 | 0 | 0.57
2019-12-25 03:00 | 0 | 0.6
2019-12-25 04:00 | 0 | 0.657
2019-12-25 05:00 | 0.055 | 0.66
2019-12-25 06:00 | 0.323 | 0.674
2019-12-25 07:00 | 0.493 | 0.866
2019-12-25 08:00 | 0.575 | 0.807
2019-12-25 09:00 | 0.608 | 0.624
2019-12-25 10:00 | 0.598 | 0.473
2019-12-25 11:00 | 0.593 | 0.331
2019-12-25 12:00 | 0.587 | 0.179
2019-12-25 13:00 | 0.566 | 0.099
2019-12-25 14:00 | 0.542 | 0.059
2019-12-25 15:00 | 0.403 | 0.031
2019-12-25 16:00 | 0.243 | 0.015
2019-12-25 17:00 | 0.111 | 0.007
2019-12-25 18:00 | 0.014 | 0.013
2019-12-25 19:00 | 0 | 0.092
2019-12-25 20:00 | 0 | 0.178
2019-12-25 21:00 | 0 | 0.242
2019-12-25 22:00 | 0 | 0.284
2019-12-25 23:00 | 0 | 0.29
2019-12-26 | 0 | 0.265
2019-12-26 01:00 | 0 | 0.214
2019-12-26 02:00 | 0 | 0.159
2019-12-26 03:00 | 0 | 0.114
2019-12-26 04:00 | 0 | 0.074
2019-12-26 05:00 | 0.056 | 0.036
2019-12-26 06:00 | 0.327 | 0.011
2019-12-26 07:00 | 0.481 | 0.029
2019-12-26 08:00 | 0.563 | 0.165
2019-12-26 09:00 | 0.597 | 0.25
2019-12-26 10:00 | 0.615 | 0.193
2019-12-26 11:00 | 0.618 | 0.114
2019-12-26 12:00 | 0.621 | 0.063
2019-12-26 13:00 | 0.615 | 0.038
2019-12-26 14:00 | 0.599 | 0.026
2019-12-26 15:00 | 0.556 | 0.021
2019-12-26 16:00 | 0.442 | 0.026
2019-12-26 17:00 | 0.207 | 0.074
2019-12-26 18:00 | 0.03 | 0.472
2019-12-26 19:00 | 0 | 0.803
2019-12-26 20:00 | 0 | 0.834
2019-12-26 21:00 | 0 | 0.778
2019-12-26 22:00 | 0 | 0.662
2019-12-26 23:00 | 0 | 0.511
2019-12-27 | 0 | 0.396
2019-12-27 01:00 | 0 | 0.304
2019-12-27 02:00 | 0 | 0.229
2019-12-27 03:00 | 0 | 0.185
2019-12-27 04:00 | 0 | 0.187
2019-12-27 05:00 | 0.027 | 0.175
2019-12-27 06:00 | 0.22 | 0.147
2019-12-27 07:00 | 0.438 | 0.247
2019-12-27 08:00 | 0.549 | 0.34
2019-12-27 09:00 | 0.601 | 0.547
2019-12-27 10:00 | 0.62 | 0.688
2019-12-27 11:00 | 0.625 | 0.651
2019-12-27 12:00 | 0.622 | 0.487
2019-12-27 13:00 | 0.613 | 0.311
2019-12-27 14:00 | 0.571 | 0.183
2019-12-27 15:00 | 0.464 | 0.108
2019-12-27 16:00 | 0.266 | 0.073
2019-12-27 17:00 | 0.1 | 0.139
2019-12-27 18:00 | 0.01 | 0.394
2019-12-27 19:00 | 0 | 0.503
2019-12-27 20:00 | 0 | 0.646
2019-12-27 21:00 | 0 | 0.646
2019-12-27 22:00 | 0 | 0.613
2019-12-27 23:00 | 0 | 0.504
2019-12-28 | 0 | 0.38
2019-12-28 01:00 | 0 | 0.289
2019-12-28 02:00 | 0 | 0.245
2019-12-28 03:00 | 0 | 0.228
2019-12-28 04:00 | 0 | 0.199
2019-12-28 05:00 | 0.042 | 0.14
2019-12-28 06:00 | 0.285 | 0.07
2019-12-28 07:00 | 0.461 | 0.054
2019-12-28 08:00 | 0.546 | 0.053
2019-12-28 09:00 | 0.59 | 0.08
2019-12-28 10:00 | 0.61 | 0.135
2019-12-28 11:00 | 0.619 | 0.193
2019-12-28 12:00 | 0.618 | 0.217
2019-12-28 13:00 | 0.612 | 0.196
2019-12-28 14:00 | 0.594 | 0.159
2019-12-28 15:00 | 0.543 | 0.142
2019-12-28 16:00 | 0.435 | 0.161
2019-12-28 17:00 | 0.209 | 0.301
2019-12-28 18:00 | 0.023 | 0.704
2019-12-28 19:00 | 0 | 0.846
2019-12-28 20:00 | 0 | 0.839
2019-12-28 21:00 | 0 | 0.773
2019-12-28 22:00 | 0 | 0.666
2019-12-28 23:00 | 0 | 0.507
2019-12-29 | 0 | 0.357
2019-12-29 01:00 | 0 | 0.271
2019-12-29 02:00 | 0 | 0.232
2019-12-29 03:00 | 0 | 0.224
2019-12-29 04:00 | 0 | 0.218
2019-12-29 05:00 | 0.015 | 0.174
2019-12-29 06:00 | 0.119 | 0.098
2019-12-29 07:00 | 0.252 | 0.117
2019-12-29 08:00 | 0.368 | 0.195
2019-12-29 09:00 | 0.462 | 0.313
2019-12-29 10:00 | 0.522 | 0.321
2019-12-29 11:00 | 0.545 | 0.242
2019-12-29 12:00 | 0.535 | 0.156
2019-12-29 13:00 | 0.484 | 0.131
2019-12-29 14:00 | 0.397 | 0.192
2019-12-29 15:00 | 0.291 | 0.317
2019-12-29 16:00 | 0.174 | 0.537
2019-12-29 17:00 | 0.072 | 0.756
2019-12-29 18:00 | 0.006 | 0.851
2019-12-29 19:00 | 0 | 0.826
2019-12-29 20:00 | 0 | 0.759
2019-12-29 21:00 | 0 | 0.684
2019-12-29 22:00 | 0 | 0.616
2019-12-29 23:00 | 0 | 0.537
2019-12-30 | 0 | 0.463
2019-12-30 01:00 | 0 | 0.396
2019-12-30 02:00 | 0 | 0.325
2019-12-30 03:00 | 0 | 0.26
2019-12-30 04:00 | 0 | 0.213
2019-12-30 05:00 | 0.006 | 0.166
2019-12-30 06:00 | 0.075 | 0.118
2019-12-30 07:00 | 0.167 | 0.087
2019-12-30 08:00 | 0.217 | 0.078
2019-12-30 09:00 | 0.296 | 0.08
2019-12-30 10:00 | 0.386 | 0.08
2019-12-30 11:00 | 0.484 | 0.068
2019-12-30 12:00 | 0.536 | 0.046
2019-12-30 13:00 | 0.523 | 0.035
2019-12-30 14:00 | 0.451 | 0.049
2019-12-30 15:00 | 0.338 | 0.089
2019-12-30 16:00 | 0.187 | 0.191
2019-12-30 17:00 | 0.081 | 0.443
2019-12-30 18:00 | 0.008 | 0.746
2019-12-30 19:00 | 0 | 0.824
2019-12-30 20:00 | 0 | 0.821
2019-12-30 21:00 | 0 | 0.791
2019-12-30 22:00 | 0 | 0.759
2019-12-30 23:00 | 0 | 0.696
2019-12-31 | 0 | 0.635
2019-12-31 01:00 | 0 | 0.559
2019-12-31 02:00 | 0 | 0.363
2019-12-31 03:00 | 0 | 0.151
2019-12-31 04:00 | 0 | 0.047
2019-12-31 05:00 | 0.003 | 0.004
2019-12-31 06:00 | 0.048 | 0.002
2019-12-31 07:00 | 0.106 | 0.015
2019-12-31 08:00 | 0.172 | 0.057
2019-12-31 09:00 | 0.246 | 0.098
2019-12-31 10:00 | 0.313 | 0.129
2019-12-31 11:00 | 0.353 | 0.154
2019-12-31 12:00 | 0.475 | 0.149
2019-12-31 13:00 | 0.51 | 0.121
2019-12-31 14:00 | 0.502 | 0.105
2019-12-31 15:00 | 0.455 | 0.137
2019-12-31 16:00 | 0.363 | 0.28
2019-12-31 17:00 | 0.15 | 0.529
2019-12-31 18:00 | 0.006 | 0.484
2019-12-31 19:00 | 0 | 0.197
2019-12-31 20:00 | 0 | 0.238
2019-12-31 21:00 | 0 | 0.633
2019-12-31 22:00 | 0 | 0.758
2019-12-31 23:00 | 0 | 0.627
2020-01-01 | 0 | 0.304
2020-01-01 01:00 | 0 | 0.111
2020-01-01 02:00 | 0 | 0.076
2020-01-01 03:00 | 0 | 0.072
2020-01-01 04:00 | 0 | 0.043
2020-01-01 05:00 | 0.005 | 0.001
2020-01-01 06:00 | 0.072 | 0
2020-01-01 07:00 | 0.188 | 0.009

## gera2019
dateTime | solar | wind | gridElectricityEmissionsFactor | wholesaleElectricityPrice
2019-01-01 | 0 | 0.721 | 0.59931 | 35.18
2019-01-01 01:00 | 0 | 0.677 | 0.59986 | 35.23
2019-01-01 02:00 | 0 | 0.615 | 0.5931 | 33.75
2019-01-01 03:00 | 0 | 0.534 | 0.59368 | 33.585
2019-01-01 04:00 | 0 | 0.481 | 0.60195 | 33.65
2019-01-01 05:00 | 0.092 | 0.424 | 0.60838 | 33.255
2019-01-01 06:00 | 0.485 | 0.29 | 0.60903 | 33.145
2019-01-01 07:00 | 0.642 | 0.253 | 0.56782 | 23.365
2019-01-01 08:00 | 0.698 | 0.276 | 0.50088 | 24.15
2019-01-01 09:00 | 0.723 | 0.18 | 0.46096 | 27.6
2019-01-01 10:00 | 0.728 | 0.125 | 0.44601 | 42.57
2019-01-01 11:00 | 0.723 | 0.134 | 0.44177 | 37.85
2019-01-01 12:00 | 0.718 | 0.277 | 0.44982 | 51.315
2019-01-01 13:00 | 0.713 | 0.472 | 0.44989 | 46.915
2019-01-01 14:00 | 0.705 | 0.627 | 0.45404 | 40.245
2019-01-01 15:00 | 0.685 | 0.744 | 0.47909 | 49.4
2019-01-01 16:00 | 0.64 | 0.826 | 0.53009 | 47.765
2019-01-01 17:00 | 0.541 | 0.868 | 0.58523 | 58.29
2019-01-01 18:00 | 0.303 | 0.879 | 0.63224 | 55.37
2019-01-01 19:00 | 0 | 0.859 | 0.6619 | 56.63
2019-01-01 20:00 | 0 | 0.805 | 0.66936 | 51.915
2019-01-01 21:00 | 0 | 0.721 | 0.66553 | 47.575
2019-01-01 22:00 | 0 | 0.616 | 0.67846 | 48.27
2019-01-01 23:00 | 0 | 0.543 | 0.6926 | 45.055
2019-01-02 | 0 | 0.531 | 0.69089 | 42.16
2019-01-02 01:00 | 0 | 0.517 | 0.68247 | 41.87
2019-01-02 02:00 | 0 | 0.47 | 0.67389 | 40.475
2019-01-02 03:00 | 0 | 0.467 | 0.67753 | 41.985
2019-01-02 04:00 | 0 | 0.413 | 0.68234 | 41.945
2019-01-02 05:00 | 0.054 | 0.345 | 0.70677 | 45.55
2019-01-02 06:00 | 0.37 | 0.274 | 0.69432 | 46.855
2019-01-02 07:00 | 0.664 | 0.206 | 0.67698 | 47.38
2019-01-02 08:00 | 0.734 | 0.175 | 0.63236 | 48.14
2019-01-02 09:00 | 0.756 | 0.181 | 0.60712 | 47.745
2019-01-02 10:00 | 0.759 | 0.233 | 0.56724 | 46.515
2019-01-02 11:00 | 0.752 | 0.328 | 0.53483 | 43.54
2019-01-02 12:00 | 0.746 | 0.449 | 0.51955 | 42.49
2019-01-02 13:00 | 0.739 | 0.573 | 0.51634 | 42.705
2019-01-02 14:00 | 0.729 | 0.662 | 0.52817 | 46.315
2019-01-02 15:00 | 0.707 | 0.709 | 0.52401 | 44.34
2019-01-02 16:00 | 0.662 | 0.729 | 0.54291 | 49.53
2019-01-02 17:00 | 0.565 | 0.726 | 0.59653 | 50.08
2019-01-02 18:00 | 0.329 | 0.723 | 0.61801 | 50.39
2019-01-02 19:00 | 0 | 0.712 | 0.64764 | 51.155
2019-01-02 20:00 | 0 | 0.68 | 0.66551 | 50.16
2019-01-02 21:00 | 0 | 0.605 | 0.6722 | 49.07
2019-01-02 22:00 | 0 | 0.519 | 0.67391 | 43.18
2019-01-02 23:00 | 0 | 0.47 | 0.6723 | 41.755
2019-01-03 | 0 | 0.467 | 0.64814 | 37.94
2019-01-03 01:00 | 0 | 0.467 | 0.6631 | 40.74
2019-01-03 02:00 | 0 | 0.467 | 0.67266 | 40.69
2019-01-03 03:00 | 0 | 0.52 | 0.68449 | 40.675
2019-01-03 04:00 | 0 | 0.534 | 0.68906 | 40.89
2019-01-03 05:00 | 0.046 | 0.519 | 0.67971 | 41.03
2019-01-03 06:00 | 0.327 | 0.501 | 0.6632 | 42.24
2019-01-03 07:00 | 0.658 | 0.544 | 0.65169 | 43.27
2019-01-03 08:00 | 0.723 | 0.5 | 0.57114 | 37.43
2019-01-03 09:00 | 0.747 | 0.379 | 0.50845 | 27.925
2019-01-03 10:00 | 0.75 | 0.265 | 0.45728 | -29.87
2019-01-03 11:00 | 0.744 | 0.225 | 0.44086 | -29.905
2019-01-03 12:00 | 0.735 | 0.266 | 0.42088 | -29.945
2019-01-03 13:00 | 0.726 | 0.403 | 0.40031 | -29.945
2019-01-03 14:00 | 0.714 | 0.624 | 0.41544 | -3.79
2019-01-03 15:00 | 0.689 | 0.818 | 0.45115 | 23.525
2019-01-03 16:00 | 0.641 | 0.915 | 0.49431 | 36.525
2019-01-03 17:00 | 0.533 | 0.95 | 0.54712 | 44.54
2019-01-03 18:00 | 0.289 | 0.961 | 0.60303 | 48.19
2019-01-03 19:00 | 0 | 0.962 | 0.62979 | 44.59
2019-01-03 20:00 | 0 | 0.959 | 0.6279 | 39.96
2019-01-03 21:00 | 0 | 0.958 | 0.59686 | 35.575
2019-01-03 22:00 | 0 | 0.953 | 0.58239 | 35.14
2019-01-03 23:00 | 0 | 0.943 | 0.56921 | 23.545
2019-01-04 | 0 | 0.938 | 0.56181 | 22.325
2019-01-04 01:00 | 0 | 0.94 | 0.56235 | 22.32
2019-01-04 02:00 | 0 | 0.937 | 0.5732 | 22.42
2019-01-04 03:00 | 0 | 0.93 | 0.58232 | 23.365
2019-01-04 04:00 | 0 | 0.924 | 0.57892 | 23.58
2019-01-04 05:00 | 0.099 | 0.917 | 0.59731 | 28.555
2019-01-04 06:00 | 0.526 | 0.957 | 0.58572 | 32.28
2019-01-04 07:00 | 0.684 | 0.963 | 0.53986 | 23.555
2019-01-04 08:00 | 0.748 | 0.952 | 0.48467 | 24.15
2019-01-04 09:00 | 0.772 | 0.926 | 0.44277 | 23.275
2019-01-04 10:00 | 0.774 | 0.884 | 0.42236 | 15.445
2019-01-04 11:00 | 0.765 | 0.828 | 0.40956 | 6.665
2019-01-04 12:00 | 0.756 | 0.77 | 0.40275 | -5.45
2019-01-04 13:00 | 0.747 | 0.723 | 0.3904 | -5.465
2019-01-04 14:00 | 0.734 | 0.691 | 0.39885 | 22.285
2019-01-04 15:00 | 0.71 | 0.686 | 0.41962 | 28.23
2019-01-04 16:00 | 0.663 | 0.721 | 0.46878 | 39.295
2019-01-04 17:00 | 0.565 | 0.777 | 0.54382 | 45.625
2019-01-04 18:00 | 0.324 | 0.847 | 0.60641 | 57.3
2019-01-04 19:00 | 0 | 0.923 | 0.63656 | 64.815
2019-01-04 20:00 | 0 | 0.93 | 0.63788 | 44.07
2019-01-04 21:00 | 0 | 0.921 | 0.62811 | 52.245
2019-01-04 22:00 | 0 | 0.91 | 0.60282 | 39.385
2019-01-04 23:00 | 0 | 0.896 | 0.56369 | 23.72
2019-01-05 | 0 | 0.875 | 0.56781 | 23.52
2019-01-05 01:00 | 0 | 0.846 | 0.56383 | 24.985
2019-01-05 02:00 | 0 | 0.819 | 0.5716 | 23.935
2019-01-05 03:00 | 0 | 0.81 | 0.57305 | 27.08
2019-01-05 04:00 | 0 | 0.832 | 0.575 | 33.78
2019-01-05 05:00 | 0.067 | 0.865 | 0.58578 | 33.755
2019-01-05 06:00 | 0.455 | 0.824 | 0.56205 | 24.365
2019-01-05 07:00 | 0.565 | 0.941 | 0.51459 | 22.475
2019-01-05 08:00 | 0.627 | 0.962 | 0.45516 | 25.73
2019-01-05 09:00 | 0.667 | 0.93 | 0.41707 | -3.79
2019-01-05 10:00 | 0.694 | 0.813 | 0.41078 | 21.85
2019-01-05 11:00 | 0.698 | 0.624 | 0.42365 | 28.165
2019-01-05 12:00 | 0.657 | 0.41 | 0.4329 | 34.715
2019-01-05 13:00 | 0.626 | 0.246 | 0.43828 | 41.365
2019-01-05 14:00 | 0.582 | 0.161 | 0.45411 | 47.875
2019-01-05 15:00 | 0.539 | 0.133 | 0.47966 | 36.045
2019-01-05 16:00 | 0.44 | 0.148 | 0.52354 | 50.77
2019-01-05 17:00 | 0.354 | 0.201 | 0.58814 | 84.51
2019-01-05 18:00 | 0.15 | 0.352 | 0.64613 | 98.02
2019-01-05 19:00 | 0 | 0.55 | 0.68496 | 86.49
2019-01-05 20:00 | 0 | 0.446 | 0.67762 | 76.755
2019-01-05 21:00 | 0 | 0.176 | 0.64688 | 66.605
2019-01-05 22:00 | 0 | 0.358 | 0.62629 | 45.725
2019-01-05 23:00 | 0 | 0.301 | 0.6159 | 38.405
2019-01-06 | 0 | 0.319 | 0.62366 | 41.695
2019-01-06 01:00 | 0 | 0.423 | 0.63195 | 37.785
2019-01-06 02:00 | 0 | 0.548 | 0.64301 | 41.71
2019-01-06 03:00 | 0 | 0.605 | 0.64936 | 41.77
2019-01-06 04:00 | 0 | 0.58 | 0.64626 | 41.855
2019-01-06 05:00 | 0.011 | 0.534 | 0.65758 | 41.56
2019-01-06 06:00 | 0.131 | 0.262 | 0.65049 | 41.42
2019-01-06 07:00 | 0.222 | 0.084 | 0.59148 | 32.71
2019-01-06 08:00 | 0.314 | 0.31 | 0.50715 | 23.33
2019-01-06 09:00 | 0.407 | 0.254 | 0.4539 | -3.735
2019-01-06 10:00 | 0.489 | 0.13 | 0.4523 | -5.57
2019-01-06 11:00 | 0.579 | 0.052 | 0.45727 | 33.285
2019-01-06 12:00 | 0.68 | 0.014 | 0.46407 | 34.645
2019-01-06 13:00 | 0.69 | 0.005 | 0.46822 | 34.315
2019-01-06 14:00 | 0.673 | 0.005 | 0.49288 | 37.325
2019-01-06 15:00 | 0.638 | 0.013 | 0.53167 | 41.69
2019-01-06 16:00 | 0.573 | 0.039 | 0.56924 | 59.055
2019-01-06 17:00 | 0.448 | 0.091 | 0.61426 | 71.475
2019-01-06 18:00 | 0.201 | 0.273 | 0.66579 | 72.785
2019-01-06 19:00 | 0 | 0.697 | 0.69383 | 49.33
2019-01-06 20:00 | 0 | 0.798 | 0.69193 | 42.88
2019-01-06 21:00 | 0 | 0.79 | 0.67379 | 35.74
2019-01-06 22:00 | 0 | 0.758 | 0.66486 | 36.05
2019-01-06 23:00 | 0 | 0.713 | 0.64018 | 34.82
2019-01-07 | 0 | 0.66 | 0.64502 | 35.045
2019-01-07 01:00 | 0 | 0.614 | 0.65757 | 34.785
2019-01-07 02:00 | 0 | 0.571 | 0.649 | 29.535
2019-01-07 03:00 | 0 | 0.518 | 0.63818 | 24.615
2019-01-07 04:00 | 0 | 0.471 | 0.64768 | 34.495
2019-01-07 05:00 | 0.058 | 0.433 | 0.65376 | 32.205
2019-01-07 06:00 | 0.424 | 0.199 | 0.6523 | 34.97
2019-01-07 07:00 | 0.598 | 0.093 | 0.62053 | 38.905
2019-01-07 08:00 | 0.666 | 0.058 | 0.56607 | 45.54
2019-01-07 09:00 | 0.695 | 0.008 | 0.52718 | 37.765
2019-01-07 10:00 | 0.706 | 0 | 0.50917 | 37.585
2019-01-07 11:00 | 0.704 | 0.003 | 0.49931 | 50.305
2019-01-07 12:00 | 0.7 | 0.057 | 0.49822 | 46.84
2019-01-07 13:00 | 0.69 | 0.201 | 0.50214 | 46.815
2019-01-07 14:00 | 0.674 | 0.415 | 0.52183 | 41.475
2019-01-07 15:00 | 0.642 | 0.645 | 0.54492 | 42.19
2019-01-07 16:00 | 0.539 | 0.808 | 0.58405 | 49.365
2019-01-07 17:00 | 0.165 | 0.871 | 0.6273 | 64.375
2019-01-07 18:00 | 0.011 | 0.839 | 0.65371 | 58.36
2019-01-07 19:00 | 0 | 0.807 | 0.65842 | 41.145
2019-01-07 20:00 | 0 | 0.778 | 0.65206 | 45.675
2019-01-07 21:00 | 0 | 0.669 | 0.6433 | 38.13
2019-01-07 22:00 | 0 | 0.554 | 0.62488 | 35.045
2019-01-07 23:00 | 0 | 0.496 | 0.64728 | 40.095
2019-01-08 | 0 | 0.42 | 0.65031 | 34.29
2019-01-08 01:00 | 0 | 0.304 | 0.64529 | 24.05
2019-01-08 02:00 | 0 | 0.204 | 0.63962 | 22.735
2019-01-08 03:00 | 0 | 0.177 | 0.63409 | 21.95
2019-01-08 04:00 | 0 | 0.214 | 0.63088 | 22.285
2019-01-08 05:00 | 0.048 | 0.231 | 0.64248 | 22.285
2019-01-08 06:00 | 0.402 | 0.114 | 0.63222 | 33.21
2019-01-08 07:00 | 0.586 | 0.155 | 0.61593 | 41.99
2019-01-08 08:00 | 0.657 | 0.132 | 0.56932 | 35.685
2019-01-08 09:00 | 0.689 | 0.02 | 0.52917 | 28.34
2019-01-08 10:00 | 0.701 | 0 | 0.50127 | 35.83
2019-01-08 11:00 | 0.704 | 0 | 0.50525 | 42.285
2019-01-08 12:00 | 0.69 | 0.008 | 0.49829 | 44.095
2019-01-08 13:00 | 0.657 | 0.127 | 0.51626 | 48.915
2019-01-08 14:00 | 0.457 | 0.547 | 0.55365 | 45.905
2019-01-08 15:00 | 0.214 | 0.9 | 0.57187 | 44.98
2019-01-08 16:00 | 0.106 | 0.94 | 0.60674 | 38.43
2019-01-08 17:00 | 0.081 | 0.748 | 0.6265 | 38.195
2019-01-08 18:00 | 0.07 | 0.34 | 0.63434 | 36.625
2019-01-08 19:00 | 0 | 0.409 | 0.62671 | 36.19
2019-01-08 20:00 | 0 | 0.389 | 0.63186 | 36.975
2019-01-08 21:00 | 0 | 0.394 | 0.65376 | 36.815
2019-01-08 22:00 | 0 | 0.393 | 0.65882 | 35.855
2019-01-08 23:00 | 0 | 0.364 | 0.64367 | 35.175
2019-01-09 | 0 | 0.335 | 0.63923 | 23.72
2019-01-09 01:00 | 0 | 0.33 | 0.65036 | 23.455
2019-01-09 02:00 | 0 | 0.301 | 0.64474 | 22.645
2019-01-09 03:00 | 0 | 0.271 | 0.64186 | 22.245
2019-01-09 04:00 | 0 | 0.268 | 0.63866 | -3.735
2019-01-09 05:00 | 0.054 | 0.28 | 0.64464 | 22.735
2019-01-09 06:00 | 0.425 | 0.146 | 0.65134 | 42.2
2019-01-09 07:00 | 0.6 | 0.118 | 0.60416 | 32.39
2019-01-09 08:00 | 0.686 | 0.128 | 0.55725 | 29.6
2019-01-09 09:00 | 0.711 | 0.07 | 0.52597 | 29.6
2019-01-09 10:00 | 0.72 | 0.05 | 0.50627 | 34.97
2019-01-09 11:00 | 0.718 | 0.078 | 0.49572 | 35.125
2019-01-09 12:00 | 0.714 | 0.16 | 0.49335 | 36.395
2019-01-09 13:00 | 0.707 | 0.297 | 0.50135 | 37.01
2019-01-09 14:00 | 0.695 | 0.467 | 0.51823 | 39.175
2019-01-09 15:00 | 0.67 | 0.615 | 0.53962 | 39.655
2019-01-09 16:00 | 0.618 | 0.723 | 0.56581 | 44
2019-01-09 17:00 | 0.511 | 0.79 | 0.60595 | 44.56
2019-01-09 18:00 | 0.264 | 0.848 | 0.6643 | 40.56
2019-01-09 19:00 | 0 | 0.859 | 0.69838 | 44.64
2019-01-09 20:00 | 0 | 0.838 | 0.7027 | 45.815
2019-01-09 21:00 | 0 | 0.773 | 0.70632 | 45.715
2019-01-09 22:00 | 0 | 0.652 | 0.7018 | 48.235
2019-01-09 23:00 | 0 | 0.573 | 0.679 | 43.665
2019-01-10 | 0 | 0.544 | 0.67025 | 42.685
2019-01-10 01:00 | 0 | 0.521 | 0.67765 | 42.495
2019-01-10 02:00 | 0 | 0.499 | 0.67349 | 41.975
2019-01-10 03:00 | 0 | 0.466 | 0.67443 | 42.02
2019-01-10 04:00 | 0 | 0.436 | 0.67094 | 38.46
2019-01-10 05:00 | 0.079 | 0.371 | 0.67226 | 42.715
2019-01-10 06:00 | 0.526 | 0.317 | 0.66268 | 39.43
2019-01-10 07:00 | 0.669 | 0.287 | 0.62397 | 35.805
2019-01-10 08:00 | 0.707 | 0.255 | 0.58203 | 44.14
2019-01-10 09:00 | 0.721 | 0.18 | 0.54361 | 43.845
2019-01-10 10:00 | 0.728 | 0.213 | 0.50168 | 36.265
2019-01-10 11:00 | 0.724 | 0.406 | 0.45241 | -3.83
2019-01-10 12:00 | 0.733 | 0.643 | 0.42684 | -29.905
2019-01-10 13:00 | 0.73 | 0.806 | 0.41571 | -29.91
2019-01-10 14:00 | 0.718 | 0.881 | 0.41758 | -8.045
2019-01-10 15:00 | 0.69 | 0.909 | 0.44567 | 21.045
2019-01-10 16:00 | 0.635 | 0.919 | 0.48475 | 27.09
2019-01-10 17:00 | 0.521 | 0.927 | 0.52797 | 44.175
2019-01-10 18:00 | 0.264 | 0.926 | 0.58333 | 44.335
2019-01-10 19:00 | 0 | 0.879 | 0.61558 | 36.23
2019-01-10 20:00 | 0 | 0.819 | 0.62199 | 40.475
2019-01-10 21:00 | 0 | 0.758 | 0.62357 | 43.235
2019-01-10 22:00 | 0 | 0.716 | 0.62501 | 42.1
2019-01-10 23:00 | 0 | 0.723 | 0.61817 | 41.28
2019-01-11 | 0 | 0.778 | 0.61698 | 23.82
2019-01-11 01:00 | 0 | 0.824 | 0.61249 | 22.545
2019-01-11 02:00 | 0 | 0.812 | 0.60637 | 24.15
2019-01-11 03:00 | 0 | 0.677 | 0.60938 | 32.325
2019-01-11 04:00 | 0 | 0.557 | 0.62504 | 32.82
2019-01-11 05:00 | 0.083 | 0.551 | 0.63927 | 41.635
2019-01-11 06:00 | 0.541 | 0.751 | 0.62799 | 42.08
2019-01-11 07:00 | 0.689 | 0.767 | 0.58668 | 8.57
2019-01-11 08:00 | 0.744 | 0.649 | 0.56219 | 34.76
2019-01-11 09:00 | 0.762 | 0.473 | 0.52008 | 27.125
2019-01-11 10:00 | 0.76 | 0.289 | 0.48693 | 24.15
2019-01-11 11:00 | 0.75 | 0.173 | 0.45856 | 23.365
2019-01-11 12:00 | 0.739 | 0.124 | 0.4599 | 22.455
2019-01-11 13:00 | 0.727 | 0.103 | 0.46418 | 23.365
2019-01-11 14:00 | 0.708 | 0.096 | 0.47523 | 29.6
2019-01-11 15:00 | 0.678 | 0.099 | 0.49423 | 34.725
2019-01-11 16:00 | 0.621 | 0.112 | 0.53361 | 38.67
2019-01-11 17:00 | 0.507 | 0.148 | 0.58507 | 42.195
2019-01-11 18:00 | 0.254 | 0.332 | 0.62443 | 42.265
2019-01-11 19:00 | 0 | 0.751 | 0.65776 | 52.605
2019-01-11 20:00 | 0 | 0.843 | 0.66581 | 47.875
2019-01-11 21:00 | 0 | 0.833 | 0.63602 | 41.715
2019-01-11 22:00 | 0 | 0.811 | 0.60416 | 40.1
2019-01-11 23:00 | 0 | 0.774 | 0.58754 | 35.415
2019-01-12 | 0 | 0.723 | 0.58516 | 33.42
2019-01-12 01:00 | 0 | 0.671 | 0.57395 | 24.15
2019-01-12 02:00 | 0 | 0.622 | 0.57292 | 24.15
2019-01-12 03:00 | 0 | 0.593 | 0.57461 | 24.15
2019-01-12 04:00 | 0 | 0.598 | 0.5803 | 28.765
2019-01-12 05:00 | 0.063 | 0.586 | 0.60255 | 25.83
2019-01-12 06:00 | 0.478 | 0.31 | 0.57416 | 24.365
2019-01-12 07:00 | 0.625 | 0.166 | 0.542 | 26.685
2019-01-12 08:00 | 0.678 | 0.389 | 0.49612 | 25.615
2019-01-12 09:00 | 0.698 | 0.328 | 0.45808 | 25.865
2019-01-12 10:00 | 0.702 | 0.187 | 0.42999 | 29.67
2019-01-12 11:00 | 0.701 | 0.086 | 0.41935 | 42.31
2019-01-12 12:00 | 0.694 | 0.044 | 0.42347 | 43
2019-01-12 13:00 | 0.685 | 0.013 | 0.42957 | 45.325
2019-01-12 14:00 | 0.672 | 0.004 | 0.4483 | 42.35
2019-01-12 15:00 | 0.644 | 0.002 | 0.48161 | 42.9
2019-01-12 16:00 | 0.59 | 0.37 | 0.52146 | 50.65
2019-01-12 17:00 | 0.479 | 0.859 | 0.56846 | 64.345
2019-01-12 18:00 | 0.227 | 0.958 | 0.60812 | 74.66
2019-01-12 19:00 | 0 | 0.962 | 0.62039 | 68.15
2019-01-12 20:00 | 0 | 0.95 | 0.61668 | 53.44
2019-01-12 21:00 | 0 | 0.931 | 0.61255 | 44.485
2019-01-12 22:00 | 0 | 0.912 | 0.60992 | 58.89
2019-01-12 23:00 | 0 | 0.872 | 0.62564 | 48.045
2019-01-13 | 0 | 0.851 | 0.6083 | 36.69
2019-01-13 01:00 | 0 | 0.846 | 0.59985 | 34.195
2019-01-13 02:00 | 0 | 0.776 | 0.59588 | 33.775
2019-01-13 03:00 | 0 | 0.616 | 0.58413 | 33.76
2019-01-13 04:00 | 0 | 0.47 | 0.58227 | 33.715
2019-01-13 05:00 | 0.069 | 0.471 | 0.59205 | 29.16
2019-01-13 06:00 | 0.521 | 0.635 | 0.61792 | 34.41
2019-01-13 07:00 | 0.673 | 0.727 | 0.56863 | 27.94
2019-01-13 08:00 | 0.733 | 0.763 | 0.47515 | 25.575
2019-01-13 09:00 | 0.754 | 0.779 | 0.41224 | 22.455
2019-01-13 10:00 | 0.756 | 0.747 | 0.36887 | 22.245
2019-01-13 11:00 | 0.748 | 0.649 | 0.35077 | 22.285
2019-01-13 12:00 | 0.738 | 0.484 | 0.35041 | 20.565
2019-01-13 13:00 | 0.727 | 0.389 | 0.36242 | -29.9
2019-01-13 14:00 | 0.707 | 0.402 | 0.37492 | -3.455
2019-01-13 15:00 | 0.676 | 0.467 | 0.4032 | 29.475
2019-01-13 16:00 | 0.618 | 0.566 | 0.45612 | 36.32
2019-01-13 17:00 | 0.499 | 0.701 | 0.51199 | 48.895
2019-01-13 18:00 | 0.234 | 0.858 | 0.56814 | 63.6
2019-01-13 19:00 | 0 | 0.926 | 0.57872 | 47.89
2019-01-13 20:00 | 0 | 0.928 | 0.58381 | 43.785
2019-01-13 21:00 | 0 | 0.919 | 0.5826 | 39.705
2019-01-13 22:00 | 0 | 0.896 | 0.57195 | 33.915
2019-01-13 23:00 | 0 | 0.876 | 0.56702 | 30.325
2019-01-14 | 0 | 0.843 | 0.57469 | 23.555
2019-01-14 01:00 | 0 | 0.84 | 0.56629 | 22.365
2019-01-14 02:00 | 0 | 0.802 | 0.55724 | 22.285
2019-01-14 03:00 | 0 | 0.778 | 0.56575 | 22.7
2019-01-14 04:00 | 0 | 0.774 | 0.5885 | 28.92
2019-01-14 05:00 | 0.036 | 0.666 | 0.59802 | 34.225
2019-01-14 06:00 | 0.406 | 0.569 | 0.58962 | 36.43
2019-01-14 07:00 | 0.655 | 0.362 | 0.57848 | 40.33
2019-01-14 08:00 | 0.72 | 0.229 | 0.54339 | 39.32
2019-01-14 09:00 | 0.741 | 0.149 | 0.50088 | 45.54
2019-01-14 10:00 | 0.74 | 0.095 | 0.47264 | 29.27
2019-01-14 11:00 | 0.727 | 0.004 | 0.44585 | 24.66
2019-01-14 12:00 | 0.714 | 0 | 0.41735 | 23.33
2019-01-14 13:00 | 0.701 | 0.001 | 0.41432 | 23.72
2019-01-14 14:00 | 0.681 | 0.074 | 0.42572 | 29.42
2019-01-14 15:00 | 0.633 | 0.37 | 0.46318 | 35.685
2019-01-14 16:00 | 0.585 | 0.666 | 0.50068 | 36.305
2019-01-14 17:00 | 0.45 | 0.86 | 0.54463 | 38.49
2019-01-14 18:00 | 0.203 | 0.938 | 0.59811 | 43.115
2019-01-14 19:00 | 0 | 0.954 | 0.63809 | 62.49
2019-01-14 20:00 | 0 | 0.955 | 0.63535 | 42.955
2019-01-14 21:00 | 0 | 0.954 | 0.60689 | 37.23
2019-01-14 22:00 | 0 | 0.953 | 0.58321 | 28.53
2019-01-14 23:00 | 0 | 0.941 | 0.57959 | 22.68
2019-01-15 | 0 | 0.916 | 0.58085 | 20.94
2019-01-15 01:00 | 0 | 0.879 | 0.57042 | 21.85
2019-01-15 02:00 | 0 | 0.811 | 0.59309 | 24.15
2019-01-15 03:00 | 0 | 0.765 | 0.60241 | 23.395
2019-01-15 04:00 | 0 | 0.745 | 0.60486 | 23.365
2019-01-15 05:00 | 0.043 | 0.691 | 0.60661 | 23.735
2019-01-15 06:00 | 0.448 | 0.748 | 0.59056 | 34.575
2019-01-15 07:00 | 0.629 | 0.719 | 0.55694 | 34.24
2019-01-15 08:00 | 0.703 | 0.645 | 0.51485 | 41.085
2019-01-15 09:00 | 0.731 | 0.473 | 0.48902 | 41.735
2019-01-15 10:00 | 0.735 | 0.253 | 0.4617 | 37.02
2019-01-15 11:00 | 0.73 | 0.126 | 0.44279 | 33.715
2019-01-15 12:00 | 0.72 | 0.04 | 0.42461 | 23.525
2019-01-15 13:00 | 0.708 | 0.231 | 0.41377 | 22.36
2019-01-15 14:00 | 0.693 | 0.515 | 0.4142 | 22.29
2019-01-15 15:00 | 0.663 | 0.687 | 0.43621 | 27.125
2019-01-15 16:00 | 0.6 | 0.801 | 0.47158 | 33.91
2019-01-15 17:00 | 0.45 | 0.869 | 0.52654 | 33.905
2019-01-15 18:00 | 0.217 | 0.901 | 0.58099 | 34.255
2019-01-15 19:00 | 0 | 0.909 | 0.60488 | 35.335
2019-01-15 20:00 | 0 | 0.893 | 0.58831 | 35.12
2019-01-15 21:00 | 0 | 0.872 | 0.56818 | 34.205
2019-01-15 22:00 | 0 | 0.855 | 0.5668 | 22.68
2019-01-15 23:00 | 0 | 0.859 | 0.56854 | 22.245
2019-01-16 | 0 | 0.866 | 0.56988 | -7.155
2019-01-16 01:00 | 0 | 0.85 | 0.57358 | -29.9
2019-01-16 02:00 | 0 | 0.811 | 0.58309 | 20.485
2019-01-16 03:00 | 0 | 0.754 | 0.59632 | 22.245
2019-01-16 04:00 | 0 | 0.695 | 0.61457 | 22.58
2019-01-16 05:00 | 0.039 | 0.642 | 0.63885 | 24.4
2019-01-16 06:00 | 0.412 | 0.659 | 0.62452 | 34.53
2019-01-16 07:00 | 0.682 | 0.589 | 0.58921 | 35.135
2019-01-16 08:00 | 0.754 | 0.503 | 0.53717 | 41.39
2019-01-16 09:00 | 0.774 | 0.396 | 0.49864 | 41.145
2019-01-16 10:00 | 0.773 | 0.328 | 0.46306 | 32.85
2019-01-16 11:00 | 0.761 | 0.365 | 0.43933 | 24.365
2019-01-16 12:00 | 0.75 | 0.442 | 0.42488 | 41.275
2019-01-16 13:00 | 0.74 | 0.52 | 0.40963 | 41.38
2019-01-16 14:00 | 0.725 | 0.62 | 0.41398 | 37.47
2019-01-16 15:00 | 0.698 | 0.713 | 0.42622 | 33.795
2019-01-16 16:00 | 0.642 | 0.786 | 0.46292 | 35.145
2019-01-16 17:00 | 0.526 | 0.836 | 0.52113 | 37.945
2019-01-16 18:00 | 0.258 | 0.879 | 0.58238 | 38.175
2019-01-16 19:00 | 0 | 0.884 | 0.62102 | 39.74
2019-01-16 20:00 | 0 | 0.883 | 0.62618 | 38.14
2019-01-16 21:00 | 0 | 0.858 | 0.61253 | 36.385
2019-01-16 22:00 | 0 | 0.795 | 0.60389 | 44.055
2019-01-16 23:00 | 0 | 0.704 | 0.595 | 28.085
2019-01-17 | 0 | 0.612 | 0.59076 | 22.58
2019-01-17 01:00 | 0 | 0.549 | 0.59529 | 23.52
2019-01-17 02:00 | 0 | 0.53 | 0.59502 | 22.645
2019-01-17 03:00 | 0 | 0.534 | 0.58591 | 22.455
2019-01-17 04:00 | 0 | 0.545 | 0.5938 | 29.015
2019-01-17 05:00 | 0.064 | 0.533 | 0.60288 | 38.715
2019-01-17 06:00 | 0.513 | 0.665 | 0.59859 | 46.32
2019-01-17 07:00 | 0.701 | 0.65 | 0.57413 | 46.085
2019-01-17 08:00 | 0.756 | 0.531 | 0.53625 | 46.03
2019-01-17 09:00 | 0.772 | 0.447 | 0.50789 | 46.08
2019-01-17 10:00 | 0.769 | 0.383 | 0.48005 | 45.6
2019-01-17 11:00 | 0.758 | 0.361 | 0.45875 | 43.06
2019-01-17 12:00 | 0.745 | 0.426 | 0.43824 | 42.44
2019-01-17 13:00 | 0.734 | 0.506 | 0.41684 | 32.21
2019-01-17 14:00 | 0.72 | 0.557 | 0.41475 | 28.355
2019-01-17 15:00 | 0.694 | 0.667 | 0.43595 | 38.31
2019-01-17 16:00 | 0.64 | 0.777 | 0.49046 | 45.835
2019-01-17 17:00 | 0.528 | 0.834 | 0.52983 | 46.81
2019-01-17 18:00 | 0.258 | 0.873 | 0.58295 | 48.86
2019-01-17 19:00 | 0 | 0.891 | 0.6167 | 44.235
2019-01-17 20:00 | 0 | 0.895 | 0.62312 | 43.1
2019-01-17 21:00 | 0 | 0.855 | 0.60398 | 36.195
2019-01-17 22:00 | 0 | 0.766 | 0.57343 | 28.7
2019-01-17 23:00 | 0 | 0.752 | 0.57036 | 23.2
2019-01-18 | 0 | 0.733 | 0.57222 | 24.15
2019-01-18 01:00 | 0 | 0.71 | 0.56151 | 21.85
2019-01-18 02:00 | 0 | 0.65 | 0.55876 | 24.15
2019-01-18 03:00 | 0 | 0.627 | 0.57656 | 27.08
2019-01-18 04:00 | 0 | 0.604 | 0.58587 | 25.615
2019-01-18 05:00 | 0.066 | 0.6 | 0.60295 | 37.875
2019-01-18 06:00 | 0.569 | 0.553 | 0.60434 | 41.77
2019-01-18 07:00 | 0.699 | 0.776 | 0.57339 | 41.815
2019-01-18 08:00 | 0.742 | 0.875 | 0.53145 | 42.03
2019-01-18 09:00 | 0.757 | 0.821 | 0.50801 | 42.12
2019-01-18 10:00 | 0.757 | 0.74 | 0.48571 | 42.4
2019-01-18 11:00 | 0.747 | 0.666 | 0.47711 | 43.84
2019-01-18 12:00 | 0.735 | 0.576 | 0.46829 | 45.42
2019-01-18 13:00 | 0.723 | 0.47 | 0.47515 | 47.525
2019-01-18 14:00 | 0.705 | 0.396 | 0.4921 | 48.01
2019-01-18 15:00 | 0.674 | 0.387 | 0.50775 | 59.185
2019-01-18 16:00 | 0.615 | 0.439 | 0.54045 | 96.055
2019-01-18 17:00 | 0.495 | 0.53 | 0.57323 | 96.1
2019-01-18 18:00 | 0.228 | 0.667 | 0.60671 | 96.26
2019-01-18 19:00 | 0 | 0.81 | 0.63561 | 96.04
2019-01-18 20:00 | 0 | 0.875 | 0.63461 | 66.4
2019-01-18 21:00 | 0 | 0.905 | 0.60269 | 37.645
2019-01-18 22:00 | 0 | 0.91 | 0.56627 | 38.105
2019-01-18 23:00 | 0 | 0.908 | 0.54688 | 41.305
2019-01-19 | 0 | 0.906 | 0.54255 | 29.05
2019-01-19 01:00 | 0 | 0.905 | 0.5366 | 23.555
2019-01-19 02:00 | 0 | 0.905 | 0.53241 | 22.705
2019-01-19 03:00 | 0 | 0.909 | 0.53593 | 23.52
2019-01-19 04:00 | 0 | 0.901 | 0.53741 | 24.15
2019-01-19 05:00 | 0.032 | 0.904 | 0.53769 | 22.635
2019-01-19 06:00 | 0.417 | 0.82 | 0.52122 | -3.81
2019-01-19 07:00 | 0.619 | 0.95 | 0.50755 | 22.21
2019-01-19 08:00 | 0.689 | 0.955 | 0.48087 | 21.71
2019-01-19 09:00 | 0.715 | 0.836 | 0.4579 | 24.325
2019-01-19 10:00 | 0.722 | 0.648 | 0.4855 | 45.635
2019-01-19 11:00 | 0.718 | 0.494 | 0.52698 | 46.155
2019-01-19 12:00 | 0.708 | 0.382 | 0.54579 | 71.47
2019-01-19 13:00 | 0.697 | 0.292 | 0.55559 | 54.64
2019-01-19 14:00 | 0.682 | 0.234 | 0.55971 | 82.035
2019-01-19 15:00 | 0.651 | 0.206 | 0.5536 | 62.88
2019-01-19 16:00 | 0.591 | 0.209 | 0.58313 | 64.465
2019-01-19 17:00 | 0.473 | 0.264 | 0.62932 | 75.275
2019-01-19 18:00 | 0.214 | 0.482 | 0.65822 | 89.59
2019-01-19 19:00 | 0 | 0.744 | 0.67413 | 76.68
2019-01-19 20:00 | 0 | 0.862 | 0.67537 | 69.665
2019-01-19 21:00 | 0 | 0.912 | 0.67847 | 56.585
2019-01-19 22:00 | 0 | 0.927 | 0.65851 | 46.78
2019-01-19 23:00 | 0 | 0.924 | 0.62711 | 44.14
2019-01-20 | 0 | 0.923 | 0.60505 | 35.19
2019-01-20 01:00 | 0 | 0.927 | 0.59148 | 28.24
2019-01-20 02:00 | 0 | 0.942 | 0.59949 | 34.9
2019-01-20 03:00 | 0 | 0.945 | 0.61467 | 28.57
2019-01-20 04:00 | 0 | 0.918 | 0.62765 | 40.51
2019-01-20 05:00 | 0.043 | 0.92 | 0.64959 | 40.325
2019-01-20 06:00 | 0.486 | 0.841 | 0.62297 | 24.325
2019-01-20 07:00 | 0.63 | 0.943 | 0.55815 | 21.84
2019-01-20 08:00 | 0.685 | 0.95 | 0.49667 | 35.23
2019-01-20 09:00 | 0.706 | 0.874 | 0.51212 | 45.66
2019-01-20 10:00 | 0.711 | 0.682 | 0.54157 | 59.07
2019-01-20 11:00 | 0.706 | 0.384 | 0.57462 | 104.605
2019-01-20 12:00 | 0.697 | 0.161 | 0.57601 | 62.88
2019-01-20 13:00 | 0.686 | 0.053 | 0.56157 | 54.21
2019-01-20 14:00 | 0.659 | 0.015 | 0.5634 | 63.805
2019-01-20 15:00 | 0.623 | 0.007 | 0.57809 | 59.89
2019-01-20 16:00 | 0.555 | 0.013 | 0.59767 | 62.88
2019-01-20 17:00 | 0.421 | 0.03 | 0.62666 | 70.52
2019-01-20 18:00 | 0.162 | 0.099 | 0.66068 | 65.31
2019-01-20 19:00 | 0 | 0.283 | 0.6743 | 56.605
2019-01-20 20:00 | 0 | 0.474 | 0.67157 | 49.95
2019-01-20 21:00 | 0 | 0.6 | 0.66213 | 57.94
2019-01-20 22:00 | 0 | 0.612 | 0.67328 | 48.775
2019-01-20 23:00 | 0 | 0.58 | 0.69636 | 45.755
2019-01-21 | 0 | 0.58 | 0.71398 | 40.615
2019-01-21 01:00 | 0 | 0.605 | 0.68188 | 35.675
2019-01-21 02:00 | 0 | 0.624 | 0.64937 | 39.385
2019-01-21 03:00 | 0 | 0.608 | 0.66089 | 39.305
2019-01-21 04:00 | 0 | 0.554 | 0.6668 | 39.44
2019-01-21 05:00 | 0.036 | 0.466 | 0.68993 | 44.34
2019-01-21 06:00 | 0.46 | 0.203 | 0.68158 | 45.865
2019-01-21 07:00 | 0.618 | 0.065 | 0.65318 | 46.025
2019-01-21 08:00 | 0.672 | 0.168 | 0.60058 | 48.315
2019-01-21 09:00 | 0.696 | 0.091 | 0.5598 | 47.355
2019-01-21 10:00 | 0.703 | 0.024 | 0.53826 | 47.115
2019-01-21 11:00 | 0.7 | 0.007 | 0.52692 | 47.325
2019-01-21 12:00 | 0.692 | 0.003 | 0.50772 | 42.505
2019-01-21 13:00 | 0.681 | 0.02 | 0.49661 | 39.195
2019-01-21 14:00 | 0.665 | 0.09 | 0.50147 | 39.715
2019-01-21 15:00 | 0.631 | 0.362 | 0.53 | 45.87
2019-01-21 16:00 | 0.567 | 0.713 | 0.56338 | 61.015
2019-01-21 17:00 | 0.437 | 0.919 | 0.60491 | 94.975
2019-01-21 18:00 | 0.169 | 0.96 | 0.64906 | 96.075
2019-01-21 19:00 | 0 | 0.953 | 0.66328 | 47.83
2019-01-21 20:00 | 0 | 0.92 | 0.62519 | 40.84
2019-01-21 21:00 | 0 | 0.884 | 0.60885 | 39.285
2019-01-21 22:00 | 0 | 0.846 | 0.58463 | 37.2
2019-01-21 23:00 | 0 | 0.814 | 0.58822 | 43.785
2019-01-22 | 0 | 0.778 | 0.59643 | 43.135
2019-01-22 01:00 | 0 | 0.739 | 0.60361 | 42.925
2019-01-22 02:00 | 0 | 0.706 | 0.60426 | 42.64
2019-01-22 03:00 | 0 | 0.647 | 0.60301 | 42.575
2019-01-22 04:00 | 0 | 0.587 | 0.58655 | 38.69
2019-01-22 05:00 | 0.019 | 0.531 | 0.6103 | 42.775
2019-01-22 06:00 | 0.328 | 0.488 | 0.68236 | 45.495
2019-01-22 07:00 | 0.615 | 0.416 | 0.66802 | 46.39
2019-01-22 08:00 | 0.685 | 0.366 | 0.62816 | 42.43
2019-01-22 09:00 | 0.707 | 0.376 | 0.59447 | 43.655
2019-01-22 10:00 | 0.701 | 0.518 | 0.53587 | 42.01
2019-01-22 11:00 | 0.646 | 0.716 | 0.52511 | 42.15
2019-01-22 12:00 | 0.644 | 0.814 | 0.48587 | 42.585
2019-01-22 13:00 | 0.649 | 0.851 | 0.50541 | 43.035
2019-01-22 14:00 | 0.683 | 0.869 | 0.5167 | 59.455
2019-01-22 15:00 | 0.641 | 0.891 | 0.53009 | 49.85
2019-01-22 16:00 | 0.572 | 0.913 | 0.5481 | 54.97
2019-01-22 17:00 | 0.458 | 0.93 | 0.57727 | 53.99
2019-01-22 18:00 | 0.182 | 0.937 | 0.62969 | 61.435
2019-01-22 19:00 | 0 | 0.933 | 0.64657 | 50.845
2019-01-22 20:00 | 0 | 0.922 | 0.66631 | 50.51
2019-01-22 21:00 | 0 | 0.915 | 0.67707 | 48.49
2019-01-22 22:00 | 0 | 0.912 | 0.69126 | 47.335
2019-01-22 23:00 | 0 | 0.905 | 0.68519 | 45.43
2019-01-23 | 0 | 0.888 | 0.67107 | 42.465
2019-01-23 01:00 | 0 | 0.892 | 0.62645 | 25.485
2019-01-23 02:00 | 0 | 0.872 | 0.61584 | 33.97
2019-01-23 03:00 | 0 | 0.866 | 0.61767 | 30.65
2019-01-23 04:00 | 0 | 0.825 | 0.6035 | 33.145
2019-01-23 05:00 | 0.013 | 0.794 | 0.62308 | 39.275
2019-01-23 06:00 | 0.207 | 0.868 | 0.61007 | 44.49
2019-01-23 07:00 | 0.584 | 0.868 | 0.54686 | 34.69
2019-01-23 08:00 | 0.752 | 0.863 | 0.47405 | 25.455
2019-01-23 09:00 | 0.785 | 0.864 | 0.45414 | -1.535
2019-01-23 10:00 | 0.795 | 0.865 | 0.39903 | -29.94
2019-01-23 11:00 | 0.791 | 0.851 | 0.3788 | -29.965
2019-01-23 12:00 | 0.783 | 0.821 | 0.37502 | -29.945
2019-01-23 13:00 | 0.773 | 0.805 | 0.37876 | -29.925
2019-01-23 14:00 | 0.758 | 0.842 | 0.40468 | -29.87
2019-01-23 15:00 | 0.727 | 0.864 | 0.4233 | 30.125
2019-01-23 16:00 | 0.665 | 0.876 | 0.45593 | 24.325
2019-01-23 17:00 | 0.538 | 0.854 | 0.50247 | 34.905
2019-01-23 18:00 | 0.247 | 0.861 | 0.55825 | 35.78
2019-01-23 19:00 | 0 | 0.868 | 0.58728 | 36.305
2019-01-23 20:00 | 0 | 0.846 | 0.59632 | 37.005
2019-01-23 21:00 | 0 | 0.801 | 0.59469 | 44.545
2019-01-23 22:00 | 0 | 0.737 | 0.59934 | 42.38
2019-01-23 23:00 | 0 | 0.718 | 0.6229 | 39.595
2019-01-24 | 0 | 0.749 | 0.64079 | 39.05
2019-01-24 01:00 | 0 | 0.764 | 0.64006 | 42.825
2019-01-24 02:00 | 0 | 0.783 | 0.67446 | 47.125
2019-01-24 03:00 | 0 | 0.723 | 0.64426 | 40
2019-01-24 04:00 | 0 | 0.622 | 0.62547 | 45.43
2019-01-24 05:00 | 0.023 | 0.474 | 0.64426 | 61.11
2019-01-24 06:00 | 0.43 | 0.639 | 0.62823 | 48.155
2019-01-24 07:00 | 0.611 | 0.684 | 0.59994 | 54.85
2019-01-24 08:00 | 0.721 | 0.551 | 0.54746 | 55.005
2019-01-24 09:00 | 0.778 | 0.412 | 0.53329 | 51.965
2019-01-24 10:00 | 0.782 | 0.313 | 0.54985 | 44.73
2019-01-24 11:00 | 0.777 | 0.244 | 0.54941 | 43.29
2019-01-24 12:00 | 0.767 | 0.209 | 0.5187 | 43.735
2019-01-24 13:00 | 0.753 | 0.241 | 0.50975 | 45.02
2019-01-24 14:00 | 0.735 | 0.338 | 0.49427 | 37.26
2019-01-24 15:00 | 0.702 | 0.473 | 0.47218 | 23.935
2019-01-24 16:00 | 0.64 | 0.636 | 0.46961 | 22.9
2019-01-24 17:00 | 0.512 | 0.767 | 0.48702 | 23.09
2019-01-24 18:00 | 0.224 | 0.883 | 0.53043 | 36.015
2019-01-24 19:00 | 0 | 0.938 | 0.57446 | 59.415
2019-01-24 20:00 | 0 | 0.94 | 0.57982 | 56.775
2019-01-24 21:00 | 0 | 0.915 | 0.57434 | 48.23
2019-01-24 22:00 | 0 | 0.877 | 0.5603 | 40.34
2019-01-24 23:00 | 0 | 0.851 | 0.57058 | 25.555
2019-01-25 | 0 | 0.828 | 0.56108 | 21.87
2019-01-25 01:00 | 0 | 0.818 | 0.54922 | 22.03
2019-01-25 02:00 | 0 | 0.805 | 0.54189 | 20.43
2019-01-25 03:00 | 0 | 0.774 | 0.54167 | 21.48
2019-01-25 04:00 | 0 | 0.738 | 0.56705 | 22.06
2019-01-25 05:00 | 0.046 | 0.678 | 0.58076 | 24.625
2019-01-25 06:00 | 0.607 | 0.682 | 0.56429 | 30.63
2019-01-25 07:00 | 0.73 | 0.812 | 0.53895 | 34.41
2019-01-25 08:00 | 0.767 | 0.819 | 0.50407 | 32.245
2019-01-25 09:00 | 0.772 | 0.686 | 0.47814 | 28.18
2019-01-25 10:00 | 0.765 | 0.426 | 0.45137 | 27.46
2019-01-25 11:00 | 0.753 | 0.197 | 0.42687 | 26.575
2019-01-25 12:00 | 0.739 | 0.075 | 0.40281 | -3.865
2019-01-25 13:00 | 0.726 | 0.021 | 0.36877 | -29.97
2019-01-25 14:00 | 0.707 | 0.004 | 0.37204 | -29.94
2019-01-25 15:00 | 0.675 | 0.011 | 0.38878 | -19.925
2019-01-25 16:00 | 0.615 | 0.176 | 0.42956 | 28.575
2019-01-25 17:00 | 0.492 | 0.451 | 0.48643 | 39.26
2019-01-25 18:00 | 0.216 | 0.842 | 0.54517 | 40.125
2019-01-25 19:00 | 0 | 0.949 | 0.59993 | 37.015
2019-01-25 20:00 | 0 | 0.955 | 0.58783 | 59.53
2019-01-25 21:00 | 0 | 0.954 | 0.56638 | 46.18
2019-01-25 22:00 | 0 | 0.925 | 0.55481 | 40.34
2019-01-25 23:00 | 0 | 0.9 | 0.53052 | 28.985
2019-01-26 | 0 | 0.884 | 0.5137 | 25.38
2019-01-26 01:00 | 0 | 0.88 | 0.50093 | 23.48
2019-01-26 02:00 | 0 | 0.872 | 0.49003 | 24.15
2019-01-26 03:00 | 0 | 0.857 | 0.49113 | 26.05
2019-01-26 04:00 | 0 | 0.821 | 0.497 | 26.575
2019-01-26 05:00 | 0.04 | 0.829 | 0.50314 | 24.29
2019-01-26 06:00 | 0.576 | 0.741 | 0.47931 | 21.67
2019-01-26 07:00 | 0.701 | 0.867 | 0.43815 | -9.94
2019-01-26 08:00 | 0.744 | 0.928 | 0.39893 | -9.94
2019-01-26 09:00 | 0.753 | 0.899 | 0.37388 | 4.805
2019-01-26 10:00 | 0.748 | 0.784 | 0.35549 | -29.96
2019-01-26 11:00 | 0.737 | 0.602 | 0.3335 | -29.98
2019-01-26 12:00 | 0.724 | 0.46 | 0.33161 | -29.95
2019-01-26 13:00 | 0.712 | 0.423 | 0.34913 | -29.905
2019-01-26 14:00 | 0.696 | 0.5 | 0.36604 | 21.39
2019-01-26 15:00 | 0.665 | 0.646 | 0.37418 | 21.35
2019-01-26 16:00 | 0.606 | 0.789 | 0.4068 | 28.555
2019-01-26 17:00 | 0.485 | 0.897 | 0.47408 | 46.84
2019-01-26 18:00 | 0.213 | 0.95 | 0.53715 | 70.15
2019-01-26 19:00 | 0 | 0.961 | 0.5615 | 57.76
2019-01-26 20:00 | 0 | 0.962 | 0.53725 | 38.86
2019-01-26 21:00 | 0 | 0.963 | 0.5281 | 42.795
2019-01-26 22:00 | 0 | 0.96 | 0.51356 | 39.52
2019-01-26 23:00 | 0 | 0.945 | 0.50762 | 24.325
2019-01-27 | 0 | 0.912 | 0.51523 | 27.08
2019-01-27 01:00 | 0 | 0.887 | 0.51665 | 27.06
2019-01-27 02:00 | 0 | 0.877 | 0.49757 | 27.02
2019-01-27 03:00 | 0 | 0.875 | 0.49326 | 26.825
2019-01-27 04:00 | 0 | 0.868 | 0.49368 | 26.82
2019-01-27 05:00 | 0.033 | 0.872 | 0.4976 | 26.575
2019-01-27 06:00 | 0.537 | 0.866 | 0.48047 | 25.485
2019-01-27 07:00 | 0.67 | 0.941 | 0.44467 | 6.245
2019-01-27 08:00 | 0.72 | 0.938 | 0.4029 | -19.945
2019-01-27 09:00 | 0.738 | 0.889 | 0.3813 | -29.945
2019-01-27 10:00 | 0.739 | 0.832 | 0.37512 | -29.905
2019-01-27 11:00 | 0.732 | 0.776 | 0.40843 | 23.12
2019-01-27 12:00 | 0.721 | 0.715 | 0.44037 | 36.51
2019-01-27 13:00 | 0.708 | 0.654 | 0.47274 | 42.835
2019-01-27 14:00 | 0.689 | 0.601 | 0.48852 | 41.755
2019-01-27 15:00 | 0.655 | 0.57 | 0.49576 | 36.265
2019-01-27 16:00 | 0.592 | 0.577 | 0.5382 | 69.06
2019-01-27 17:00 | 0.466 | 0.639 | 0.57367 | 74.805
2019-01-27 18:00 | 0.192 | 0.758 | 0.61464 | 89.285
2019-01-27 19:00 | 0 | 0.911 | 0.65189 | 50.96
2019-01-27 20:00 | 0 | 0.946 | 0.62998 | 44.61
2019-01-27 21:00 | 0 | 0.952 | 0.59456 | 34.245
2019-01-27 22:00 | 0 | 0.95 | 0.57153 | 33.72
2019-01-27 23:00 | 0 | 0.946 | 0.55481 | 32.35
2019-01-28 | 0 | 0.937 | 0.54608 | 25.74
2019-01-28 01:00 | 0 | 0.927 | 0.53356 | 24.15
2019-01-28 02:00 | 0 | 0.921 | 0.52655 | 24.15
2019-01-28 03:00 | 0 | 0.916 | 0.53764 | 26.235
2019-01-28 04:00 | 0 | 0.907 | 0.54154 | 26.235
2019-01-28 05:00 | 0.034 | 0.895 | 0.54286 | 25.145
2019-01-28 06:00 | 0.563 | 0.782 | 0.52795 | 24.325
2019-01-28 07:00 | 0.686 | 0.634 | 0.51074 | 25.585
2019-01-28 08:00 | 0.726 | 0.663 | 0.4623 | 23.15
2019-01-28 09:00 | 0.739 | 0.473 | 0.44809 | 32.915
2019-01-28 10:00 | 0.738 | 0.218 | 0.48979 | 49.435
2019-01-28 11:00 | 0.729 | 0.081 | 0.51606 | 89.89
2019-01-28 12:00 | 0.718 | 0.028 | 0.51581 | 95.25
2019-01-28 13:00 | 0.706 | 0.008 | 0.49474 | 79.525
2019-01-28 14:00 | 0.689 | 0.003 | 0.50038 | 68.9
2019-01-28 15:00 | 0.655 | 0.002 | 0.52472 | 73.25
2019-01-28 16:00 | 0.591 | 0.006 | 0.5508 | 89.45
2019-01-28 17:00 | 0.461 | 0.022 | 0.59077 | 119.62
2019-01-28 18:00 | 0.185 | 0.177 | 0.63757 | 117.355
2019-01-28 19:00 | 0 | 0.649 | 0.65494 | 74.92
2019-01-28 20:00 | 0 | 0.848 | 0.65483 | 40.355
2019-01-28 21:00 | 0 | 0.865 | 0.65727 | 57.435
2019-01-28 22:00 | 0 | 0.851 | 0.65991 | 46.295
2019-01-28 23:00 | 0 | 0.814 | 0.60173 | 29.22
2019-01-29 | 0 | 0.768 | 0.57019 | 5.765
2019-01-29 01:00 | 0 | 0.731 | 0.56942 | -9.94
2019-01-29 02:00 | 0 | 0.697 | 0.58006 | 6.115
2019-01-29 03:00 | 0 | 0.651 | 0.58439 | 5.685
2019-01-29 04:00 | 0 | 0.603 | 0.5917 | 22.81
2019-01-29 05:00 | 0.026 | 0.551 | 0.62705 | 34.06
2019-01-29 06:00 | 0.533 | 0.28 | 0.62841 | 39.28
2019-01-29 07:00 | 0.676 | 0.114 | 0.60669 | 39.425
2019-01-29 08:00 | 0.723 | 0.076 | 0.57505 | 43.935
2019-01-29 09:00 | 0.737 | 0.024 | 0.54386 | 43.865
2019-01-29 10:00 | 0.738 | 0.019 | 0.51961 | 44.085
2019-01-29 11:00 | 0.73 | 0.077 | 0.49904 | 44.355
2019-01-29 12:00 | 0.721 | 0.188 | 0.47645 | 43.99
2019-01-29 13:00 | 0.711 | 0.37 | 0.45428 | 33.94
2019-01-29 14:00 | 0.696 | 0.577 | 0.4368 | 34.69
2019-01-29 15:00 | 0.665 | 0.725 | 0.45168 | 34.125
2019-01-29 16:00 | 0.602 | 0.814 | 0.5073 | 51.895
2019-01-29 17:00 | 0.469 | 0.863 | 0.56273 | 56.56
2019-01-29 18:00 | 0.181 | 0.879 | 0.61252 | 54.535
2019-01-29 19:00 | 0 | 0.85 | 0.65561 | 57.76
2019-01-29 20:00 | 0 | 0.822 | 0.65738 | 46.99
2019-01-29 21:00 | 0 | 0.777 | 0.61343 | 36.86
2019-01-29 22:00 | 0 | 0.742 | 0.58466 | 29.62
2019-01-29 23:00 | 0 | 0.691 | 0.56049 | 7.105
2019-01-30 | 0 | 0.602 | 0.54572 | 19.55
2019-01-30 01:00 | 0 | 0.534 | 0.55777 | 4.805
2019-01-30 02:00 | 0 | 0.5 | 0.5588 | 8.195
2019-01-30 03:00 | 0 | 0.47 | 0.59124 | 26.58
2019-01-30 04:00 | 0 | 0.412 | 0.61336 | 27.05
2019-01-30 05:00 | 0.029 | 0.312 | 0.629 | 31.115
2019-01-30 06:00 | 0.581 | 0.335 | 0.60551 | 42.495
2019-01-30 07:00 | 0.713 | 0.223 | 0.57859 | 42.585
2019-01-30 08:00 | 0.761 | 0.131 | 0.54355 | 43.19
2019-01-30 09:00 | 0.771 | 0.053 | 0.50412 | 42.46
2019-01-30 10:00 | 0.764 | 0.014 | 0.47754 | 42.3
2019-01-30 11:00 | 0.752 | 0.008 | 0.46496 | 43.045
2019-01-30 12:00 | 0.738 | 0.024 | 0.45939 | 33.855
2019-01-30 13:00 | 0.724 | 0.07 | 0.46912 | 44.48
2019-01-30 14:00 | 0.707 | 0.137 | 0.4626 | 44.685
2019-01-30 15:00 | 0.675 | 0.216 | 0.4769 | 44.51
2019-01-30 16:00 | 0.614 | 0.286 | 0.50708 | 45.94
2019-01-30 17:00 | 0.489 | 0.34 | 0.56128 | 57.705
2019-01-30 18:00 | 0.206 | 0.541 | 0.61033 | 71.245
2019-01-30 19:00 | 0 | 0.746 | 0.64066 | 78.975
2019-01-30 20:00 | 0 | 0.708 | 0.63903 | 52.66
2019-01-30 21:00 | 0 | 0.649 | 0.62874 | 45.705
2019-01-30 22:00 | 0 | 0.713 | 0.61393 | 43.16
2019-01-30 23:00 | 0 | 0.784 | 0.59949 | 33.26
2019-01-31 | 0 | 0.806 | 0.58025 | 25.495
2019-01-31 01:00 | 0 | 0.813 | 0.55326 | 6.98
2019-01-31 02:00 | 0 | 0.822 | 0.55132 | 22.78
2019-01-31 03:00 | 0 | 0.848 | 0.55137 | -9.94
2019-01-31 04:00 | 0 | 0.885 | 0.54644 | 22.78
2019-01-31 05:00 | 0.023 | 0.905 | 0.54466 | 23.9
2019-01-31 06:00 | 0.543 | 0.829 | 0.54496 | 6.075
2019-01-31 07:00 | 0.674 | 0.916 | 0.51771 | 21.52
2019-01-31 08:00 | 0.72 | 0.873 | 0.47203 | 21.56
2019-01-31 09:00 | 0.735 | 0.58 | 0.45675 | 31.825
2019-01-31 10:00 | 0.734 | 0.154 | 0.46834 | 33.4
2019-01-31 11:00 | 0.726 | 0.014 | 0.48446 | 43.97
2019-01-31 12:00 | 0.714 | 0 | 0.50855 | 45.21
2019-01-31 13:00 | 0.701 | 0 | 0.51788 | 47.36
2019-01-31 14:00 | 0.679 | 0 | 0.53325 | 50.765
2019-01-31 15:00 | 0.64 | 0.034 | 0.54178 | 41.645
2019-01-31 16:00 | 0.491 | 0.141 | 0.56002 | 56.15
2019-01-31 17:00 | 0.377 | 0.367 | 0.6003 | 69.005
2019-01-31 18:00 | 0.152 | 0.723 | 0.65799 | 68.815
2019-01-31 19:00 | 0 | 0.862 | 0.6892 | 70.445
2019-01-31 20:00 | 0 | 0.829 | 0.69412 | 89.645
2019-01-31 21:00 | 0 | 0.785 | 0.66191 | 42.6
2019-01-31 22:00 | 0 | 0.719 | 0.62926 | 42.515
2019-01-31 23:00 | 0 | 0.596 | 0.61633 | 40.585
2019-02-01 | 0 | 0.489 | 0.63018 | 40.32
2019-02-01 01:00 | 0 | 0.5 | 0.64632 | 40.21
2019-02-01 02:00 | 0 | 0.593 | 0.65874 | 41.025
2019-02-01 03:00 | 0 | 0.668 | 0.66492 | 40.83
2019-02-01 04:00 | 0 | 0.708 | 0.65477 | 27.72
2019-02-01 05:00 | 0.016 | 0.72 | 0.63681 | 34.165
2019-02-01 06:00 | 0.489 | 0.535 | 0.62047 | 41.21
2019-02-01 07:00 | 0.637 | 0.319 | 0.59457 | 41.275
2019-02-01 08:00 | 0.69 | 0.317 | 0.57742 | 34.64
2019-02-01 09:00 | 0.71 | 0.135 | 0.57047 | 44.26
2019-02-01 10:00 | 0.716 | 0.044 | 0.56827 | 46.565
2019-02-01 11:00 | 0.711 | 0.012 | 0.56166 | 83.405
2019-02-01 12:00 | 0.702 | 0.013 | 0.56022 | 66.91
2019-02-01 13:00 | 0.69 | 0.054 | 0.55676 | 68.495
2019-02-01 14:00 | 0.671 | 0.173 | 0.54213 | 56.035
2019-02-01 15:00 | 0.635 | 0.384 | 0.55353 | 43.94
2019-02-01 16:00 | 0.568 | 0.657 | 0.57532 | 51.615
2019-02-01 17:00 | 0.433 | 0.837 | 0.61303 | 57.125
2019-02-01 18:00 | 0.154 | 0.893 | 0.66371 | 85.51
2019-02-01 19:00 | 0 | 0.843 | 0.69139 | 47.105
2019-02-01 20:00 | 0 | 0.811 | 0.68827 | 59.635
2019-02-01 21:00 | 0 | 0.803 | 0.68222 | 53.385
2019-02-01 22:00 | 0 | 0.765 | 0.65543 | 45.48
2019-02-01 23:00 | 0 | 0.706 | 0.62611 | 46.83
2019-02-02 | 0 | 0.646 | 0.63277 | 47.29
2019-02-02 01:00 | 0 | 0.587 | 0.60972 | 45.76
2019-02-02 02:00 | 0 | 0.529 | 0.60046 | 45.54
2019-02-02 03:00 | 0 | 0.477 | 0.6005 | 40.58
2019-02-02 04:00 | 0 | 0.436 | 0.57981 | 34.895
2019-02-02 05:00 | 0.014 | 0.373 | 0.58707 | 39.6
2019-02-02 06:00 | 0.489 | 0.44 | 0.60866 | 44.51
2019-02-02 07:00 | 0.651 | 0.404 | 0.58286 | 44.64
2019-02-02 08:00 | 0.716 | 0.42 | 0.51948 | 41.655
2019-02-02 09:00 | 0.74 | 0.42 | 0.48174 | 34.435
2019-02-02 10:00 | 0.743 | 0.38 | 0.41786 | 10.65
2019-02-02 11:00 | 0.736 | 0.348 | 0.39432 | 26.395
2019-02-02 12:00 | 0.725 | 0.471 | 0.40545 | 26.925
2019-02-02 13:00 | 0.713 | 0.731 | 0.3991 | 9.56
2019-02-02 14:00 | 0.696 | 0.884 | 0.37022 | 8.205
2019-02-02 15:00 | 0.661 | 0.932 | 0.38404 | 21.74
2019-02-02 16:00 | 0.591 | 0.955 | 0.39948 | 23.09
2019-02-02 17:00 | 0.448 | 0.964 | 0.44079 | 41.365
2019-02-02 18:00 | 0.158 | 0.964 | 0.48518 | 41.535
2019-02-02 19:00 | 0 | 0.965 | 0.52878 | 42.44
2019-02-02 20:00 | 0 | 0.965 | 0.5279 | 34.195
2019-02-02 21:00 | 0 | 0.964 | 0.51606 | 33.015
2019-02-02 22:00 | 0 | 0.952 | 0.50647 | 24.275
2019-02-02 23:00 | 0 | 0.936 | 0.49074 | 9.735
2019-02-03 | 0 | 0.923 | 0.48613 | 8.5
2019-02-03 01:00 | 0 | 0.905 | 0.47786 | 25.24
2019-02-03 02:00 | 0 | 0.844 | 0.4809 | 27
2019-02-03 03:00 | 0 | 0.79 | 0.48012 | 26.98
2019-02-03 04:00 | 0 | 0.673 | 0.46731 | 26.775
2019-02-03 05:00 | 0.01 | 0.7 | 0.47793 | 26.98
2019-02-03 06:00 | 0.421 | 0.871 | 0.46668 | 25.565
2019-02-03 07:00 | 0.663 | 0.958 | 0.39646 | 4.625
2019-02-03 08:00 | 0.746 | 0.947 | 0.34605 | -9.94
2019-02-03 09:00 | 0.77 | 0.915 | 0.32522 | -7.575
2019-02-03 10:00 | 0.773 | 0.862 | 0.30626 | -9.94
2019-02-03 11:00 | 0.763 | 0.789 | 0.30179 | -7.575
2019-02-03 12:00 | 0.749 | 0.691 | 0.30835 | -5.165
2019-02-03 13:00 | 0.734 | 0.584 | 0.32839 | -5.105
2019-02-03 14:00 | 0.712 | 0.498 | 0.34105 | -5.045
2019-02-03 15:00 | 0.675 | 0.474 | 0.35768 | 26.95
2019-02-03 16:00 | 0.607 | 0.515 | 0.39125 | 30.235
2019-02-03 17:00 | 0.469 | 0.65 | 0.44442 | 37.765
2019-02-03 18:00 | 0.173 | 0.824 | 0.50659 | 41.375
2019-02-03 19:00 | 0 | 0.922 | 0.54075 | 42.64
2019-02-03 20:00 | 0 | 0.943 | 0.55167 | 47.105
2019-02-03 21:00 | 0 | 0.952 | 0.54229 | 42.115
2019-02-03 22:00 | 0 | 0.948 | 0.52607 | 35.315
2019-02-03 23:00 | 0 | 0.941 | 0.51008 | 27.07
2019-02-04 | 0 | 0.933 | 0.49606 | 27.03
2019-02-04 01:00 | 0 | 0.927 | 0.47166 | 27.01
2019-02-04 02:00 | 0 | 0.904 | 0.46379 | 26.99
2019-02-04 03:00 | 0 | 0.895 | 0.46819 | 27
2019-02-04 04:00 | 0 | 0.899 | 0.47188 | 27.02
2019-02-04 05:00 | 0.018 | 0.901 | 0.49484 | 27.07
2019-02-04 06:00 | 0.573 | 0.948 | 0.49614 | 29.975
2019-02-04 07:00 | 0.707 | 0.961 | 0.47487 | 27.07
2019-02-04 08:00 | 0.76 | 0.93 | 0.43793 | 21.84
2019-02-04 09:00 | 0.776 | 0.841 | 0.40261 | 25.24
2019-02-04 10:00 | 0.772 | 0.662 | 0.38991 | 27.215
2019-02-04 11:00 | 0.76 | 0.484 | 0.39676 | 40.825
2019-02-04 12:00 | 0.747 | 0.39 | 0.39495 | 34.5
2019-02-04 13:00 | 0.734 | 0.331 | 0.40931 | 48.66
2019-02-04 14:00 | 0.717 | 0.295 | 0.42743 | 44.315
2019-02-04 15:00 | 0.684 | 0.292 | 0.46467 | 45.92
2019-02-04 16:00 | 0.621 | 0.34 | 0.51856 | 71.815
2019-02-04 17:00 | 0.49 | 0.427 | 0.56618 | 96.365
2019-02-04 18:00 | 0.193 | 0.642 | 0.61713 | 97.835
2019-02-04 19:00 | 0 | 0.868 | 0.64944 | 97.785
2019-02-04 20:00 | 0 | 0.916 | 0.62193 | 81.905
2019-02-04 21:00 | 0 | 0.921 | 0.59773 | 44.055
2019-02-04 22:00 | 0 | 0.914 | 0.57007 | 34.775
2019-02-04 23:00 | 0 | 0.903 | 0.55521 | 40.395
2019-02-05 | 0 | 0.885 | 0.53983 | 32.855
2019-02-05 01:00 | 0 | 0.865 | 0.53704 | 30.225
2019-02-05 02:00 | 0 | 0.852 | 0.5338 | 27.08
2019-02-05 03:00 | 0 | 0.862 | 0.52232 | 27.06
2019-02-05 04:00 | 0 | 0.889 | 0.52131 | 27.14
2019-02-05 05:00 | 0.016 | 0.843 | 0.54248 | 36.55
2019-02-05 06:00 | 0.548 | 0.695 | 0.56278 | 42.515
2019-02-05 07:00 | 0.678 | 0.779 | 0.55678 | 44.77
2019-02-05 08:00 | 0.725 | 0.697 | 0.55801 | 57.575
2019-02-05 09:00 | 0.745 | 0.341 | 0.5313 | 76.165
2019-02-05 10:00 | 0.748 | 0.114 | 0.51478 | 46.03
2019-02-05 11:00 | 0.74 | 0.032 | 0.50919 | 57.575
2019-02-05 12:00 | 0.729 | 0.004 | 0.49693 | 47.2
2019-02-05 13:00 | 0.715 | 0 | 0.50086 | 45.525
2019-02-05 14:00 | 0.694 | 0.004 | 0.51167 | 39.47
2019-02-05 15:00 | 0.656 | 0.082 | 0.51869 | 34.07
2019-02-05 16:00 | 0.576 | 0.301 | 0.52585 | 37.455
2019-02-05 17:00 | 0.424 | 0.6 | 0.57499 | 62.95
2019-02-05 18:00 | 0.136 | 0.84 | 0.64228 | 140.855
2019-02-05 19:00 | 0 | 0.925 | 0.67112 | 93.84
2019-02-05 20:00 | 0 | 0.909 | 0.66013 | 70.86
2019-02-05 21:00 | 0 | 0.887 | 0.63455 | 38.955
2019-02-05 22:00 | 0 | 0.805 | 0.59546 | 41.725
2019-02-05 23:00 | 0 | 0.727 | 0.58722 | 40.575
2019-02-06 | 0 | 0.618 | 0.58991 | 34.62
2019-02-06 01:00 | 0 | 0.495 | 0.59706 | 34.01
2019-02-06 02:00 | 0 | 0.443 | 0.60071 | 34.115
2019-02-06 03:00 | 0 | 0.461 | 0.60605 | 33.85
2019-02-06 04:00 | 0 | 0.47 | 0.60313 | 33.8
2019-02-06 05:00 | 0.007 | 0.407 | 0.62965 | 40.525
2019-02-06 06:00 | 0.433 | 0.21 | 0.63979 | 41.345
2019-02-06 07:00 | 0.603 | 0.106 | 0.62593 | 41.5
2019-02-06 08:00 | 0.663 | 0.224 | 0.59982 | 41.745
2019-02-06 09:00 | 0.7 | 0.155 | 0.56734 | 45.14
2019-02-06 10:00 | 0.717 | 0.073 | 0.54884 | 56.125
2019-02-06 11:00 | 0.719 | 0.019 | 0.55683 | 94.2
2019-02-06 12:00 | 0.71 | 0.004 | 0.54389 | 89.075
2019-02-06 13:00 | 0.693 | 0 | 0.53695 | 47.09
2019-02-06 14:00 | 0.638 | 0 | 0.53418 | 52.115
2019-02-06 15:00 | 0.46 | 0.004 | 0.54351 | 52.185
2019-02-06 16:00 | 0.323 | 0.404 | 0.5547 | 59.14
2019-02-06 17:00 | 0.153 | 0.781 | 0.60478 | 73.525
2019-02-06 18:00 | 0.03 | 0.927 | 0.64135 | 62.88
2019-02-06 19:00 | 0 | 0.95 | 0.66583 | 62.88
2019-02-06 20:00 | 0 | 0.937 | 0.65284 | 49.635
2019-02-06 21:00 | 0 | 0.903 | 0.66032 | 56.575
2019-02-06 22:00 | 0 | 0.869 | 0.67855 | 51.325
2019-02-06 23:00 | 0 | 0.868 | 0.67833 | 38.92
2019-02-07 | 0 | 0.801 | 0.67048 | 35.26
2019-02-07 01:00 | 0 | 0.723 | 0.66781 | 33.97
2019-02-07 02:00 | 0 | 0.685 | 0.64751 | 37.22
2019-02-07 03:00 | 0 | 0.639 | 0.63527 | 33.16
2019-02-07 04:00 | 0 | 0.562 | 0.62542 | 40.53
2019-02-07 05:00 | 0.007 | 0.41 | 0.64043 | 40.995
2019-02-07 06:00 | 0.45 | 0.195 | 0.63906 | 41.43
2019-02-07 07:00 | 0.62 | 0.144 | 0.60671 | 41.685
2019-02-07 08:00 | 0.697 | 0.206 | 0.55185 | 41.87
2019-02-07 09:00 | 0.724 | 0.231 | 0.52368 | 41.69
2019-02-07 10:00 | 0.732 | 0.233 | 0.49892 | 41.955
2019-02-07 11:00 | 0.729 | 0.187 | 0.48295 | 42.575
2019-02-07 12:00 | 0.719 | 0.128 | 0.48823 | 47.92
2019-02-07 13:00 | 0.706 | 0.083 | 0.50873 | 70.805
2019-02-07 14:00 | 0.685 | 0.055 | 0.50426 | 50.79
2019-02-07 15:00 | 0.646 | 0.045 | 0.51821 | 85.04
2019-02-07 16:00 | 0.572 | 0.047 | 0.56107 | 82.73
2019-02-07 17:00 | 0.425 | 0.064 | 0.59272 | 99.57
2019-02-07 18:00 | 0.129 | 0.171 | 0.64926 | 116.09
2019-02-07 19:00 | 0 | 0.357 | 0.67902 | 156.555
2019-02-07 20:00 | 0 | 0.274 | 0.65781 | 140.185
2019-02-07 21:00 | 0 | 0.222 | 0.6376 | 41.855
2019-02-07 22:00 | 0 | 0.482 | 0.6066 | 44.2
2019-02-07 23:00 | 0 | 0.913 | 0.57455 | 41.895
2019-02-08 | 0 | 0.963 | 0.56993 | 35.15
2019-02-08 01:00 | 0 | 0.94 | 0.55921 | 26.71
2019-02-08 02:00 | 0 | 0.953 | 0.54803 | 10.54
2019-02-08 03:00 | 0 | 0.962 | 0.54232 | -5.09
2019-02-08 04:00 | 0 | 0.964 | 0.54627 | 10.525
2019-02-08 05:00 | 0.007 | 0.963 | 0.57198 | 33.9
2019-02-08 06:00 | 0.448 | 0.964 | 0.58187 | 41.025
2019-02-08 07:00 | 0.62 | 0.962 | 0.55302 | 41.28
2019-02-08 08:00 | 0.692 | 0.964 | 0.50277 | 41.105
2019-02-08 09:00 | 0.725 | 0.947 | 0.46236 | 41.065
2019-02-08 10:00 | 0.733 | 0.896 | 0.44033 | 41.005
2019-02-08 11:00 | 0.728 | 0.807 | 0.44249 | 41.37
2019-02-08 12:00 | 0.717 | 0.709 | 0.45158 | 41.675
2019-02-08 13:00 | 0.702 | 0.651 | 0.47557 | 42.355
2019-02-08 14:00 | 0.678 | 0.644 | 0.49295 | 43.13
2019-02-08 15:00 | 0.63 | 0.686 | 0.52478 | 51.7
2019-02-08 16:00 | 0.459 | 0.78 | 0.57294 | 69.98
2019-02-08 17:00 | 0.227 | 0.88 | 0.59963 | 85.46
2019-02-08 18:00 | 0.051 | 0.935 | 0.63382 | 89.895
2019-02-08 19:00 | 0 | 0.944 | 0.65282 | 77.41
2019-02-08 20:00 | 0 | 0.916 | 0.6381 | 72.465
2019-02-08 21:00 | 0 | 0.885 | 0.62267 | 39.83
2019-02-08 22:00 | 0 | 0.863 | 0.59669 | 48.055
2019-02-08 23:00 | 0 | 0.869 | 0.57541 | 41.44
2019-02-09 | 0 | 0.901 | 0.56408 | 37.76
2019-02-09 01:00 | 0 | 0.924 | 0.55931 | 35.705
2019-02-09 02:00 | 0 | 0.93 | 0.5553 | 24.15
2019-02-09 03:00 | 0 | 0.923 | 0.54775 | 26.235
2019-02-09 04:00 | 0 | 0.913 | 0.54868 | 26.695
2019-02-09 05:00 | 0.009 | 0.899 | 0.56007 | 26.33
2019-02-09 06:00 | 0.47 | 0.901 | 0.55506 | 26.665
2019-02-09 07:00 | 0.63 | 0.961 | 0.50543 | 21.78
2019-02-09 08:00 | 0.697 | 0.941 | 0.45409 | 20.525
2019-02-09 09:00 | 0.725 | 0.834 | 0.4204 | -5.09
2019-02-09 10:00 | 0.732 | 0.603 | 0.41215 | 21.74
2019-02-09 11:00 | 0.726 | 0.359 | 0.44053 | 41.135
2019-02-09 12:00 | 0.715 | 0.216 | 0.47583 | 42.19
2019-02-09 13:00 | 0.7 | 0.143 | 0.51722 | 47.72
2019-02-09 14:00 | 0.675 | 0.105 | 0.56186 | 51.065
2019-02-09 15:00 | 0.616 | 0.092 | 0.57964 | 50.635
2019-02-09 16:00 | 0.414 | 0.109 | 0.60601 | 60.52
2019-02-09 17:00 | 0.177 | 0.188 | 0.63063 | 76
2019-02-09 18:00 | 0.016 | 0.393 | 0.6633 | 56.16
2019-02-09 19:00 | 0 | 0.622 | 0.69122 | 55.66
2019-02-09 20:00 | 0 | 0.733 | 0.69344 | 28.535
2019-02-09 21:00 | 0 | 0.822 | 0.67695 | 30.955
2019-02-09 22:00 | 0 | 0.878 | 0.66044 | 29.7
2019-02-09 23:00 | 0 | 0.901 | 0.64443 | 35.16
2019-02-10 | 0 | 0.906 | 0.63805 | 28.965
2019-02-10 01:00 | 0 | 0.903 | 0.62023 | 31.36
2019-02-10 02:00 | 0 | 0.893 | 0.60912 | 27.335
2019-02-10 03:00 | 0 | 0.88 | 0.61622 | 24.15
2019-02-10 04:00 | 0 | 0.857 | 0.59663 | 24.01
2019-02-10 05:00 | 0.011 | 0.846 | 0.59497 | 23.985
2019-02-10 06:00 | 0.473 | 0.781 | 0.58217 | 21.82
2019-02-10 07:00 | 0.631 | 0.792 | 0.56708 | 22
2019-02-10 08:00 | 0.702 | 0.803 | 0.52946 | 31.675
2019-02-10 09:00 | 0.729 | 0.64 | 0.52857 | 40.805
2019-02-10 10:00 | 0.735 | 0.417 | 0.50992 | 41.91
2019-02-10 11:00 | 0.729 | 0.27 | 0.50035 | 43.405
2019-02-10 12:00 | 0.709 | 0.21 | 0.51261 | 45.54
2019-02-10 13:00 | 0.683 | 0.224 | 0.50789 | 49.655
2019-02-10 14:00 | 0.646 | 0.322 | 0.51728 | 46.27
2019-02-10 15:00 | 0.597 | 0.544 | 0.52954 | 44
2019-02-10 16:00 | 0.556 | 0.783 | 0.54822 | 43.985
2019-02-10 17:00 | 0.42 | 0.896 | 0.58695 | 42.11
2019-02-10 18:00 | 0.124 | 0.889 | 0.64303 | 49.89
2019-02-10 19:00 | 0 | 0.737 | 0.68498 | 42.395
2019-02-10 20:00 | 0 | 0.577 | 0.66133 | 36.2
2019-02-10 21:00 | 0 | 0.478 | 0.62945 | 36.33
2019-02-10 22:00 | 0 | 0.385 | 0.6434 | 42.28
2019-02-10 23:00 | 0 | 0.335 | 0.64236 | 33.41
2019-02-11 | 0 | 0.344 | 0.61032 | 34.11
2019-02-11 01:00 | 0 | 0.376 | 0.60839 | 27.91
2019-02-11 02:00 | 0 | 0.406 | 0.60575 | 24.15
2019-02-11 03:00 | 0 | 0.383 | 0.61422 | 25.075
2019-02-11 04:00 | 0 | 0.348 | 0.6137 | 25.265
2019-02-11 05:00 | 0.026 | 0.338 | 0.64548 | 41.56
2019-02-11 06:00 | 0.49 | 0.265 | 0.66367 | 42.695
2019-02-11 07:00 | 0.629 | 0.199 | 0.63159 | 43.715
2019-02-11 08:00 | 0.692 | 0.151 | 0.61106 | 43.71
2019-02-11 09:00 | 0.698 | 0.11 | 0.56212 | 41.71
2019-02-11 10:00 | 0.745 | 0.085 | 0.50792 | 40.83
2019-02-11 11:00 | 0.743 | 0.095 | 0.47466 | 40.605
2019-02-11 12:00 | 0.732 | 0.162 | 0.44536 | 34.445
2019-02-11 13:00 | 0.72 | 0.328 | 0.42918 | 34.61
2019-02-11 14:00 | 0.697 | 0.551 | 0.42993 | 35.37
2019-02-11 15:00 | 0.655 | 0.717 | 0.46269 | 44.135
2019-02-11 16:00 | 0.593 | 0.8 | 0.51166 | 47.375
2019-02-11 17:00 | 0.44 | 0.849 | 0.56459 | 50.76
2019-02-11 18:00 | 0.13 | 0.876 | 0.61915 | 47.2
2019-02-11 19:00 | 0 | 0.839 | 0.64909 | 47.98
2019-02-11 20:00 | 0 | 0.792 | 0.65483 | 47.655
2019-02-11 21:00 | 0 | 0.708 | 0.6332 | 40.385
2019-02-11 22:00 | 0 | 0.639 | 0.6024 | 38.79
2019-02-11 23:00 | 0 | 0.593 | 0.56665 | 20.575
2019-02-12 | 0 | 0.561 | 0.5621 | 8.18
2019-02-12 01:00 | 0 | 0.534 | 0.56643 | 6.935
2019-02-12 02:00 | 0 | 0.507 | 0.56919 | -5.09
2019-02-12 03:00 | 0 | 0.488 | 0.59488 | 22.81
2019-02-12 04:00 | 0 | 0.47 | 0.62259 | 26.595
2019-02-12 05:00 | 0 | 0.426 | 0.63678 | 38.215
2019-02-12 06:00 | 0.489 | 0.508 | 0.66167 | 42.435
2019-02-12 07:00 | 0.656 | 0.492 | 0.63687 | 43.37
2019-02-12 08:00 | 0.648 | 0.403 | 0.58653 | 43.52
2019-02-12 09:00 | 0.702 | 0.233 | 0.55046 | 42.965
2019-02-12 10:00 | 0.75 | 0.111 | 0.52058 | 36.005
2019-02-12 11:00 | 0.766 | 0.102 | 0.47688 | 28.25
2019-02-12 12:00 | 0.753 | 0.127 | 0.46012 | 27.14
2019-02-12 13:00 | 0.738 | 0.192 | 0.4537 | 27.46
2019-02-12 14:00 | 0.715 | 0.307 | 0.45707 | 30.035
2019-02-12 15:00 | 0.67 | 0.447 | 0.48014 | 35.66
2019-02-12 16:00 | 0.527 | 0.565 | 0.5336 | 36.05
2019-02-12 17:00 | 0.283 | 0.651 | 0.59197 | 38.605
2019-02-12 18:00 | 0.052 | 0.74 | 0.64049 | 40.985
2019-02-12 19:00 | 0 | 0.768 | 0.64608 | 38.525
2019-02-12 20:00 | 0 | 0.7 | 0.63896 | 39.01
2019-02-12 21:00 | 0 | 0.615 | 0.6232 | 35.995
2019-02-12 22:00 | 0 | 0.494 | 0.61908 | 38.93
2019-02-12 23:00 | 0 | 0.37 | 0.60983 | 33.02
2019-02-13 | 0 | 0.285 | 0.6136 | 22.49
2019-02-13 01:00 | 0 | 0.247 | 0.61896 | 26.45
2019-02-13 02:00 | 0 | 0.252 | 0.62568 | 26.58
2019-02-13 03:00 | 0 | 0.26 | 0.6078 | 8.165
2019-02-13 04:00 | 0 | 0.265 | 0.55698 | -5.105
2019-02-13 05:00 | 0 | 0.313 | 0.54117 | 6.905
2019-02-13 06:00 | 0.364 | 0.276 | 0.59421 | 33.01
2019-02-13 07:00 | 0.656 | 0.144 | 0.60314 | 29.84
2019-02-13 08:00 | 0.713 | 0.126 | 0.56863 | 20.69
2019-02-13 09:00 | 0.735 | 0.021 | 0.5445 | 8.57
2019-02-13 10:00 | 0.732 | 0.056 | 0.51005 | -5.09
2019-02-13 11:00 | 0.68 | 0.174 | 0.5022 | 27.14
2019-02-13 12:00 | 0.647 | 0.295 | 0.49059 | 19.73
2019-02-13 13:00 | 0.58 | 0.421 | 0.4969 | 37.835
2019-02-13 14:00 | 0.558 | 0.559 | 0.53922 | 43.485
2019-02-13 15:00 | 0.463 | 0.66 | 0.55395 | 35.48
2019-02-13 16:00 | 0.339 | 0.712 | 0.5833 | 34.18
2019-02-13 17:00 | 0.193 | 0.701 | 0.62817 | 34.51
2019-02-13 18:00 | 0.049 | 0.716 | 0.65567 | 36.43
2019-02-13 19:00 | 0 | 0.748 | 0.65387 | 38.405
2019-02-13 20:00 | 0 | 0.7 | 0.6517 | 40.1
2019-02-13 21:00 | 0 | 0.677 | 0.65598 | 41.225
2019-02-13 22:00 | 0 | 0.703 | 0.65861 | 44.42
2019-02-13 23:00 | 0 | 0.754 | 0.64009 | 39.41
2019-02-14 | 0 | 0.795 | 0.66105 | 42.74
2019-02-14 01:00 | 0 | 0.814 | 0.70336 | 42.67
2019-02-14 02:00 | 0 | 0.804 | 0.72526 | 41.935
2019-02-14 03:00 | 0 | 0.772 | 0.71722 | 41.965
2019-02-14 04:00 | 0 | 0.702 | 0.71794 | 41.935
2019-02-14 05:00 | 0 | 0.607 | 0.72844 | 45.21
2019-02-14 06:00 | 0.448 | 0.357 | 0.70175 | 44.395
2019-02-14 07:00 | 0.638 | 0.17 | 0.67155 | 45.54
2019-02-14 08:00 | 0.72 | 0.101 | 0.62418 | 44.6
2019-02-14 09:00 | 0.744 | 0.013 | 0.57301 | 43.44
2019-02-14 10:00 | 0.749 | 0.002 | 0.52583 | 43.295
2019-02-14 11:00 | 0.742 | 0.045 | 0.49608 | 43.5
2019-02-14 12:00 | 0.732 | 0.235 | 0.4824 | 43.625
2019-02-14 13:00 | 0.721 | 0.515 | 0.4826 | 43.745
2019-02-14 14:00 | 0.703 | 0.729 | 0.49381 | 42.93
2019-02-14 15:00 | 0.667 | 0.838 | 0.51616 | 47.785
2019-02-14 16:00 | 0.592 | 0.873 | 0.54388 | 49.485
2019-02-14 17:00 | 0.431 | 0.863 | 0.58067 | 70.385
2019-02-14 18:00 | 0.115 | 0.843 | 0.64673 | 93.505
2019-02-14 19:00 | 0 | 0.778 | 0.68017 | 78.71
2019-02-14 20:00 | 0 | 0.731 | 0.67609 | 48.31
2019-02-14 21:00 | 0 | 0.598 | 0.68839 | 65.335
2019-02-14 22:00 | 0 | 0.429 | 0.68136 | 45.8
2019-02-14 23:00 | 0 | 0.359 | 0.67976 | 41.72
2019-02-15 | 0 | 0.328 | 0.70928 | 43.055
2019-02-15 01:00 | 0 | 0.33 | 0.72293 | 40.935
2019-02-15 02:00 | 0 | 0.34 | 0.72043 | 40.825
2019-02-15 03:00 | 0 | 0.364 | 0.71065 | 41.06
2019-02-15 04:00 | 0 | 0.388 | 0.70368 | 41.375
2019-02-15 05:00 | 0 | 0.35 | 0.69892 | 43.77
2019-02-15 06:00 | 0.566 | 0.33 | 0.71136 | 47.89
2019-02-15 07:00 | 0.708 | 0.322 | 0.68487 | 48.6
2019-02-15 08:00 | 0.77 | 0.245 | 0.62974 | 44.38
2019-02-15 09:00 | 0.787 | 0.092 | 0.57527 | 43.045
2019-02-15 10:00 | 0.783 | 0.001 | 0.53706 | 42.67
2019-02-15 11:00 | 0.771 | 0.023 | 0.50358 | 42.82
2019-02-15 12:00 | 0.757 | 0.105 | 0.50541 | 43.015
2019-02-15 13:00 | 0.745 | 0.257 | 0.48808 | 43.125
2019-02-15 14:00 | 0.726 | 0.429 | 0.49104 | 42.18
2019-02-15 15:00 | 0.689 | 0.575 | 0.51547 | 44.68
2019-02-15 16:00 | 0.617 | 0.683 | 0.55659 | 46.95
2019-02-15 17:00 | 0.463 | 0.757 | 0.60317 | 70.275
2019-02-15 18:00 | 0.135 | 0.809 | 0.65422 | 71.245
2019-02-15 19:00 | 0 | 0.823 | 0.68099 | 62.88
2019-02-15 20:00 | 0 | 0.823 | 0.68355 | 69.025
2019-02-15 21:00 | 0 | 0.761 | 0.679 | 48.2
2019-02-15 22:00 | 0 | 0.672 | 0.66107 | 41.995
2019-02-15 23:00 | 0 | 0.593 | 0.66261 | 40.845
2019-02-16 | 0 | 0.515 | 0.64943 | 40.315
2019-02-16 01:00 | 0 | 0.449 | 0.65448 | 40.075
2019-02-16 02:00 | 0 | 0.398 | 0.62863 | 33.395
2019-02-16 03:00 | 0 | 0.344 | 0.62579 | 33.14
2019-02-16 04:00 | 0 | 0.314 | 0.63166 | 36.975
2019-02-16 05:00 | 0 | 0.307 | 0.64998 | 40.7
2019-02-16 06:00 | 0.6 | 0.311 | 0.6521 | 40.77
2019-02-16 07:00 | 0.682 | 0.257 | 0.59897 | 38.35
2019-02-16 08:00 | 0.767 | 0.165 | 0.53126 | 34.605
2019-02-16 09:00 | 0.793 | 0.104 | 0.50177 | 40.735
2019-02-16 10:00 | 0.79 | 0.053 | 0.47082 | 40.19
2019-02-16 11:00 | 0.775 | 0.052 | 0.44762 | 24.815
2019-02-16 12:00 | 0.761 | 0.082 | 0.42717 | 31.315
2019-02-16 13:00 | 0.748 | 0.126 | 0.42228 | 24.715
2019-02-16 14:00 | 0.726 | 0.186 | 0.42695 | 29.865
2019-02-16 15:00 | 0.685 | 0.257 | 0.45617 | 35.355
2019-02-16 16:00 | 0.596 | 0.357 | 0.50014 | 33.31
2019-02-16 17:00 | 0.397 | 0.525 | 0.55287 | 42.345
2019-02-16 18:00 | 0.072 | 0.797 | 0.59269 | 42.01
2019-02-16 19:00 | 0 | 0.895 | 0.62591 | 38.48
2019-02-16 20:00 | 0 | 0.884 | 0.6135 | 35.465
2019-02-16 21:00 | 0 | 0.85 | 0.58781 | 37.535
2019-02-16 22:00 | 0 | 0.819 | 0.58756 | 37.925
2019-02-16 23:00 | 0 | 0.729 | 0.58232 | 34.58
2019-02-17 | 0 | 0.623 | 0.59334 | 44.095
2019-02-17 01:00 | 0 | 0.544 | 0.60328 | 40.99
2019-02-17 02:00 | 0 | 0.5 | 0.61173 | 40.065
2019-02-17 03:00 | 0 | 0.514 | 0.60476 | 39.795
2019-02-17 04:00 | 0 | 0.562 | 0.59573 | 39.75
2019-02-17 05:00 | 0 | 0.605 | 0.57504 | 39.68
2019-02-17 06:00 | 0.651 | 0.549 | 0.52906 | 23.755
2019-02-17 07:00 | 0.666 | 0.74 | 0.50587 | 33.255
2019-02-17 08:00 | 0.735 | 0.74 | 0.47544 | 28.515
2019-02-17 09:00 | 0.76 | 0.589 | 0.43638 | 26.255
2019-02-17 10:00 | 0.763 | 0.373 | 0.4213 | 34.54
2019-02-17 11:00 | 0.755 | 0.249 | 0.40969 | 23.17
2019-02-17 12:00 | 0.741 | 0.179 | 0.40713 | 24.15
2019-02-17 13:00 | 0.724 | 0.132 | 0.40509 | 29.6
2019-02-17 14:00 | 0.703 | 0.105 | 0.41004 | 40.79
2019-02-17 15:00 | 0.66 | 0.107 | 0.42738 | 35.645
2019-02-17 16:00 | 0.579 | 0.142 | 0.47813 | 39.44
2019-02-17 17:00 | 0.413 | 0.218 | 0.53817 | 52.495
2019-02-17 18:00 | 0.103 | 0.463 | 0.58767 | 56.75
2019-02-17 19:00 | 0 | 0.703 | 0.60813 | 55.84
2019-02-17 20:00 | 0 | 0.772 | 0.60078 | 57.72
2019-02-17 21:00 | 0 | 0.8 | 0.6049 | 57.975
2019-02-17 22:00 | 0 | 0.815 | 0.59307 | 40.51
2019-02-17 23:00 | 0 | 0.8 | 0.57448 | 39.955
2019-02-18 | 0 | 0.776 | 0.57446 | 39.92
2019-02-18 01:00 | 0 | 0.73 | 0.56855 | 40
2019-02-18 02:00 | 0 | 0.677 | 0.55548 | 39.855
2019-02-18 03:00 | 0 | 0.655 | 0.54822 | 39.69
2019-02-18 04:00 | 0 | 0.652 | 0.55147 | 39.815
2019-02-18 05:00 | 0 | 0.671 | 0.58081 | 40.205
2019-02-18 06:00 | 0.635 | 0.561 | 0.60405 | 66.605
2019-02-18 07:00 | 0.67 | 0.646 | 0.57068 | 41.47
2019-02-18 08:00 | 0.733 | 0.657 | 0.53358 | 43.55
2019-02-18 09:00 | 0.754 | 0.319 | 0.51318 | 42.11
2019-02-18 10:00 | 0.757 | 0.09 | 0.50355 | 41.045
2019-02-18 11:00 | 0.749 | 0.016 | 0.49222 | 41.66
2019-02-18 12:00 | 0.736 | 0.001 | 0.4904 | 44.625
2019-02-18 13:00 | 0.722 | 0 | 0.49494 | 44.035
2019-02-18 14:00 | 0.699 | 0 | 0.48158 | 32.74
2019-02-18 15:00 | 0.656 | 0.002 | 0.49494 | 35.255
2019-02-18 16:00 | 0.577 | 0.148 | 0.54478 | 41.985
2019-02-18 17:00 | 0.414 | 0.423 | 0.59276 | 49.41
2019-02-18 18:00 | 0.105 | 0.814 | 0.64305 | 52.615
2019-02-18 19:00 | 0 | 0.895 | 0.66569 | 55.73
2019-02-18 20:00 | 0 | 0.865 | 0.65554 | 41.455
2019-02-18 21:00 | 0 | 0.812 | 0.6206 | 35.815
2019-02-18 22:00 | 0 | 0.746 | 0.62198 | 34.75
2019-02-18 23:00 | 0 | 0.692 | 0.61363 | 40.19
2019-02-19 | 0 | 0.629 | 0.6142 | 28.24
2019-02-19 01:00 | 0 | 0.528 | 0.61081 | 23.87
2019-02-19 02:00 | 0 | 0.424 | 0.61819 | 23.435
2019-02-19 03:00 | 0 | 0.358 | 0.61734 | 22.85
2019-02-19 04:00 | 0 | 0.313 | 0.61427 | 23.755
2019-02-19 05:00 | 0 | 0.277 | 0.62006 | 33.75
2019-02-19 06:00 | 0.596 | 0.19 | 0.65072 | 40.765
2019-02-19 07:00 | 0.659 | 0.141 | 0.64658 | 41.925
2019-02-19 08:00 | 0.731 | 0.095 | 0.58655 | 40.79
2019-02-19 09:00 | 0.756 | 0.036 | 0.53237 | 40.91
2019-02-19 10:00 | 0.758 | 0.001 | 0.50195 | 41.25
2019-02-19 11:00 | 0.751 | 0.002 | 0.48852 | 41.415
2019-02-19 12:00 | 0.739 | 0.055 | 0.48505 | 35.085
2019-02-19 13:00 | 0.727 | 0.254 | 0.4877 | 34.32
2019-02-19 14:00 | 0.707 | 0.425 | 0.49519 | 32.535
2019-02-19 15:00 | 0.667 | 0.593 | 0.51871 | 37.77
2019-02-19 16:00 | 0.589 | 0.735 | 0.55726 | 59.44
2019-02-19 17:00 | 0.422 | 0.834 | 0.59522 | 58.28
2019-02-19 18:00 | 0.103 | 0.881 | 0.65268 | 62.88
2019-02-19 19:00 | 0 | 0.875 | 0.6804 | 62.88
2019-02-19 20:00 | 0 | 0.845 | 0.67195 | 41.74
2019-02-19 21:00 | 0 | 0.799 | 0.64755 | 35.235
2019-02-19 22:00 | 0 | 0.727 | 0.64302 | 34.735
2019-02-19 23:00 | 0 | 0.634 | 0.62857 | 33.405
2019-02-20 | 0 | 0.494 | 0.62074 | 32.765
2019-02-20 01:00 | 0 | 0.417 | 0.61988 | 36.055
2019-02-20 02:00 | 0 | 0.393 | 0.63716 | 39.605
2019-02-20 03:00 | 0 | 0.396 | 0.6436 | 39.49
2019-02-20 04:00 | 0 | 0.402 | 0.64997 | 39.465
2019-02-20 05:00 | 0 | 0.422 | 0.65374 | 39.69
2019-02-20 06:00 | 0.564 | 0.448 | 0.64994 | 40.32
2019-02-20 07:00 | 0.666 | 0.461 | 0.62251 | 38.27
2019-02-20 08:00 | 0.748 | 0.42 | 0.5573 | 40.825
2019-02-20 09:00 | 0.778 | 0.347 | 0.51806 | 40.79
2019-02-20 10:00 | 0.783 | 0.26 | 0.49408 | 40.895
2019-02-20 11:00 | 0.774 | 0.208 | 0.48483 | 37.79
2019-02-20 12:00 | 0.76 | 0.254 | 0.47385 | 34.05
2019-02-20 13:00 | 0.748 | 0.375 | 0.4741 | 32.83
2019-02-20 14:00 | 0.729 | 0.537 | 0.48481 | 34.74
2019-02-20 15:00 | 0.691 | 0.674 | 0.5117 | 36.97
2019-02-20 16:00 | 0.616 | 0.763 | 0.55797 | 60.84
2019-02-20 17:00 | 0.455 | 0.794 | 0.60782 | 71.77
2019-02-20 18:00 | 0.179 | 0.794 | 0.65622 | 56.41
2019-02-20 19:00 | 0 | 0.751 | 0.66636 | 53.935
2019-02-20 20:00 | 0 | 0.66 | 0.66449 | 38.965
2019-02-20 21:00 | 0 | 0.544 | 0.673 | 38.575
2019-02-20 22:00 | 0 | 0.446 | 0.67701 | 39.44
2019-02-20 23:00 | 0 | 0.398 | 0.68601 | 41.69
2019-02-21 | 0 | 0.36 | 0.70484 | 41.02
2019-02-21 01:00 | 0 | 0.338 | 0.7085 | 40.975
2019-02-21 02:00 | 0 | 0.279 | 0.69975 | 40.79
2019-02-21 03:00 | 0 | 0.249 | 0.70562 | 40.435
2019-02-21 04:00 | 0 | 0.208 | 0.70783 | 40.775
2019-02-21 05:00 | 0 | 0.151 | 0.71525 | 41.94
2019-02-21 06:00 | 0.362 | 0.1 | 0.71252 | 50.65
2019-02-21 07:00 | 0.554 | 0.066 | 0.6974 | 61.395
2019-02-21 08:00 | 0.771 | 0.052 | 0.67541 | 63.62
2019-02-21 09:00 | 0.797 | 0.051 | 0.64852 | 48.67
2019-02-21 10:00 | 0.799 | 0.057 | 0.63049 | 43.7
2019-02-21 11:00 | 0.785 | 0.066 | 0.61074 | 42.97
2019-02-21 12:00 | 0.77 | 0.085 | 0.5835 | 42.285
2019-02-21 13:00 | 0.754 | 0.146 | 0.54561 | 42.075
2019-02-21 14:00 | 0.728 | 0.254 | 0.51974 | 41.085
2019-02-21 15:00 | 0.686 | 0.373 | 0.53154 | 37.83
2019-02-21 16:00 | 0.604 | 0.478 | 0.56221 | 35.66
2019-02-21 17:00 | 0.431 | 0.564 | 0.60531 | 34.2
2019-02-21 18:00 | 0.149 | 0.655 | 0.66604 | 36.395
2019-02-21 19:00 | 0 | 0.663 | 0.69094 | 43.42
2019-02-21 20:00 | 0 | 0.59 | 0.69538 | 35.01
2019-02-21 21:00 | 0 | 0.499 | 0.68685 | 44.26
2019-02-21 22:00 | 0 | 0.413 | 0.67924 | 41.98
2019-02-21 23:00 | 0 | 0.331 | 0.67015 | 37.955
2019-02-22 | 0 | 0.254 | 0.66982 | 36.625
2019-02-22 01:00 | 0 | 0.197 | 0.65361 | 32.78
2019-02-22 02:00 | 0 | 0.164 | 0.65858 | 32.845
2019-02-22 03:00 | 0 | 0.149 | 0.67216 | 40.215
2019-02-22 04:00 | 0 | 0.151 | 0.69585 | 40.585
2019-02-22 05:00 | 0 | 0.155 | 0.72435 | 41.505
2019-02-22 06:00 | 0.577 | 0.114 | 0.71563 | 41.895
2019-02-22 07:00 | 0.695 | 0.064 | 0.7111 | 46.855
2019-02-22 08:00 | 0.781 | 0.025 | 0.68431 | 59.84
2019-02-22 09:00 | 0.801 | 0.002 | 0.65235 | 47.995
2019-02-22 10:00 | 0.797 | 0 | 0.56096 | 41.265
2019-02-22 11:00 | 0.775 | 0.039 | 0.48975 | 40.73
2019-02-22 12:00 | 0.761 | 0.133 | 0.46016 | 38.48
2019-02-22 13:00 | 0.747 | 0.251 | 0.44562 | 39.66
2019-02-22 14:00 | 0.726 | 0.384 | 0.45224 | 39.535
2019-02-22 15:00 | 0.689 | 0.502 | 0.47823 | 40.235
2019-02-22 16:00 | 0.614 | 0.613 | 0.52236 | 45.13
2019-02-22 17:00 | 0.447 | 0.694 | 0.58431 | 67.035
2019-02-22 18:00 | 0.145 | 0.748 | 0.64386 | 69.265
2019-02-22 19:00 | 0 | 0.703 | 0.67253 | 77.325
2019-02-22 20:00 | 0 | 0.6 | 0.6784 | 53.935
2019-02-22 21:00 | 0 | 0.452 | 0.6577 | 33.965
2019-02-22 22:00 | 0 | 0.379 | 0.63043 | 44.815
2019-02-22 23:00 | 0 | 0.35 | 0.59685 | 33.74
2019-02-23 | 0 | 0.353 | 0.61079 | 47.975
2019-02-23 01:00 | 0 | 0.377 | 0.61875 | 40.6
2019-02-23 02:00 | 0 | 0.417 | 0.64628 | 39.855
2019-02-23 03:00 | 0 | 0.452 | 0.66525 | 39.985
2019-02-23 04:00 | 0 | 0.46 | 0.66592 | 40.075
2019-02-23 05:00 | 0 | 0.446 | 0.66124 | 40.245
2019-02-23 06:00 | 0.566 | 0.308 | 0.66436 | 40.47
2019-02-23 07:00 | 0.672 | 0.31 | 0.64644 | 40.46
2019-02-23 08:00 | 0.734 | 0.301 | 0.58229 | 40.5
2019-02-23 09:00 | 0.773 | 0.126 | 0.54117 | 40.055
2019-02-23 10:00 | 0.779 | 0.031 | 0.49055 | 39.655
2019-02-23 11:00 | 0.769 | 0 | 0.45529 | 39.67
2019-02-23 12:00 | 0.744 | 0 | 0.46224 | 39.67
2019-02-23 13:00 | 0.722 | 0.07 | 0.45504 | 39.775
2019-02-23 14:00 | 0.714 | 0.223 | 0.46475 | 39.825
2019-02-23 15:00 | 0.674 | 0.417 | 0.48319 | 40.225
2019-02-23 16:00 | 0.594 | 0.636 | 0.50163 | 40.95
2019-02-23 17:00 | 0.422 | 0.825 | 0.53613 | 42.34
2019-02-23 18:00 | 0.131 | 0.898 | 0.59875 | 50.95
2019-02-23 19:00 | 0 | 0.892 | 0.63047 | 86.265
2019-02-23 20:00 | 0 | 0.874 | 0.63265 | 57.72
2019-02-23 21:00 | 0 | 0.851 | 0.62153 | 44.015
2019-02-23 22:00 | 0 | 0.814 | 0.59757 | 40.31
2019-02-23 23:00 | 0 | 0.767 | 0.60294 | 35.28
2019-02-24 | 0 | 0.724 | 0.60769 | 32.38
2019-02-24 01:00 | 0 | 0.67 | 0.60039 | 32.045
2019-02-24 02:00 | 0 | 0.618 | 0.59802 | 32.14
2019-02-24 03:00 | 0 | 0.574 | 0.58982 | 31.735
2019-02-24 04:00 | 0 | 0.568 | 0.58022 | 30.83
2019-02-24 05:00 | 0 | 0.573 | 0.59075 | 32.03
2019-02-24 06:00 | 0.154 | 0.598 | 0.58729 | 26.93
2019-02-24 07:00 | 0.265 | 0.788 | 0.56323 | 24.15
2019-02-24 08:00 | 0.681 | 0.729 | 0.49873 | 22.175
2019-02-24 09:00 | 0.782 | 0.544 | 0.45589 | 22.515
2019-02-24 10:00 | 0.783 | 0.312 | 0.44235 | 24.265
2019-02-24 11:00 | 0.77 | 0.112 | 0.43143 | 32.3
2019-02-24 12:00 | 0.754 | 0.021 | 0.4203 | 35.845
2019-02-24 13:00 | 0.739 | 0.001 | 0.40606 | 32.3
2019-02-24 14:00 | 0.717 | 0.026 | 0.42009 | 40.54
2019-02-24 15:00 | 0.676 | 0.126 | 0.45675 | 41.17
2019-02-24 16:00 | 0.598 | 0.229 | 0.50594 | 40.34
2019-02-24 17:00 | 0.43 | 0.414 | 0.55574 | 61.675
2019-02-24 18:00 | 0.134 | 0.775 | 0.59178 | 51.56
2019-02-24 19:00 | 0 | 0.886 | 0.60125 | 41.54
2019-02-24 20:00 | 0 | 0.869 | 0.57971 | 37.205
2019-02-24 21:00 | 0 | 0.843 | 0.58629 | 40.36
2019-02-24 22:00 | 0 | 0.812 | 0.57921 | 36.02
2019-02-24 23:00 | 0 | 0.772 | 0.56993 | 32.05
2019-02-25 | 0 | 0.721 | 0.54755 | 24.15
2019-02-25 01:00 | 0 | 0.687 | 0.55179 | 25.735
2019-02-25 02:00 | 0 | 0.68 | 0.5589 | 24.15
2019-02-25 03:00 | 0 | 0.691 | 0.54733 | 22.8
2019-02-25 04:00 | 0 | 0.709 | 0.54398 | 22.89
2019-02-25 05:00 | 0 | 0.748 | 0.55085 | 30.93
2019-02-25 06:00 | 0.511 | 0.724 | 0.56404 | 39.815
2019-02-25 07:00 | 0.615 | 0.559 | 0.55079 | 40.28
2019-02-25 08:00 | 0.701 | 0.687 | 0.50406 | 32.845
2019-02-25 09:00 | 0.741 | 0.548 | 0.48084 | 40.25
2019-02-25 10:00 | 0.744 | 0.254 | 0.47012 | 40.555
2019-02-25 11:00 | 0.74 | 0.062 | 0.47551 | 51.155
2019-02-25 12:00 | 0.728 | 0.006 | 0.48522 | 55.475
2019-02-25 13:00 | 0.714 | 0 | 0.49789 | 65.58
2019-02-25 14:00 | 0.69 | 0.007 | 0.52902 | 96.02
2019-02-25 15:00 | 0.646 | 0.087 | 0.54317 | 82.34
2019-02-25 16:00 | 0.551 | 0.321 | 0.57074 | 99.505
2019-02-25 17:00 | 0.341 | 0.723 | 0.61254 | 89.32
2019-02-25 18:00 | 0.072 | 0.897 | 0.65194 | 93.68
2019-02-25 19:00 | 0 | 0.869 | 0.64104 | 65.095
2019-02-25 20:00 | 0 | 0.778 | 0.62177 | 58.125
2019-02-25 21:00 | 0 | 0.708 | 0.61783 | 62.715
2019-02-25 22:00 | 0 | 0.631 | 0.6268 | 47.635
2019-02-25 23:00 | 0 | 0.544 | 0.63182 | 41.095
2019-02-26 | 0 | 0.467 | 0.63378 | 40.5
2019-02-26 01:00 | 0 | 0.38 | 0.6248 | 40.14
2019-02-26 02:00 | 0 | 0.322 | 0.63078 | 39.71
2019-02-26 03:00 | 0 | 0.277 | 0.62399 | 32.47
2019-02-26 04:00 | 0 | 0.242 | 0.61523 | 36.295
2019-02-26 05:00 | 0 | 0.218 | 0.63407 | 40.36
2019-02-26 06:00 | 0.258 | 0.141 | 0.64737 | 35.18
2019-02-26 07:00 | 0.553 | 0.041 | 0.62946 | 33.83
2019-02-26 08:00 | 0.683 | 0.001 | 0.59402 | 34.015
2019-02-26 09:00 | 0.73 | 0.002 | 0.57436 | 33.585
2019-02-26 10:00 | 0.736 | 0.036 | 0.56108 | 43.11
2019-02-26 11:00 | 0.729 | 0.05 | 0.54849 | 64.9
2019-02-26 12:00 | 0.719 | 0.07 | 0.54098 | 81.735
2019-02-26 13:00 | 0.703 | 0.124 | 0.5337 | 61.535
2019-02-26 14:00 | 0.667 | 0.271 | 0.52422 | 64.615
2019-02-26 15:00 | 0.585 | 0.534 | 0.53415 | 60.515
2019-02-26 16:00 | 0.377 | 0.783 | 0.5622 | 67
2019-02-26 17:00 | 0.127 | 0.872 | 0.58905 | 68.34
2019-02-26 18:00 | 0.012 | 0.836 | 0.61208 | 62.88
2019-02-26 19:00 | 0 | 0.765 | 0.63441 | 63.215
2019-02-26 20:00 | 0 | 0.713 | 0.63204 | 66.905
2019-02-26 21:00 | 0 | 0.596 | 0.63987 | 92.375
2019-02-26 22:00 | 0 | 0.496 | 0.64654 | 131.735
2019-02-26 23:00 | 0 | 0.403 | 0.66702 | 113.565
2019-02-27 | 0 | 0.292 | 0.68908 | 78.395
2019-02-27 01:00 | 0 | 0.195 | 0.68953 | 42.99
2019-02-27 02:00 | 0 | 0.149 | 0.69565 | 44.07
2019-02-27 03:00 | 0 | 0.148 | 0.70383 | 41.435
2019-02-27 04:00 | 0 | 0.174 | 0.70584 | 43.225
2019-02-27 05:00 | 0 | 0.187 | 0.70615 | 42.685
2019-02-27 06:00 | 0.398 | 0.134 | 0.70132 | 83.965
2019-02-27 07:00 | 0.597 | 0.083 | 0.6701 | 112.93
2019-02-27 08:00 | 0.695 | 0.047 | 0.61949 | 102.77
2019-02-27 09:00 | 0.728 | 0.018 | 0.57826 | 82.055
2019-02-27 10:00 | 0.739 | 0 | 0.55689 | 62.88
2019-02-27 11:00 | 0.743 | 0.001 | 0.52964 | 69.795
2019-02-27 12:00 | 0.725 | 0.005 | 0.51035 | 92.92
2019-02-27 13:00 | 0.71 | 0.027 | 0.51262 | 121.64
2019-02-27 14:00 | 0.685 | 0.115 | 0.52557 | 106.7
2019-02-27 15:00 | 0.626 | 0.301 | 0.53111 | 82.61
2019-02-27 16:00 | 0.468 | 0.507 | 0.54718 | 110.92
2019-02-27 17:00 | 0.19 | 0.674 | 0.58699 | 102.005
2019-02-27 18:00 | 0.028 | 0.751 | 0.61253 | 85.92
2019-02-27 19:00 | 0 | 0.729 | 0.62318 | 95.33
2019-02-27 20:00 | 0 | 0.669 | 0.62234 | 80.865
2019-02-27 21:00 | 0 | 0.59 | 0.62437 | 70.625
2019-02-27 22:00 | 0 | 0.493 | 0.63394 | 97.835
2019-02-27 23:00 | 0 | 0.398 | 0.66839 | 99.725
2019-02-28 | 0 | 0.317 | 0.68441 | 100.64
2019-02-28 01:00 | 0 | 0.254 | 0.69359 | 40.905
2019-02-28 02:00 | 0 | 0.226 | 0.69594 | 42.045
2019-02-28 03:00 | 0 | 0.245 | 0.69599 | 42.205
2019-02-28 04:00 | 0 | 0.253 | 0.69478 | 54.1
2019-02-28 05:00 | 0 | 0.254 | 0.69101 | 42.345
2019-02-28 06:00 | 0.398 | 0.214 | 0.68531 | 85.155
2019-02-28 07:00 | 0.604 | 0.188 | 0.66253 | 77.845
2019-02-28 08:00 | 0.711 | 0.196 | 0.60914 | 56.19
2019-02-28 09:00 | 0.751 | 0.205 | 0.56613 | 80.945
2019-02-28 10:00 | 0.762 | 0.224 | 0.53652 | 74.18
2019-02-28 11:00 | 0.758 | 0.263 | 0.51333 | 78.475
2019-02-28 12:00 | 0.747 | 0.355 | 0.50335 | 56.19
2019-02-28 13:00 | 0.734 | 0.519 | 0.49679 | 66.605
2019-02-28 14:00 | 0.713 | 0.682 | 0.49908 | 41.735
2019-02-28 15:00 | 0.671 | 0.792 | 0.5067 | 34.15
2019-02-28 16:00 | 0.583 | 0.852 | 0.53161 | 54.505
2019-02-28 17:00 | 0.387 | 0.875 | 0.58654 | 53.485
2019-02-28 18:00 | 0.08 | 0.876 | 0.6185 | 59.925
2019-02-28 19:00 | 0 | 0.862 | 0.61654 | 69.25
2019-02-28 20:00 | 0 | 0.841 | 0.63147 | 76.805
2019-02-28 21:00 | 0 | 0.813 | 0.63112 | 61.165
2019-02-28 22:00 | 0 | 0.789 | 0.62922 | 41.715
2019-02-28 23:00 | 0 | 0.777 | 0.61838 | 41.07
2019-03-01 | 0 | 0.77 | 0.62923 | 40.255
2019-03-01 01:00 | 0 | 0.782 | 0.61959 | 39.65
2019-03-01 02:00 | 0 | 0.804 | 0.62255 | 39.76
2019-03-01 03:00 | 0 | 0.764 | 0.62348 | 39.75
2019-03-01 04:00 | 0 | 0.722 | 0.62264 | 40.025
2019-03-01 05:00 | 0 | 0.737 | 0.6548 | 41.06
2019-03-01 06:00 | 0.164 | 0.792 | 0.65951 | 44.275
2019-03-01 07:00 | 0.481 | 0.819 | 0.63782 | 45.54
2019-03-01 08:00 | 0.638 | 0.788 | 0.60228 | 43.79
2019-03-01 09:00 | 0.698 | 0.732 | 0.56937 | 42.035
2019-03-01 10:00 | 0.733 | 0.621 | 0.49519 | 41.78
2019-03-01 11:00 | 0.74 | 0.502 | 0.42697 | 27.33
2019-03-01 12:00 | 0.722 | 0.401 | 0.39761 | 25.515
2019-03-01 13:00 | 0.689 | 0.357 | 0.38572 | 23.62
2019-03-01 14:00 | 0.623 | 0.417 | 0.38914 | 27.9
2019-03-01 15:00 | 0.496 | 0.559 | 0.41213 | 41.19
2019-03-01 16:00 | 0.302 | 0.701 | 0.46279 | 42.13
2019-03-01 17:00 | 0.125 | 0.787 | 0.53872 | 43.28
2019-03-01 18:00 | 0.023 | 0.831 | 0.60604 | 62.115
2019-03-01 19:00 | 0 | 0.83 | 0.62938 | 70.85
2019-03-01 20:00 | 0 | 0.834 | 0.63245 | 44.645
2019-03-01 21:00 | 0 | 0.831 | 0.64222 | 44
2019-03-01 22:00 | 0 | 0.818 | 0.62975 | 42.71
2019-03-01 23:00 | 0 | 0.784 | 0.59655 | 34.47
2019-03-02 | 0 | 0.77 | 0.5508 | 33.585
2019-03-02 01:00 | 0 | 0.763 | 0.53118 | 33.01
2019-03-02 02:00 | 0 | 0.758 | 0.52816 | 33.04
2019-03-02 03:00 | 0 | 0.734 | 0.52213 | 32.965
2019-03-02 04:00 | 0 | 0.71 | 0.52718 | 33.07
2019-03-02 05:00 | 0 | 0.625 | 0.5456 | 33.2
2019-03-02 06:00 | 0.115 | 0.58 | 0.56909 | 33.62
2019-03-02 07:00 | 0.306 | 0.649 | 0.55447 | 33.44
2019-03-02 08:00 | 0.565 | 0.523 | 0.50647 | 41.295
2019-03-02 09:00 | 0.672 | 0.311 | 0.48643 | 40.81
2019-03-02 10:00 | 0.747 | 0.115 | 0.45499 | 40.08
2019-03-02 11:00 | 0.777 | 0.047 | 0.42849 | 39.725
2019-03-02 12:00 | 0.77 | 0.028 | 0.41761 | 39.845
2019-03-02 13:00 | 0.749 | 0.023 | 0.41115 | 40.8
2019-03-02 14:00 | 0.698 | 0.027 | 0.38583 | 40.24
2019-03-02 15:00 | 0.602 | 0.059 | 0.39004 | 40.56
2019-03-02 16:00 | 0.45 | 0.169 | 0.44316 | 41.14
2019-03-02 17:00 | 0.207 | 0.492 | 0.52038 | 53.305
2019-03-02 18:00 | 0.027 | 0.857 | 0.58466 | 85.775
2019-03-02 19:00 | 0 | 0.912 | 0.58052 | 59.82
2019-03-02 20:00 | 0 | 0.888 | 0.56026 | 52.21
2019-03-02 21:00 | 0 | 0.854 | 0.55576 | 37.37
2019-03-02 22:00 | 0 | 0.811 | 0.53419 | 40.685
2019-03-02 23:00 | 0 | 0.726 | 0.52297 | 39.79
2019-03-03 | 0 | 0.671 | 0.53964 | 39.54
2019-03-03 01:00 | 0 | 0.62 | 0.55728 | 39.405
2019-03-03 02:00 | 0 | 0.571 | 0.54224 | 39.295
2019-03-03 03:00 | 0 | 0.558 | 0.53533 | 39.255
2019-03-03 04:00 | 0 | 0.567 | 0.54073 | 39.305
2019-03-03 05:00 | 0 | 0.601 | 0.54431 | 39.125
2019-03-03 06:00 | 0.436 | 0.533 | 0.53355 | 37.195
2019-03-03 07:00 | 0.649 | 0.319 | 0.49054 | 24.265
2019-03-03 08:00 | 0.726 | 0.482 | 0.43807 | 9.53
2019-03-03 09:00 | 0.734 | 0.587 | 0.39187 | -5.21
2019-03-03 10:00 | 0.73 | 0.473 | 0.37509 | -5.06
2019-03-03 11:00 | 0.725 | 0.268 | 0.38934 | -5.09
2019-03-03 12:00 | 0.714 | 0.132 | 0.40996 | 23.51
2019-03-03 13:00 | 0.696 | 0.064 | 0.43566 | 39.95
2019-03-03 14:00 | 0.658 | 0.026 | 0.48239 | 79.22
2019-03-03 15:00 | 0.59 | 0.048 | 0.50083 | 68.925
2019-03-03 16:00 | 0.473 | 0.157 | 0.53101 | 64.285
2019-03-03 17:00 | 0.267 | 0.546 | 0.58598 | 54.58
2019-03-03 18:00 | 0.017 | 0.866 | 0.63894 | 70.755
2019-03-03 19:00 | 0 | 0.834 | 0.64493 | 79.035
2019-03-03 20:00 | 0 | 0.713 | 0.63118 | 77.815
2019-03-03 21:00 | 0 | 0.671 | 0.60989 | 42.59
2019-03-03 22:00 | 0 | 0.695 | 0.58866 | 40.4
2019-03-03 23:00 | 0 | 0.692 | 0.58014 | 39.52
2019-03-04 | 0 | 0.573 | 0.57736 | 39.195
2019-03-04 01:00 | 0 | 0.431 | 0.57842 | 35.24
2019-03-04 02:00 | 0 | 0.554 | 0.58871 | 38.985
2019-03-04 03:00 | 0 | 0.739 | 0.58397 | 38.77
2019-03-04 04:00 | 0 | 0.776 | 0.58021 | 38.81
2019-03-04 05:00 | 0 | 0.781 | 0.57307 | 36.89
2019-03-04 06:00 | 0.05 | 0.725 | 0.56697 | 28.385
2019-03-04 07:00 | 0.103 | 0.504 | 0.55473 | 32.08
2019-03-04 08:00 | 0.188 | 0.564 | 0.51674 | 32.255
2019-03-04 09:00 | 0.316 | 0.481 | 0.48334 | 32.455
2019-03-04 10:00 | 0.438 | 0.259 | 0.4725 | 36.735
2019-03-04 11:00 | 0.46 | 0.107 | 0.48067 | 70.325
2019-03-04 12:00 | 0.386 | 0.045 | 0.50725 | 176.685
2019-03-04 13:00 | 0.359 | 0.022 | 0.50637 | 153.34
2019-03-04 14:00 | 0.301 | 0.019 | 0.53187 | 86.94
2019-03-04 15:00 | 0.193 | 0.023 | 0.56394 | 72.815
2019-03-04 16:00 | 0.076 | 0.023 | 0.59658 | 69.88
2019-03-04 17:00 | 0.024 | 0.029 | 0.6276 | 69.88
2019-03-04 18:00 | 0 | 0.023 | 0.6546 | 69.88
2019-03-04 19:00 | 0 | 0.039 | 0.63666 | 66.915
2019-03-04 20:00 | 0 | 0.047 | 0.61119 | 60.005
2019-03-04 21:00 | 0 | 0.074 | 0.61441 | 64.2
2019-03-04 22:00 | 0 | 0.105 | 0.59139 | 44.8
2019-03-04 23:00 | 0 | 0.17 | 0.58177 | 33.38
2019-03-05 | 0 | 0.247 | 0.59269 | 32.795
2019-03-05 01:00 | 0 | 0.274 | 0.54318 | 27.02
2019-03-05 02:00 | 0 | 0.264 | 0.50037 | 27.03
2019-03-05 03:00 | 0 | 0.255 | 0.49657 | 27
2019-03-05 04:00 | 0 | 0.308 | 0.48725 | 26.015
2019-03-05 05:00 | 0 | 0.433 | 0.48984 | 29.48
2019-03-05 06:00 | 0.014 | 0.537 | 0.51312 | 32.36
2019-03-05 07:00 | 0.07 | 0.483 | 0.51619 | 32.49
2019-03-05 08:00 | 0.131 | 0.741 | 0.45549 | 27.945
2019-03-05 09:00 | 0.187 | 0.862 | 0.4122 | 24.205
2019-03-05 10:00 | 0.237 | 0.895 | 0.37824 | 25.6
2019-03-05 11:00 | 0.252 | 0.899 | 0.36146 | 25.565
2019-03-05 12:00 | 0.213 | 0.856 | 0.37108 | 27.815
2019-03-05 13:00 | 0.21 | 0.763 | 0.39463 | 30.19
2019-03-05 14:00 | 0.197 | 0.659 | 0.42961 | 26.38
2019-03-05 15:00 | 0.133 | 0.568 | 0.47193 | 40.505
2019-03-05 16:00 | 0.072 | 0.483 | 0.5241 | 78.45
2019-03-05 17:00 | 0.023 | 0.37 | 0.57325 | 79.37
2019-03-05 18:00 | 0 | 0.228 | 0.58329 | 58.845
2019-03-05 19:00 | 0 | 0.196 | 0.56673 | 42.55
2019-03-05 20:00 | 0 | 0.393 | 0.56373 | 32.465
2019-03-05 21:00 | 0 | 0.628 | 0.55258 | 33.22
2019-03-05 22:00 | 0 | 0.731 | 0.5336 | 32.49
2019-03-05 23:00 | 0 | 0.778 | 0.50718 | 23.095
2019-03-06 | 0 | 0.79 | 0.48186 | 9.53
2019-03-06 01:00 | 0 | 0.794 | 0.47057 | -7.545
2019-03-06 02:00 | 0 | 0.802 | 0.45681 | 7.225
2019-03-06 03:00 | 0 | 0.818 | 0.45714 | -7.575
2019-03-06 04:00 | 0 | 0.816 | 0.46431 | 10.74
2019-03-06 05:00 | 0 | 0.807 | 0.48484 | 27.3
2019-03-06 06:00 | 0.026 | 0.805 | 0.513 | 29.29
2019-03-06 07:00 | 0.148 | 0.943 | 0.53265 | 37.095
2019-03-06 08:00 | 0.299 | 0.952 | 0.5362 | 38.96
2019-03-06 09:00 | 0.287 | 0.887 | 0.52886 | 38.92
2019-03-06 10:00 | 0.244 | 0.594 | 0.55076 | 39.52
2019-03-06 11:00 | 0.299 | 0.298 | 0.54469 | 39.305
2019-03-06 12:00 | 0.397 | 0.283 | 0.49471 | 39.045
2019-03-06 13:00 | 0.308 | 0.507 | 0.48164 | 39.78
2019-03-06 14:00 | 0.239 | 0.742 | 0.53063 | 69.67
2019-03-06 15:00 | 0.189 | 0.835 | 0.59027 | 57.565
2019-03-06 16:00 | 0.131 | 0.875 | 0.63195 | 89.77
2019-03-06 17:00 | 0.081 | 0.896 | 0.63525 | 63.025
2019-03-06 18:00 | 0.007 | 0.889 | 0.64009 | 72.51
2019-03-06 19:00 | 0 | 0.89 | 0.62976 | 58.39
2019-03-06 20:00 | 0 | 0.898 | 0.63306 | 65.455
2019-03-06 21:00 | 0 | 0.873 | 0.62672 | 34.92
2019-03-06 22:00 | 0 | 0.842 | 0.61019 | 32.57
2019-03-06 23:00 | 0 | 0.819 | 0.60446 | 28.81
2019-03-07 | 0 | 0.776 | 0.58727 | 24.15
2019-03-07 01:00 | 0 | 0.739 | 0.59984 | 24.205
2019-03-07 02:00 | 0 | 0.659 | 0.61916 | 31.58
2019-03-07 03:00 | 0 | 0.568 | 0.65669 | 38.885
2019-03-07 04:00 | 0 | 0.406 | 0.67854 | 39.105
2019-03-07 05:00 | 0 | 0.27 | 0.71908 | 58.42
2019-03-07 06:00 | 0.011 | 0.272 | 0.721 | 48.345
2019-03-07 07:00 | 0.064 | 0.186 | 0.70572 | 87.08
2019-03-07 08:00 | 0.137 | 0.148 | 0.69098 | 102.115
2019-03-07 09:00 | 0.292 | 0.051 | 0.67528 | 106.98
2019-03-07 10:00 | 0.532 | 0 | 0.66529 | 103.515
2019-03-07 11:00 | 0.652 | 0.028 | 0.66695 | 105.045
2019-03-07 12:00 | 0.619 | 0.102 | 0.64595 | 58.54
2019-03-07 13:00 | 0.525 | 0.224 | 0.62728 | 88.045
2019-03-07 14:00 | 0.425 | 0.357 | 0.63239 | 55.475
2019-03-07 15:00 | 0.296 | 0.473 | 0.63094 | 45.905
2019-03-07 16:00 | 0.102 | 0.522 | 0.64677 | 42.39
2019-03-07 17:00 | 0.03 | 0.454 | 0.66469 | 54.21
2019-03-07 18:00 | 0 | 0.396 | 0.69458 | 62.88
2019-03-07 19:00 | 0 | 0.36 | 0.69499 | 73.265
2019-03-07 20:00 | 0 | 0.255 | 0.70119 | 68.85
2019-03-07 21:00 | 0 | 0.154 | 0.70201 | 42.33
2019-03-07 22:00 | 0 | 0.07 | 0.69363 | 45.54
2019-03-07 23:00 | 0 | 0.009 | 0.68529 | 47.17
2019-03-08 | 0 | 0.046 | 0.68547 | 43.64
2019-03-08 01:00 | 0 | 0.178 | 0.68059 | 42.14
2019-03-08 02:00 | 0 | 0.074 | 0.68359 | 39.205
2019-03-08 03:00 | 0 | 0.01 | 0.69296 | 47.19
2019-03-08 04:00 | 0 | 0.001 | 0.69621 | 47.345
2019-03-08 05:00 | 0 | 0.003 | 0.69628 | 44.2
2019-03-08 06:00 | 0.019 | 0.002 | 0.69587 | 47.89
2019-03-08 07:00 | 0.091 | 0.001 | 0.68284 | 60.815
2019-03-08 08:00 | 0.143 | 0.008 | 0.64296 | 87.67
2019-03-08 09:00 | 0.209 | 0.127 | 0.6158 | 113.395
2019-03-08 10:00 | 0.25 | 0.123 | 0.60176 | 111.11
2019-03-08 11:00 | 0.238 | 0.074 | 0.59093 | 101.49
2019-03-08 12:00 | 0.25 | 0.097 | 0.55535 | 57.31
2019-03-08 13:00 | 0.254 | 0.151 | 0.55088 | 84.385
2019-03-08 14:00 | 0.214 | 0.177 | 0.56848 | 103.725
2019-03-08 15:00 | 0.179 | 0.176 | 0.61797 | 109.485
2019-03-08 16:00 | 0.107 | 0.212 | 0.65053 | 66.29
2019-03-08 17:00 | 0.032 | 0.322 | 0.65901 | 62.88
2019-03-08 18:00 | 0 | 0.422 | 0.68438 | 62.88
2019-03-08 19:00 | 0 | 0.441 | 0.69105 | 60.04
2019-03-08 20:00 | 0 | 0.577 | 0.68167 | 65.02
2019-03-08 21:00 | 0 | 0.657 | 0.67142 | 50.67
2019-03-08 22:00 | 0 | 0.61 | 0.658 | 33.315
2019-03-08 23:00 | 0 | 0.483 | 0.61009 | 34.34
2019-03-09 | 0 | 0.411 | 0.63085 | 35.235
2019-03-09 01:00 | 0 | 0.363 | 0.66256 | 35.14
2019-03-09 02:00 | 0 | 0.361 | 0.66565 | 39.5
2019-03-09 03:00 | 0 | 0.46 | 0.67 | 39.5
2019-03-09 04:00 | 0 | 0.6 | 0.67649 | 39.485
2019-03-09 05:00 | 0 | 0.645 | 0.67441 | 39.415
2019-03-09 06:00 | 0.059 | 0.504 | 0.67816 | 39.435
2019-03-09 07:00 | 0.292 | 0.605 | 0.69423 | 44.97
2019-03-09 08:00 | 0.356 | 0.721 | 0.68283 | 59.05
2019-03-09 09:00 | 0.433 | 0.642 | 0.67376 | 99.58
2019-03-09 10:00 | 0.604 | 0.331 | 0.66808 | 92.815
2019-03-09 11:00 | 0.627 | 0.106 | 0.64444 | 46.6
2019-03-09 12:00 | 0.542 | 0.039 | 0.61893 | 45.09
2019-03-09 13:00 | 0.554 | 0.012 | 0.60431 | 78.27
2019-03-09 14:00 | 0.535 | 0.014 | 0.62093 | 64.125
2019-03-09 15:00 | 0.292 | 0.05 | 0.61041 | 45.985
2019-03-09 16:00 | 0.094 | 0.161 | 0.5977 | 41.465
2019-03-09 17:00 | 0.025 | 0.33 | 0.58 | 37.49
2019-03-09 18:00 | 0 | 0.482 | 0.57876 | 38
2019-03-09 19:00 | 0 | 0.46 | 0.58805 | 42.97
2019-03-09 20:00 | 0 | 0.383 | 0.57898 | 34.175
2019-03-09 21:00 | 0 | 0.332 | 0.56965 | 32.355
2019-03-09 22:00 | 0 | 0.322 | 0.60933 | 40.25
2019-03-09 23:00 | 0 | 0.289 | 0.61487 | 40.025
2019-03-10 | 0 | 0.261 | 0.61627 | 40.445
2019-03-10 01:00 | 0 | 0.256 | 0.61329 | 40.265
2019-03-10 02:00 | 0 | 0.264 | 0.59286 | 39.535
2019-03-10 03:00 | 0 | 0.282 | 0.60244 | 39.45
2019-03-10 04:00 | 0 | 0.332 | 0.59642 | 39.37
2019-03-10 05:00 | 0 | 0.419 | 0.59199 | 39.615
2019-03-10 06:00 | 0.223 | 0.42 | 0.59215 | 39.81
2019-03-10 07:00 | 0.496 | 0.291 | 0.57315 | 40.035
2019-03-10 08:00 | 0.653 | 0.249 | 0.51955 | 37.49
2019-03-10 09:00 | 0.705 | 0.119 | 0.46547 | 37.49
2019-03-10 10:00 | 0.724 | 0.028 | 0.43172 | 45.105
2019-03-10 11:00 | 0.724 | 0.003 | 0.42529 | 44.84
2019-03-10 12:00 | 0.711 | 0.005 | 0.41334 | 60.63
2019-03-10 13:00 | 0.667 | 0.026 | 0.40654 | 41.515
2019-03-10 14:00 | 0.513 | 0.107 | 0.40195 | 36.3
2019-03-10 15:00 | 0.383 | 0.254 | 0.42742 | 54.28
2019-03-10 16:00 | 0.352 | 0.451 | 0.46603 | 48.21
2019-03-10 17:00 | 0.324 | 0.622 | 0.49688 | 50.185
2019-03-10 18:00 | 0.023 | 0.756 | 0.54016 | 64.195
2019-03-10 19:00 | 0 | 0.721 | 0.53537 | 62.88
2019-03-10 20:00 | 0 | 0.602 | 0.53151 | 43
2019-03-10 21:00 | 0 | 0.497 | 0.52978 | 38.035
2019-03-10 22:00 | 0 | 0.423 | 0.54009 | 36.965
2019-03-10 23:00 | 0 | 0.393 | 0.53497 | 39.93
2019-03-11 | 0 | 0.391 | 0.52488 | 33.835
2019-03-11 01:00 | 0 | 0.412 | 0.53565 | 37.415
2019-03-11 02:00 | 0 | 0.454 | 0.54283 | 37.41
2019-03-11 03:00 | 0 | 0.473 | 0.54562 | 40.01
2019-03-11 04:00 | 0 | 0.458 | 0.54782 | 46.385
2019-03-11 05:00 | 0 | 0.43 | 0.55177 | 38.745
2019-03-11 06:00 | 0.23 | 0.352 | 0.55792 | 47.035
2019-03-11 07:00 | 0.534 | 0.294 | 0.55704 | 72.32
2019-03-11 08:00 | 0.683 | 0.282 | 0.53005 | 48.845
2019-03-11 09:00 | 0.729 | 0.166 | 0.49467 | 50.65
2019-03-11 10:00 | 0.74 | 0.014 | 0.46174 | 41.075
2019-03-11 11:00 | 0.735 | 0 | 0.44164 | 42.43
2019-03-11 12:00 | 0.724 | 0.039 | 0.42973 | 38.81
2019-03-11 13:00 | 0.71 | 0.102 | 0.40772 | 35.035
2019-03-11 14:00 | 0.683 | 0.189 | 0.40362 | 37.49
2019-03-11 15:00 | 0.632 | 0.291 | 0.42797 | 43.065
2019-03-11 16:00 | 0.531 | 0.387 | 0.48113 | 105.65
2019-03-11 17:00 | 0.32 | 0.467 | 0.52824 | 76.685
2019-03-11 18:00 | 0.022 | 0.669 | 0.5654 | 98.82
2019-03-11 19:00 | 0 | 0.716 | 0.58609 | 96.365
2019-03-11 20:00 | 0 | 0.622 | 0.56635 | 56.52
2019-03-11 21:00 | 0 | 0.541 | 0.54237 | 37.495
2019-03-11 22:00 | 0 | 0.481 | 0.52578 | 53.02
2019-03-11 23:00 | 0 | 0.448 | 0.53292 | 43.24
2019-03-12 | 0 | 0.42 | 0.52316 | 40.02
2019-03-12 01:00 | 0 | 0.373 | 0.52841 | 39.555
2019-03-12 02:00 | 0 | 0.329 | 0.52709 | 36
2019-03-12 03:00 | 0 | 0.311 | 0.52806 | 36.86
2019-03-12 04:00 | 0 | 0.32 | 0.5519 | 43.245
2019-03-12 05:00 | 0 | 0.36 | 0.55349 | 45.69
2019-03-12 06:00 | 0.194 | 0.35 | 0.55445 | 56.885
2019-03-12 07:00 | 0.405 | 0.139 | 0.54082 | 67.945
2019-03-12 08:00 | 0.494 | 0.155 | 0.50971 | 37.49
2019-03-12 09:00 | 0.543 | 0.066 | 0.47923 | 54.255
2019-03-12 10:00 | 0.572 | 0.014 | 0.4579 | 58.045
2019-03-12 11:00 | 0.586 | 0.001 | 0.44871 | 80.955
2019-03-12 12:00 | 0.587 | 0.037 | 0.44089 | 79.365
2019-03-12 13:00 | 0.591 | 0.156 | 0.41907 | 37.49
2019-03-12 14:00 | 0.574 | 0.314 | 0.42143 | 37.49
2019-03-12 15:00 | 0.511 | 0.491 | 0.46811 | 59.96
2019-03-12 16:00 | 0.398 | 0.659 | 0.5072 | 60.435
2019-03-12 17:00 | 0.203 | 0.73 | 0.53628 | 62.88
2019-03-12 18:00 | 0.013 | 0.748 | 0.58213 | 66.675
2019-03-12 19:00 | 0 | 0.703 | 0.60767 | 68.785
2019-03-12 20:00 | 0 | 0.587 | 0.59244 | 61.355
2019-03-12 21:00 | 0 | 0.462 | 0.57275 | 52.715
2019-03-12 22:00 | 0 | 0.37 | 0.57914 | 42.35
2019-03-12 23:00 | 0 | 0.326 | 0.57497 | 58.66
2019-03-13 | 0 | 0.301 | 0.54793 | 40.17
2019-03-13 01:00 | 0 | 0.31 | 0.5386 | 40.595
2019-03-13 02:00 | 0 | 0.313 | 0.54941 | 40.965
2019-03-13 03:00 | 0 | 0.301 | 0.54194 | 32.4
2019-03-13 04:00 | 0 | 0.27 | 0.54766 | 41.12
2019-03-13 05:00 | 0 | 0.203 | 0.55583 | 40.45
2019-03-13 06:00 | 0.053 | 0.151 | 0.55627 | 41.56
2019-03-13 07:00 | 0.348 | 0.107 | 0.54963 | 75.82
2019-03-13 08:00 | 0.58 | 0.059 | 0.51932 | 43.74
2019-03-13 09:00 | 0.675 | 0.003 | 0.48298 | 41.635
2019-03-13 10:00 | 0.728 | 0.01 | 0.45468 | 41.525
2019-03-13 11:00 | 0.734 | 0.025 | 0.42751 | 40.785
2019-03-13 12:00 | 0.724 | 0.057 | 0.40378 | 37.49
2019-03-13 13:00 | 0.711 | 0.121 | 0.40299 | 41.6
2019-03-13 14:00 | 0.683 | 0.29 | 0.40681 | 48.825
2019-03-13 15:00 | 0.595 | 0.518 | 0.42141 | 47.16
2019-03-13 16:00 | 0.334 | 0.748 | 0.46422 | 37.49
2019-03-13 17:00 | 0.154 | 0.848 | 0.508 | 37.255
2019-03-13 18:00 | 0.008 | 0.862 | 0.55484 | 49
2019-03-13 19:00 | 0 | 0.829 | 0.57278 | 55.265
2019-03-13 20:00 | 0 | 0.783 | 0.56679 | 42.885
2019-03-13 21:00 | 0 | 0.712 | 0.53352 | 35.695
2019-03-13 22:00 | 0 | 0.608 | 0.51118 | 32.25
2019-03-13 23:00 | 0 | 0.448 | 0.5226 | 27.975
2019-03-14 | 0 | 0.284 | 0.53675 | 39.53
2019-03-14 01:00 | 0 | 0.177 | 0.55767 | 39.265
2019-03-14 02:00 | 0 | 0.14 | 0.56657 | 40.74
2019-03-14 03:00 | 0 | 0.137 | 0.5621 | 40.79
2019-03-14 04:00 | 0 | 0.153 | 0.56192 | 40.895
2019-03-14 05:00 | 0 | 0.172 | 0.57429 | 40.46
2019-03-14 06:00 | 0.223 | 0.144 | 0.59742 | 43.755
2019-03-14 07:00 | 0.551 | 0.081 | 0.59317 | 47.68
2019-03-14 08:00 | 0.683 | 0.071 | 0.53506 | 45.54
2019-03-14 09:00 | 0.73 | 0.025 | 0.50019 | 46.565
2019-03-14 10:00 | 0.742 | 0.003 | 0.46468 | 42.675
2019-03-14 11:00 | 0.738 | 0 | 0.45222 | 42.39
2019-03-14 12:00 | 0.727 | 0.001 | 0.44505 | 43.985
2019-03-14 13:00 | 0.713 | 0.004 | 0.45518 | 43.985
2019-03-14 14:00 | 0.684 | 0.025 | 0.46437 | 35.95
2019-03-14 15:00 | 0.61 | 0.103 | 0.47998 | 47.5
2019-03-14 16:00 | 0.501 | 0.273 | 0.50436 | 65.915
2019-03-14 17:00 | 0.301 | 0.533 | 0.56135 | 68.34
2019-03-14 18:00 | 0.014 | 0.727 | 0.60985 | 64.445
2019-03-14 19:00 | 0 | 0.652 | 0.61672 | 66.275
2019-03-14 20:00 | 0 | 0.447 | 0.60374 | 51.18
2019-03-14 21:00 | 0 | 0.26 | 0.59721 | 42.235
2019-03-14 22:00 | 0 | 0.186 | 0.60545 | 40.52
2019-03-14 23:00 | 0 | 0.136 | 0.58899 | 37.745
2019-03-15 | 0 | 0.106 | 0.57714 | 35.18
2019-03-15 01:00 | 0 | 0.09 | 0.58963 | 40.415
2019-03-15 02:00 | 0 | 0.081 | 0.62044 | 42.07
2019-03-15 03:00 | 0 | 0.075 | 0.63531 | 42.075
2019-03-15 04:00 | 0 | 0.064 | 0.63731 | 42.665
2019-03-15 05:00 | 0 | 0.043 | 0.64172 | 47.405
2019-03-15 06:00 | 0.219 | 0.021 | 0.65547 | 79.585
2019-03-15 07:00 | 0.557 | 0.01 | 0.62833 | 51.98
2019-03-15 08:00 | 0.683 | 0.012 | 0.57257 | 44.4
2019-03-15 09:00 | 0.732 | 0.044 | 0.52304 | 48.145
2019-03-15 10:00 | 0.747 | 0.105 | 0.49175 | 51.93
2019-03-15 11:00 | 0.748 | 0.175 | 0.47002 | 51.795
2019-03-15 12:00 | 0.739 | 0.263 | 0.4591 | 38.69
2019-03-15 13:00 | 0.729 | 0.37 | 0.45981 | 44.97
2019-03-15 14:00 | 0.71 | 0.495 | 0.45981 | 44.97
2019-03-15 15:00 | 0.662 | 0.622 | 0.47661 | 50.24
2019-03-15 16:00 | 0.567 | 0.705 | 0.514 | 75.905
2019-03-15 17:00 | 0.357 | 0.739 | 0.55556 | 54.21
2019-03-15 18:00 | 0.018 | 0.73 | 0.56883 | 54.21
2019-03-15 19:00 | 0 | 0.704 | 0.58016 | 68.645
2019-03-15 20:00 | 0 | 0.646 | 0.60076 | 62.88
2019-03-15 21:00 | 0 | 0.523 | 0.61147 | 51.675
2019-03-15 22:00 | 0 | 0.406 | 0.62179 | 42.58
2019-03-15 23:00 | 0 | 0.301 | 0.61957 | 40.635
2019-03-16 | 0 | 0.249 | 0.62504 | 41.905
2019-03-16 01:00 | 0 | 0.235 | 0.6342 | 42.475
2019-03-16 02:00 | 0 | 0.243 | 0.65567 | 44.4
2019-03-16 03:00 | 0 | 0.254 | 0.66596 | 42.085
2019-03-16 04:00 | 0 | 0.251 | 0.6678 | 44.4
2019-03-16 05:00 | 0 | 0.244 | 0.66781 | 45.36
2019-03-16 06:00 | 0.21 | 0.238 | 0.67521 | 46.345
2019-03-16 07:00 | 0.583 | 0.206 | 0.63383 | 47.24
2019-03-16 08:00 | 0.73 | 0.146 | 0.55427 | 37.46
2019-03-16 09:00 | 0.774 | 0.079 | 0.49898 | 41.695
2019-03-16 10:00 | 0.784 | 0.019 | 0.46383 | 32.3
2019-03-16 11:00 | 0.775 | 0 | 0.43369 | 23.895
2019-03-16 12:00 | 0.76 | 0 | 0.43219 | 24.08
2019-03-16 13:00 | 0.748 | 0.032 | 0.43425 | 23.89
2019-03-16 14:00 | 0.726 | 0.162 | 0.434 | 23.965
2019-03-16 15:00 | 0.679 | 0.298 | 0.46613 | 43.38
2019-03-16 16:00 | 0.584 | 0.463 | 0.509 | 47.29
2019-03-16 17:00 | 0.366 | 0.618 | 0.56811 | 74.91
2019-03-16 18:00 | 0.016 | 0.77 | 0.61443 | 81.33
2019-03-16 19:00 | 0 | 0.763 | 0.60118 | 49.06
2019-03-16 20:00 | 0 | 0.704 | 0.57504 | 41.25
2019-03-16 21:00 | 0 | 0.658 | 0.57569 | 45.445
2019-03-16 22:00 | 0 | 0.593 | 0.57196 | 38.16
2019-03-16 23:00 | 0 | 0.507 | 0.55018 | 24.67
2019-03-17 | 0 | 0.433 | 0.55816 | 39.95
2019-03-17 01:00 | 0 | 0.34 | 0.55944 | 39.52
2019-03-17 02:00 | 0 | 0.238 | 0.57098 | 40.49
2019-03-17 03:00 | 0 | 0.187 | 0.58668 | 40.73
2019-03-17 04:00 | 0 | 0.158 | 0.6003 | 40.435
2019-03-17 05:00 | 0 | 0.137 | 0.60313 | 42.38
2019-03-17 06:00 | 0.191 | 0.092 | 0.62446 | 44.305
2019-03-17 07:00 | 0.553 | 0.031 | 0.61355 | 45.11
2019-03-17 08:00 | 0.691 | 0.01 | 0.56359 | 45.375
2019-03-17 09:00 | 0.748 | 0 | 0.53177 | 45.33
2019-03-17 10:00 | 0.759 | 0.001 | 0.4818 | 39.725
2019-03-17 11:00 | 0.756 | 0.005 | 0.4642 | 43.005
2019-03-17 12:00 | 0.745 | 0.002 | 0.47272 | 54.605
2019-03-17 13:00 | 0.732 | 0 | 0.47719 | 73.315
2019-03-17 14:00 | 0.693 | 0 | 0.4802 | 79.465
2019-03-17 15:00 | 0.634 | 0 | 0.49195 | 70.215
2019-03-17 16:00 | 0.339 | 0.013 | 0.51895 | 62.465
2019-03-17 17:00 | 0.133 | 0.153 | 0.5768 | 57.345
2019-03-17 18:00 | 0.001 | 0.488 | 0.63541 | 83.31
2019-03-17 19:00 | 0 | 0.537 | 0.65351 | 75.175
2019-03-17 20:00 | 0 | 0.44 | 0.62155 | 71.07
2019-03-17 21:00 | 0 | 0.33 | 0.62567 | 63.745
2019-03-17 22:00 | 0 | 0.232 | 0.62843 | 46.245
2019-03-17 23:00 | 0 | 0.143 | 0.63507 | 44.12
2019-03-18 | 0 | 0.064 | 0.67271 | 44.405
2019-03-18 01:00 | 0 | 0.037 | 0.67851 | 41.77
2019-03-18 02:00 | 0 | 0.023 | 0.65565 | 40.955
2019-03-18 03:00 | 0 | 0.012 | 0.66237 | 41.515
2019-03-18 04:00 | 0 | 0.004 | 0.66974 | 44.095
2019-03-18 05:00 | 0 | 0.001 | 0.66406 | 46.345
2019-03-18 06:00 | 0.205 | 0 | 0.66988 | 62.905
2019-03-18 07:00 | 0.564 | 0 | 0.65268 | 93.745
2019-03-18 08:00 | 0.677 | 0.049 | 0.59706 | 60.06
2019-03-18 09:00 | 0.724 | 0.07 | 0.56011 | 81.7
2019-03-18 10:00 | 0.737 | 0.021 | 0.54205 | 76.415
2019-03-18 11:00 | 0.715 | 0.005 | 0.54166 | 140.955
2019-03-18 12:00 | 0.702 | 0.002 | 0.52206 | 108.465
2019-03-18 13:00 | 0.709 | 0.001 | 0.51664 | 66.355
2019-03-18 14:00 | 0.687 | 0 | 0.51241 | 99.1
2019-03-18 15:00 | 0.582 | 0 | 0.5323 | 59.735
2019-03-18 16:00 | 0.443 | 0 | 0.56405 | 64.54
2019-03-18 17:00 | 0.22 | 0.028 | 0.57044 | 57.72
2019-03-18 18:00 | 0.002 | 0.388 | 0.5851 | 59.2
2019-03-18 19:00 | 0 | 0.551 | 0.59302 | 57.45
2019-03-18 20:00 | 0 | 0.499 | 0.58247 | 57.3
2019-03-18 21:00 | 0 | 0.366 | 0.59528 | 43.515
2019-03-18 22:00 | 0 | 0.216 | 0.58561 | 48.955
2019-03-18 23:00 | 0 | 0.105 | 0.58008 | 50.075
2019-03-19 | 0 | 0.035 | 0.58401 | 47.06
2019-03-19 01:00 | 0 | 0.008 | 0.59144 | 46.595
2019-03-19 02:00 | 0 | 0.006 | 0.60218 | 46.94
2019-03-19 03:00 | 0 | 0.025 | 0.61631 | 46.28
2019-03-19 04:00 | 0 | 0.058 | 0.60602 | 93.4
2019-03-19 05:00 | 0 | 0.074 | 0.59926 | 88.685
2019-03-19 06:00 | 0.13 | 0.057 | 0.61363 | 108.44
2019-03-19 07:00 | 0.442 | 0.02 | 0.59107 | 99
2019-03-19 08:00 | 0.603 | 0.031 | 0.55529 | 91.95
2019-03-19 09:00 | 0.697 | 0.075 | 0.53828 | 77.935
2019-03-19 10:00 | 0.731 | 0.09 | 0.51282 | 78.25
2019-03-19 11:00 | 0.736 | 0.108 | 0.49495 | 122.72
2019-03-19 12:00 | 0.728 | 0.07 | 0.47941 | 61.23
2019-03-19 13:00 | 0.715 | 0.055 | 0.47582 | 61.035
2019-03-19 14:00 | 0.685 | 0.096 | 0.48876 | 58.24
2019-03-19 15:00 | 0.622 | 0.27 | 0.50918 | 62.08
2019-03-19 16:00 | 0.461 | 0.605 | 0.55017 | 134.695
2019-03-19 17:00 | 0.241 | 0.84 | 0.59365 | 125.165
2019-03-19 18:00 | 0.005 | 0.871 | 0.6253 | 92.43
2019-03-19 19:00 | 0 | 0.767 | 0.63061 | 110.405
2019-03-19 20:00 | 0 | 0.616 | 0.62169 | 84.74
2019-03-19 21:00 | 0 | 0.534 | 0.61506 | 59.78
2019-03-19 22:00 | 0 | 0.485 | 0.61179 | 121.515
2019-03-19 23:00 | 0 | 0.448 | 0.62934 | 112.045
2019-03-20 | 0 | 0.406 | 0.63785 | 95.295
2019-03-20 01:00 | 0 | 0.338 | 0.64352 | 99.43
2019-03-20 02:00 | 0 | 0.262 | 0.63834 | 105.65
2019-03-20 03:00 | 0 | 0.217 | 0.63095 | 86.09
2019-03-20 04:00 | 0 | 0.171 | 0.62649 | 93.825
2019-03-20 05:00 | 0 | 0.122 | 0.64351 | 89.955
2019-03-20 06:00 | 0.062 | 0.084 | 0.64915 | 79.89
2019-03-20 07:00 | 0.467 | 0.035 | 0.61639 | 77.83
2019-03-20 08:00 | 0.648 | 0.005 | 0.5838 | 81.165
2019-03-20 09:00 | 0.723 | 0 | 0.55588 | 89.475
2019-03-20 10:00 | 0.73 | 0.001 | 0.52532 | 113.355
2019-03-20 11:00 | 0.734 | 0.041 | 0.50835 | 109.21
2019-03-20 12:00 | 0.735 | 0.106 | 0.51123 | 183.03
2019-03-20 13:00 | 0.709 | 0.144 | 0.50757 | 126.925
2019-03-20 14:00 | 0.574 | 0.203 | 0.52444 | 137.61
2019-03-20 15:00 | 0.411 | 0.285 | 0.54505 | 158.27
2019-03-20 16:00 | 0.28 | 0.398 | 0.58056 | 160.315
2019-03-20 17:00 | 0.147 | 0.609 | 0.6101 | 123.64
2019-03-20 18:00 | 0.003 | 0.751 | 0.64242 | 128.48
2019-03-20 19:00 | 0 | 0.691 | 0.64057 | 120.8
2019-03-20 20:00 | 0 | 0.559 | 0.64056 | 77.745
2019-03-20 21:00 | 0 | 0.43 | 0.67467 | 84.86
2019-03-20 22:00 | 0 | 0.348 | 0.70232 | 130.36
2019-03-20 23:00 | 0 | 0.291 | 0.67428 | 58.4
2019-03-21 | 0 | 0.267 | 0.66894 | 70.82
2019-03-21 01:00 | 0 | 0.244 | 0.68569 | 102.215
2019-03-21 02:00 | 0 | 0.181 | 0.69621 | 44.815
2019-03-21 03:00 | 0 | 0.114 | 0.68478 | 44.725
2019-03-21 04:00 | 0 | 0.07 | 0.68683 | 44.845
2019-03-21 05:00 | 0 | 0.024 | 0.69881 | 45.48
2019-03-21 06:00 | 0.021 | 0.005 | 0.7081 | 49.04
2019-03-21 07:00 | 0.145 | 0.001 | 0.69154 | 112.525
2019-03-21 08:00 | 0.448 | 0 | 0.67104 | 133.325
2019-03-21 09:00 | 0.433 | 0.002 | 0.64438 | 88.475
2019-03-21 10:00 | 0.414 | 0.018 | 0.60434 | 76.98
2019-03-21 11:00 | 0.461 | 0.055 | 0.56408 | 80.895
2019-03-21 12:00 | 0.644 | 0.075 | 0.55456 | 47.06
2019-03-21 13:00 | 0.702 | 0.093 | 0.53936 | 48.4
2019-03-21 14:00 | 0.678 | 0.133 | 0.54771 | 64.655
2019-03-21 15:00 | 0.617 | 0.217 | 0.57235 | 75.805
2019-03-21 16:00 | 0.495 | 0.316 | 0.61513 | 121.115
2019-03-21 17:00 | 0.254 | 0.481 | 0.66714 | 134.49
2019-03-21 18:00 | 0.003 | 0.674 | 0.69914 | 121.015
2019-03-21 19:00 | 0 | 0.676 | 0.69835 | 89.125
2019-03-21 20:00 | 0 | 0.574 | 0.69855 | 78.87
2019-03-21 21:00 | 0 | 0.449 | 0.70486 | 53.375
2019-03-21 22:00 | 0 | 0.37 | 0.7051 | 50.72
2019-03-21 23:00 | 0 | 0.272 | 0.70729 | 46.955
2019-03-22 | 0 | 0.174 | 0.6996 | 46.55
2019-03-22 01:00 | 0 | 0.137 | 0.69197 | 45.635
2019-03-22 02:00 | 0 | 0.13 | 0.67664 | 44.44
2019-03-22 03:00 | 0 | 0.128 | 0.66842 | 43.52
2019-03-22 04:00 | 0 | 0.12 | 0.67375 | 43.975
2019-03-22 05:00 | 0 | 0.098 | 0.70401 | 47
2019-03-22 06:00 | 0.076 | 0.084 | 0.72359 | 65.19
2019-03-22 07:00 | 0.321 | 0.057 | 0.6948 | 56.19
2019-03-22 08:00 | 0.508 | 0.032 | 0.6521 | 57.455
2019-03-22 09:00 | 0.65 | 0.002 | 0.61394 | 53.445
2019-03-22 10:00 | 0.742 | 0.001 | 0.57348 | 47.965
2019-03-22 11:00 | 0.745 | 0.003 | 0.53536 | 45.905
2019-03-22 12:00 | 0.736 | 0.026 | 0.4994 | 45.87
2019-03-22 13:00 | 0.72 | 0.133 | 0.4889 | 45.91
2019-03-22 14:00 | 0.688 | 0.286 | 0.48312 | 47.56
2019-03-22 15:00 | 0.628 | 0.455 | 0.50478 | 67.62
2019-03-22 16:00 | 0.512 | 0.639 | 0.54711 | 77.27
2019-03-22 17:00 | 0.193 | 0.791 | 0.55423 | 54.11
2019-03-22 18:00 | 0 | 0.869 | 0.55994 | 51.33
2019-03-22 19:00 | 0 | 0.888 | 0.55713 | 42.965
2019-03-22 20:00 | 0 | 0.89 | 0.5451 | 50.055
2019-03-22 21:00 | 0 | 0.869 | 0.53105 | 52.345
2019-03-22 22:00 | 0 | 0.816 | 0.53435 | 51.06
2019-03-22 23:00 | 0 | 0.728 | 0.51083 | 42.115
2019-03-23 | 0 | 0.597 | 0.4857 | 38.815
2019-03-23 01:00 | 0 | 0.518 | 0.47902 | 29.83
2019-03-23 02:00 | 0 | 0.559 | 0.47001 | 22.745
2019-03-23 03:00 | 0 | 0.838 | 0.45967 | 23.49
2019-03-23 04:00 | 0 | 0.876 | 0.45682 | 32.395
2019-03-23 05:00 | 0 | 0.901 | 0.46809 | 40.88
2019-03-23 06:00 | 0.117 | 0.923 | 0.49905 | 41.105
2019-03-23 07:00 | 0.484 | 0.957 | 0.48201 | 29.085
2019-03-23 08:00 | 0.639 | 0.959 | 0.42115 | 23.89
2019-03-23 09:00 | 0.699 | 0.934 | 0.3702 | 20.92
2019-03-23 10:00 | 0.736 | 0.877 | 0.34305 | 4.86
2019-03-23 11:00 | 0.74 | 0.81 | 0.33852 | 31.825
2019-03-23 12:00 | 0.73 | 0.744 | 0.34741 | 40.49
2019-03-23 13:00 | 0.716 | 0.678 | 0.36826 | 42.075
2019-03-23 14:00 | 0.694 | 0.642 | 0.37987 | 46.6
2019-03-23 15:00 | 0.633 | 0.639 | 0.41936 | 78.22
2019-03-23 16:00 | 0.517 | 0.673 | 0.47472 | 74.51
2019-03-23 17:00 | 0.228 | 0.761 | 0.55006 | 81.61
2019-03-23 18:00 | 0 | 0.837 | 0.61041 | 90.13
2019-03-23 19:00 | 0 | 0.851 | 0.61013 | 88.92
2019-03-23 20:00 | 0 | 0.862 | 0.59904 | 60.24
2019-03-23 21:00 | 0 | 0.85 | 0.58531 | 56.73
2019-03-23 22:00 | 0 | 0.847 | 0.5776 | 49.15
2019-03-23 23:00 | 0 | 0.839 | 0.55997 | 42.065
2019-03-24 | 0 | 0.825 | 0.51977 | 40.515
2019-03-24 01:00 | 0 | 0.735 | 0.53713 | 41.79
2019-03-24 02:00 | 0 | 0.691 | 0.53978 | 41.895
2019-03-24 03:00 | 0 | 0.685 | 0.52051 | 34.84
2019-03-24 04:00 | 0 | 0.703 | 0.5125 | 35.28
2019-03-24 05:00 | 0 | 0.721 | 0.51356 | 41.43
2019-03-24 06:00 | 0.138 | 0.723 | 0.51912 | 38.385
2019-03-24 07:00 | 0.534 | 0.865 | 0.49825 | 32.81
2019-03-24 08:00 | 0.686 | 0.928 | 0.42363 | 22.705
2019-03-24 09:00 | 0.747 | 0.895 | 0.37692 | 23.5
2019-03-24 10:00 | 0.771 | 0.838 | 0.35454 | 21.255
2019-03-24 11:00 | 0.773 | 0.774 | 0.3432 | -15
2019-03-24 12:00 | 0.766 | 0.712 | 0.33804 | 25.5
2019-03-24 13:00 | 0.758 | 0.663 | 0.34205 | 6.02
2019-03-24 14:00 | 0.738 | 0.646 | 0.35497 | 6.805
2019-03-24 15:00 | 0.693 | 0.671 | 0.38777 | 42.285
2019-03-24 16:00 | 0.599 | 0.724 | 0.43621 | 49.685
2019-03-24 17:00 | 0.38 | 0.785 | 0.51694 | 91.785
2019-03-24 18:00 | 0.005 | 0.884 | 0.579 | 91.185
2019-03-24 19:00 | 0 | 0.917 | 0.57928 | 92.36
2019-03-24 20:00 | 0 | 0.921 | 0.55024 | 67.705
2019-03-24 21:00 | 0 | 0.928 | 0.53154 | 49.3
2019-03-24 22:00 | 0 | 0.927 | 0.51784 | 46.66
2019-03-24 23:00 | 0 | 0.918 | 0.50144 | 44.09
2019-03-25 | 0 | 0.911 | 0.49896 | 44.63
2019-03-25 01:00 | 0 | 0.907 | 0.50776 | 45.375
2019-03-25 02:00 | 0 | 0.904 | 0.5034 | 35.615
2019-03-25 03:00 | 0 | 0.905 | 0.49975 | 34.46
2019-03-25 04:00 | 0 | 0.914 | 0.49781 | 45.51
2019-03-25 05:00 | 0 | 0.956 | 0.51792 | 46.99
2019-03-25 06:00 | 0.182 | 0.955 | 0.53894 | 47.115
2019-03-25 07:00 | 0.624 | 0.964 | 0.52 | 41.77
2019-03-25 08:00 | 0.744 | 0.964 | 0.44458 | 31.62
2019-03-25 09:00 | 0.791 | 0.962 | 0.38062 | 22.28
2019-03-25 10:00 | 0.804 | 0.942 | 0.35153 | 19.73
2019-03-25 11:00 | 0.795 | 0.895 | 0.34691 | 19.695
2019-03-25 12:00 | 0.781 | 0.806 | 0.35577 | 19.73
2019-03-25 13:00 | 0.768 | 0.696 | 0.37651 | 26.905
2019-03-25 14:00 | 0.741 | 0.61 | 0.39722 | 35.255
2019-03-25 15:00 | 0.687 | 0.545 | 0.42926 | 39.91
2019-03-25 16:00 | 0.583 | 0.507 | 0.48884 | 57.16
2019-03-25 17:00 | 0.351 | 0.616 | 0.56187 | 89.335
2019-03-25 18:00 | 0.002 | 0.871 | 0.61109 | 72.74
2019-03-25 19:00 | 0 | 0.915 | 0.59101 | 43.3
2019-03-25 20:00 | 0 | 0.907 | 0.57278 | 36.94
2019-03-25 21:00 | 0 | 0.883 | 0.55678 | 47.385
2019-03-25 22:00 | 0 | 0.874 | 0.53193 | 43.215
2019-03-25 23:00 | 0 | 0.895 | 0.51174 | 33.69
2019-03-26 | 0 | 0.91 | 0.50429 | 24.335
2019-03-26 01:00 | 0 | 0.92 | 0.50317 | 24.15
2019-03-26 02:00 | 0 | 0.923 | 0.50339 | 23.45
2019-03-26 03:00 | 0 | 0.921 | 0.49959 | 22.725
2019-03-26 04:00 | 0 | 0.917 | 0.49891 | 23.615
2019-03-26 05:00 | 0 | 0.897 | 0.50864 | 35.28
2019-03-26 06:00 | 0.061 | 0.873 | 0.52425 | 35.31
2019-03-26 07:00 | 0.237 | 0.9 | 0.51873 | 39.29
2019-03-26 08:00 | 0.421 | 0.951 | 0.46361 | 29.92
2019-03-26 09:00 | 0.347 | 0.9 | 0.41909 | 25.89
2019-03-26 10:00 | 0.411 | 0.726 | 0.4011 | 25.89
2019-03-26 11:00 | 0.6 | 0.478 | 0.41394 | 43.145
2019-03-26 12:00 | 0.508 | 0.269 | 0.45073 | 45.265
2019-03-26 13:00 | 0.396 | 0.111 | 0.48264 | 44.775
2019-03-26 14:00 | 0.315 | 0.024 | 0.51144 | 60.635
2019-03-26 15:00 | 0.23 | 0.004 | 0.54417 | 60.345
2019-03-26 16:00 | 0.253 | 0.034 | 0.57809 | 65.36
2019-03-26 17:00 | 0.062 | 0.105 | 0.6241 | 49.045
2019-03-26 18:00 | 0 | 0.167 | 0.65853 | 50.42
2019-03-26 19:00 | 0 | 0.335 | 0.65109 | 41.58
2019-03-26 20:00 | 0 | 0.597 | 0.63117 | 34.135
2019-03-26 21:00 | 0 | 0.727 | 0.61144 | 39.645
2019-03-26 22:00 | 0 | 0.676 | 0.60387 | 43.485
2019-03-26 23:00 | 0 | 0.597 | 0.61161 | 35.14
2019-03-27 | 0 | 0.562 | 0.6058 | 24.15
2019-03-27 01:00 | 0 | 0.467 | 0.59882 | 23.08
2019-03-27 02:00 | 0 | 0.317 | 0.59614 | 22.96
2019-03-27 03:00 | 0 | 0.258 | 0.61909 | 26.64
2019-03-27 04:00 | 0 | 0.354 | 0.64224 | 26.64
2019-03-27 05:00 | 0 | 0.521 | 0.67122 | 44.09
2019-03-27 06:00 | 0.075 | 0.634 | 0.70734 | 46.155
2019-03-27 07:00 | 0.39 | 0.464 | 0.69068 | 45.785
2019-03-27 08:00 | 0.472 | 0.594 | 0.62862 | 59.995
2019-03-27 09:00 | 0.484 | 0.454 | 0.5791 | 65.575
2019-03-27 10:00 | 0.552 | 0.14 | 0.535 | 44.715
2019-03-27 11:00 | 0.594 | 0.026 | 0.49778 | 44.465
2019-03-27 12:00 | 0.504 | 0.002 | 0.47397 | 39.01
2019-03-27 13:00 | 0.433 | 0 | 0.44999 | 35.18
2019-03-27 14:00 | 0.321 | 0.003 | 0.46546 | 34.985
2019-03-27 15:00 | 0.221 | 0.04 | 0.50626 | 40.035
2019-03-27 16:00 | 0.136 | 0.148 | 0.56775 | 53.615
2019-03-27 17:00 | 0.064 | 0.385 | 0.62832 | 57.21
2019-03-27 18:00 | 0 | 0.733 | 0.66655 | 50.11
2019-03-27 19:00 | 0 | 0.811 | 0.67107 | 43.995
2019-03-27 20:00 | 0 | 0.821 | 0.65421 | 40.545
2019-03-27 21:00 | 0 | 0.819 | 0.64198 | 36.19
2019-03-27 22:00 | 0 | 0.806 | 0.6343 | 38.255
2019-03-27 23:00 | 0 | 0.776 | 0.61159 | 29.835
2019-03-28 | 0 | 0.745 | 0.57468 | 21.26
2019-03-28 01:00 | 0 | 0.714 | 0.55587 | 6.12
2019-03-28 02:00 | 0 | 0.686 | 0.55733 | -9.94
2019-03-28 03:00 | 0 | 0.664 | 0.57409 | 22.55
2019-03-28 04:00 | 0 | 0.655 | 0.58682 | 23.49
2019-03-28 05:00 | 0 | 0.637 | 0.59264 | 42.53
2019-03-28 06:00 | 0.064 | 0.584 | 0.60181 | 45.625
2019-03-28 07:00 | 0.379 | 0.571 | 0.60205 | 46.19
2019-03-28 08:00 | 0.617 | 0.557 | 0.54585 | 43.145
2019-03-28 09:00 | 0.706 | 0.446 | 0.4981 | 37.52
2019-03-28 10:00 | 0.724 | 0.274 | 0.45307 | 23.3
2019-03-28 11:00 | 0.71 | 0.176 | 0.41665 | 19.44
2019-03-28 12:00 | 0.726 | 0.145 | 0.39594 | 18.9
2019-03-28 13:00 | 0.715 | 0.173 | 0.38665 | 19.17
2019-03-28 14:00 | 0.686 | 0.245 | 0.40053 | 23.3
2019-03-28 15:00 | 0.624 | 0.366 | 0.42801 | 24.52
2019-03-28 16:00 | 0.478 | 0.519 | 0.4756 | 35.545
2019-03-28 17:00 | 0.185 | 0.723 | 0.54124 | 38.535
2019-03-28 18:00 | 0 | 0.837 | 0.58303 | 38.8
2019-03-28 19:00 | 0 | 0.85 | 0.58374 | 39.89
2019-03-28 20:00 | 0 | 0.855 | 0.57225 | 42.335
2019-03-28 21:00 | 0 | 0.832 | 0.53839 | 37.635
2019-03-28 22:00 | 0 | 0.908 | 0.50039 | 38.015
2019-03-28 23:00 | 0 | 0.944 | 0.4865 | 29.645
2019-03-29 | 0 | 0.938 | 0.47573 | 22.955
2019-03-29 01:00 | 0 | 0.926 | 0.47297 | 21.055
2019-03-29 02:00 | 0 | 0.919 | 0.47712 | 22.19
2019-03-29 03:00 | 0 | 0.925 | 0.48789 | 22.45
2019-03-29 04:00 | 0 | 0.933 | 0.48652 | 22.635
2019-03-29 05:00 | 0 | 0.937 | 0.51352 | 40.665
2019-03-29 06:00 | 0.079 | 0.944 | 0.54015 | 41.4
2019-03-29 07:00 | 0.481 | 0.964 | 0.5273 | 38.395
2019-03-29 08:00 | 0.681 | 0.965 | 0.44498 | 27.735
2019-03-29 09:00 | 0.747 | 0.963 | 0.39157 | 6.12
2019-03-29 10:00 | 0.771 | 0.955 | 0.36613 | -9.37
2019-03-29 11:00 | 0.769 | 0.93 | 0.35474 | -9.655
2019-03-29 12:00 | 0.757 | 0.877 | 0.34978 | -9.37
2019-03-29 13:00 | 0.744 | 0.8 | 0.35594 | 7.39
2019-03-29 14:00 | 0.716 | 0.723 | 0.37845 | 34.355
2019-03-29 15:00 | 0.661 | 0.674 | 0.40917 | 32.52
2019-03-29 16:00 | 0.551 | 0.677 | 0.46545 | 37.965
2019-03-29 17:00 | 0.312 | 0.751 | 0.53044 | 37.895
2019-03-29 18:00 | 0 | 0.866 | 0.57465 | 37.985
2019-03-29 19:00 | 0 | 0.897 | 0.56749 | 36.895
2019-03-29 20:00 | 0 | 0.913 | 0.5437 | 44.05
2019-03-29 21:00 | 0 | 0.923 | 0.50187 | 34.54
2019-03-29 22:00 | 0 | 0.925 | 0.48442 | 34.175
2019-03-29 23:00 | 0 | 0.931 | 0.47412 | 33.195
2019-03-30 | 0 | 0.938 | 0.47717 | 33.04
2019-03-30 01:00 | 0 | 0.939 | 0.47741 | 24.52
2019-03-30 02:00 | 0 | 0.936 | 0.47934 | 24.335
2019-03-30 03:00 | 0 | 0.93 | 0.48169 | 24.335
2019-03-30 04:00 | 0 | 0.923 | 0.48452 | 32.525
2019-03-30 05:00 | 0 | 0.915 | 0.49898 | 33.145
2019-03-30 06:00 | 0.089 | 0.901 | 0.52108 | 34.29
2019-03-30 07:00 | 0.499 | 0.957 | 0.49953 | 29.515
2019-03-30 08:00 | 0.654 | 0.958 | 0.42583 | 23.945
2019-03-30 09:00 | 0.722 | 0.9 | 0.37128 | 22.19
2019-03-30 10:00 | 0.747 | 0.744 | 0.34043 | 7.105
2019-03-30 11:00 | 0.746 | 0.479 | 0.3462 | 27.04
2019-03-30 12:00 | 0.735 | 0.198 | 0.35688 | -9.37
2019-03-30 13:00 | 0.721 | 0.056 | 0.37502 | 26.155
2019-03-30 14:00 | 0.692 | 0.011 | 0.40932 | 44.525
2019-03-30 15:00 | 0.633 | 0.004 | 0.45786 | 67.615
2019-03-30 16:00 | 0.516 | 0.009 | 0.52405 | 85.92
2019-03-30 17:00 | 0.271 | 0.086 | 0.57774 | 90.825
2019-03-30 18:00 | 0 | 0.534 | 0.59094 | 69.595
2019-03-30 19:00 | 0 | 0.837 | 0.56507 | 65.7
2019-03-30 20:00 | 0 | 0.879 | 0.53694 | 41.48
2019-03-30 21:00 | 0 | 0.885 | 0.48866 | 30.21
2019-03-30 22:00 | 0 | 0.886 | 0.46292 | 23.04
2019-03-30 23:00 | 0 | 0.883 | 0.4676 | 22.595
2019-03-31 | 0 | 0.876 | 0.47625 | 32.63
2019-03-31 01:00 | 0 | 0.869 | 0.47082 | 27.7
2019-03-31 02:00 | 0 | 0.862 | 0.45488 | 22.99
2019-03-31 03:00 | 0 | 0.856 | 0.45719 | 22.875
2019-03-31 04:00 | 0 | 0.851 | 0.46517 | 24.15
2019-03-31 05:00 | 0 | 0.846 | 0.47284 | 32.175
2019-03-31 06:00 | 0.074 | 0.841 | 0.50029 | 38.225
2019-03-31 07:00 | 0.47 | 0.78 | 0.47751 | 34.98
2019-03-31 08:00 | 0.595 | 0.812 | 0.42712 | 26.28
2019-03-31 09:00 | 0.668 | 0.873 | 0.38598 | 22.945
2019-03-31 10:00 | 0.676 | 0.854 | 0.36681 | 35.075
2019-03-31 11:00 | 0.677 | 0.798 | 0.37479 | 31.345
2019-03-31 12:00 | 0.577 | 0.707 | 0.41473 | 44.22
2019-03-31 13:00 | 0.415 | 0.593 | 0.4762 | 43.3
2019-03-31 14:00 | 0.272 | 0.467 | 0.49375 | 153.56
2019-03-31 15:00 | 0.179 | 0.328 | 0.5644 | 185.635
2019-03-31 16:00 | 0.093 | 0.179 | 0.64469 | 143.55
2019-03-31 17:00 | 0.023 | 0.142 | 0.644 | 83.41
2019-03-31 18:00 | 0 | 0.306 | 0.65006 | 98.005
2019-03-31 19:00 | 0 | 0.441 | 0.63517 | 61.82
2019-03-31 20:00 | 0 | 0.425 | 0.62303 | 49.185
2019-03-31 21:00 | 0 | 0.306 | 0.58492 | 45.86
2019-03-31 22:00 | 0 | 0.212 | 0.56932 | 36.29
2019-03-31 23:00 | 0 | 0.141 | 0.54165 | 22.28
2019-04-01 | 0 | 0.063 | 0.5408 | 22.19
2019-04-01 01:00 | 0 | 0.009 | 0.52297 | 6.085
2019-04-01 02:00 | 0 | 0 | 0.53296 | 6.165
2019-04-01 03:00 | 0 | 0.038 | 0.53735 | 20.505
2019-04-01 04:00 | 0 | 0.163 | 0.57663 | 33.87
2019-04-01 05:00 | 0 | 0.224 | 0.63535 | 43.325
2019-04-01 06:00 | 0.014 | 0.254 | 0.66118 | 44.445
2019-04-01 07:00 | 0.289 | 0.142 | 0.66321 | 46.5
2019-04-01 08:00 | 0.506 | 0.245 | 0.64531 | 72.895
2019-04-01 09:00 | 0.461 | 0.534 | 0.634 | 70.34
2019-04-01 10:00 | 0.423 | 0.689 | 0.61731 | 95.75
2019-04-01 11:00 | 0.445 | 0.672 | 0.61803 | 95.195
2019-04-01 12:00 | 0.479 | 0.602 | 0.60228 | 100.17
2019-04-01 13:00 | 0.397 | 0.599 | 0.60966 | 101.565
2019-04-01 14:00 | 0.28 | 0.65 | 0.60776 | 74.585
2019-04-01 15:00 | 0.21 | 0.755 | 0.6237 | 55.715
2019-04-01 16:00 | 0.128 | 0.788 | 0.62413 | 54.935
2019-04-01 17:00 | 0.033 | 0.646 | 0.67339 | 103.335
2019-04-01 18:00 | 0 | 0.388 | 0.69567 | 83.635
2019-04-01 19:00 | 0 | 0.323 | 0.68995 | 99.05
2019-04-01 20:00 | 0 | 0.411 | 0.70456 | 71.345
2019-04-01 21:00 | 0 | 0.404 | 0.71108 | 48.78
2019-04-01 22:00 | 0 | 0.301 | 0.70004 | 44.87
2019-04-01 23:00 | 0 | 0.228 | 0.68907 | 44.225
2019-04-02 | 0 | 0.216 | 0.67746 | 44.02
2019-04-02 01:00 | 0 | 0.253 | 0.67963 | 43.825
2019-04-02 02:00 | 0 | 0.254 | 0.65837 | 43.655
2019-04-02 03:00 | 0 | 0.129 | 0.67812 | 43.455
2019-04-02 04:00 | 0 | 0.045 | 0.66316 | 43.6
2019-04-02 05:00 | 0 | 0.227 | 0.64187 | 47.07
2019-04-02 06:00 | 0.008 | 0.426 | 0.6932 | 58.455
2019-04-02 07:00 | 0.255 | 0.436 | 0.68519 | 69.1
2019-04-02 08:00 | 0.527 | 0.328 | 0.62805 | 65.485
2019-04-02 09:00 | 0.648 | 0.078 | 0.58036 | 53.195
2019-04-02 10:00 | 0.712 | 0.008 | 0.5491 | 43.915
2019-04-02 11:00 | 0.723 | 0.024 | 0.53563 | 43.48
2019-04-02 12:00 | 0.722 | 0.057 | 0.51494 | 44.04
2019-04-02 13:00 | 0.709 | 0.088 | 0.5074 | 44.75
2019-04-02 14:00 | 0.67 | 0.121 | 0.52226 | 46.425
2019-04-02 15:00 | 0.536 | 0.138 | 0.55864 | 47.23
2019-04-02 16:00 | 0.339 | 0.126 | 0.60236 | 47.265
2019-04-02 17:00 | 0.132 | 0.168 | 0.63843 | 72.2
2019-04-02 18:00 | 0 | 0.433 | 0.6701 | 94.295
2019-04-02 19:00 | 0 | 0.44 | 0.65921 | 50.72
2019-04-02 20:00 | 0 | 0.385 | 0.63181 | 47.83
2019-04-02 21:00 | 0 | 0.366 | 0.61765 | 45.395
2019-04-02 22:00 | 0 | 0.384 | 0.58916 | 38.7
2019-04-02 23:00 | 0 | 0.399 | 0.56801 | 33.785
2019-04-03 | 0 | 0.41 | 0.54879 | 22.635
2019-04-03 01:00 | 0 | 0.414 | 0.54806 | 22.18
2019-04-03 02:00 | 0 | 0.462 | 0.55326 | 22.515
2019-04-03 03:00 | 0 | 0.521 | 0.55511 | -9.94
2019-04-03 04:00 | 0 | 0.594 | 0.55041 | 22.63
2019-04-03 05:00 | 0 | 0.464 | 0.58464 | 41.61
2019-04-03 06:00 | 0.044 | 0.331 | 0.66899 | 43.225
2019-04-03 07:00 | 0.393 | 0.328 | 0.6534 | 43.67
2019-04-03 08:00 | 0.603 | 0.521 | 0.59717 | 43.53
2019-04-03 09:00 | 0.686 | 0.53 | 0.53986 | 28.435
2019-04-03 10:00 | 0.717 | 0.398 | 0.47656 | 25.89
2019-04-03 11:00 | 0.724 | 0.276 | 0.46782 | 26.48
2019-04-03 12:00 | 0.716 | 0.199 | 0.43879 | 23.21
2019-04-03 13:00 | 0.707 | 0.172 | 0.43539 | 31.33
2019-04-03 14:00 | 0.678 | 0.225 | 0.46308 | 40.74
2019-04-03 15:00 | 0.619 | 0.338 | 0.52112 | 47.51
2019-04-03 16:00 | 0.505 | 0.537 | 0.57515 | 59.485
2019-04-03 17:00 | 0.258 | 0.774 | 0.64133 | 104.555
2019-04-03 18:00 | 0 | 0.846 | 0.68057 | 107.68
2019-04-03 19:00 | 0 | 0.761 | 0.66955 | 75.09
2019-04-03 20:00 | 0 | 0.573 | 0.65758 | 48.805
2019-04-03 21:00 | 0 | 0.373 | 0.65054 | 45.2
2019-04-03 22:00 | 0 | 0.262 | 0.65001 | 47.325
2019-04-03 23:00 | 0 | 0.257 | 0.64059 | 45.005
2019-04-04 | 0 | 0.28 | 0.62883 | 29.6
2019-04-04 01:00 | 0 | 0.294 | 0.61933 | 24.335
2019-04-04 02:00 | 0 | 0.317 | 0.6131 | 23.235
2019-04-04 03:00 | 0 | 0.36 | 0.61441 | 23.36
2019-04-04 04:00 | 0 | 0.46 | 0.61007 | 23.615
2019-04-04 05:00 | 0 | 0.534 | 0.62457 | 43.69
2019-04-04 06:00 | 0.02 | 0.62 | 0.67797 | 46.485
2019-04-04 07:00 | 0.22 | 0.782 | 0.68018 | 69.245
2019-04-04 08:00 | 0.569 | 0.789 | 0.63633 | 46.645
2019-04-04 09:00 | 0.684 | 0.754 | 0.5868 | 45.73
2019-04-04 10:00 | 0.723 | 0.748 | 0.57468 | 44.675
2019-04-04 11:00 | 0.734 | 0.787 | 0.51511 | 33.62
2019-04-04 12:00 | 0.719 | 0.834 | 0.43764 | 20.865
2019-04-04 13:00 | 0.69 | 0.873 | 0.42122 | 20.865
2019-04-04 14:00 | 0.657 | 0.903 | 0.43044 | 6.57
2019-04-04 15:00 | 0.575 | 0.924 | 0.47883 | 32.35
2019-04-04 16:00 | 0.416 | 0.937 | 0.53553 | 43.16
2019-04-04 17:00 | 0.194 | 0.938 | 0.59084 | 44.195
2019-04-04 18:00 | 0 | 0.905 | 0.58938 | 37.26
2019-04-04 19:00 | 0 | 0.855 | 0.61226 | 45.54
2019-04-04 20:00 | 0 | 0.838 | 0.60646 | 46.035
2019-04-04 21:00 | 0 | 0.819 | 0.59826 | 44.57
2019-04-04 22:00 | 0 | 0.8 | 0.60878 | 43.155
2019-04-04 23:00 | 0 | 0.768 | 0.60718 | 33.72
2019-04-05 | 0 | 0.735 | 0.58822 | 23.045
2019-04-05 01:00 | 0 | 0.737 | 0.59022 | 22.915
2019-04-05 02:00 | 0 | 0.751 | 0.60941 | 33.025
2019-04-05 03:00 | 0 | 0.756 | 0.61546 | 23.615
2019-04-05 04:00 | 0 | 0.754 | 0.59979 | 23.49
2019-04-05 05:00 | 0 | 0.751 | 0.61499 | 42.795
2019-04-05 06:00 | 0.07 | 0.696 | 0.6591 | 51.91
2019-04-05 07:00 | 0.543 | 0.796 | 0.64082 | 67.195
2019-04-05 08:00 | 0.731 | 0.819 | 0.56141 | 43.64
2019-04-05 09:00 | 0.795 | 0.744 | 0.49982 | 34.11
2019-04-05 10:00 | 0.817 | 0.671 | 0.46316 | 23.705
2019-04-05 11:00 | 0.814 | 0.58 | 0.44196 | 22.36
2019-04-05 12:00 | 0.802 | 0.48 | 0.42943 | 22.55
2019-04-05 13:00 | 0.795 | 0.381 | 0.44445 | 23.535
2019-04-05 14:00 | 0.774 | 0.306 | 0.46529 | 23.35
2019-04-05 15:00 | 0.724 | 0.258 | 0.4933 | 24.08
2019-04-05 16:00 | 0.621 | 0.235 | 0.55786 | 46.335
2019-04-05 17:00 | 0.373 | 0.314 | 0.63629 | 63.52
2019-04-05 18:00 | 0 | 0.608 | 0.68462 | 78.245
2019-04-05 19:00 | 0 | 0.804 | 0.66057 | 56.355
2019-04-05 20:00 | 0 | 0.872 | 0.616 | 37.965
2019-04-05 21:00 | 0 | 0.876 | 0.61441 | 53.84
2019-04-05 22:00 | 0 | 0.852 | 0.6272 | 57.865
2019-04-05 23:00 | 0 | 0.818 | 0.61418 | 45.01
2019-04-06 | 0 | 0.794 | 0.60091 | 41.575
2019-04-06 01:00 | 0 | 0.782 | 0.59562 | 43.21
2019-04-06 02:00 | 0 | 0.788 | 0.61913 | 43.8
2019-04-06 03:00 | 0 | 0.786 | 0.61409 | 43.61
2019-04-06 04:00 | 0 | 0.777 | 0.61121 | 43.2
2019-04-06 05:00 | 0 | 0.751 | 0.62779 | 45.605
2019-04-06 06:00 | 0.064 | 0.718 | 0.63993 | 59.205
2019-04-06 07:00 | 0.525 | 0.446 | 0.6158 | 67.03
2019-04-06 08:00 | 0.677 | 0.227 | 0.55745 | 48.505
2019-04-06 09:00 | 0.738 | 0.148 | 0.50508 | 50.27
2019-04-06 10:00 | 0.759 | 0.031 | 0.46546 | 42.705
2019-04-06 11:00 | 0.755 | 0 | 0.42727 | 36.96
2019-04-06 12:00 | 0.745 | 0 | 0.40876 | 29.105
2019-04-06 13:00 | 0.737 | 0.007 | 0.399 | 22.36
2019-04-06 14:00 | 0.714 | 0.045 | 0.40274 | 23.13
2019-04-06 15:00 | 0.661 | 0.126 | 0.42812 | 32.37
2019-04-06 16:00 | 0.551 | 0.28 | 0.4805 | 43.935
2019-04-06 17:00 | 0.295 | 0.654 | 0.54512 | 35.62
2019-04-06 18:00 | 0 | 0.862 | 0.56805 | 60.58
2019-04-06 19:00 | 0 | 0.827 | 0.57042 | 43.09
2019-04-06 20:00 | 0 | 0.759 | 0.5633 | 43.28
2019-04-06 21:00 | 0 | 0.691 | 0.55792 | 50.075
2019-04-06 22:00 | 0 | 0.617 | 0.5465 | 45.96
2019-04-06 23:00 | 0 | 0.556 | 0.54861 | 43.825
2019-04-07 | 0 | 0.523 | 0.52715 | 41.34
2019-04-07 01:00 | 0 | 0.511 | 0.52696 | 41.305
2019-04-07 02:00 | 0 | 0.514 | 0.5197 | 26.415
2019-04-07 03:00 | 0 | 0.517 | 0.4952 | 25.695
2019-04-07 04:00 | 0 | 0.534 | 0.50687 | 27.1
2019-04-07 05:00 | 0 | 0.568 | 0.52653 | 32.6
2019-04-07 06:00 | 0.042 | 0.603 | 0.56628 | 35.14
2019-04-07 07:00 | 0.465 | 0.459 | 0.54916 | 34.145
2019-04-07 08:00 | 0.656 | 0.388 | 0.49693 | 34.15
2019-04-07 09:00 | 0.73 | 0.483 | 0.46216 | 34.155
2019-04-07 10:00 | 0.755 | 0.43 | 0.43449 | 29.06
2019-04-07 11:00 | 0.754 | 0.202 | 0.43037 | 20.885
2019-04-07 12:00 | 0.745 | 0.054 | 0.42105 | -15
2019-04-07 13:00 | 0.738 | 0.006 | 0.42382 | 20.885
2019-04-07 14:00 | 0.714 | 0 | 0.42509 | 20.965
2019-04-07 15:00 | 0.66 | 0 | 0.4347 | 22.47
2019-04-07 16:00 | 0.549 | 0.002 | 0.4874 | 43.935
2019-04-07 17:00 | 0.299 | 0.245 | 0.58464 | 57.52
2019-04-07 18:00 | 0 | 0.722 | 0.63059 | 70.44
2019-04-07 19:00 | 0 | 0.82 | 0.62345 | 54.3
2019-04-07 20:00 | 0 | 0.828 | 0.59981 | 44.495
2019-04-07 21:00 | 0 | 0.816 | 0.57982 | 45.335
2019-04-07 22:00 | 0 | 0.787 | 0.54954 | 39.355
2019-04-07 23:00 | 0 | 0.759 | 0.54228 | 24.335
2019-04-08 | 0 | 0.744 | 0.54097 | 22.955
2019-04-08 01:00 | 0 | 0.737 | 0.54959 | 33.705
2019-04-08 02:00 | 0 | 0.741 | 0.55678 | 22.55
2019-04-08 03:00 | 0 | 0.758 | 0.53392 | 22.83
2019-04-08 04:00 | 0 | 0.776 | 0.52859 | 23.575
2019-04-08 05:00 | 0 | 0.78 | 0.53989 | 39.045
2019-04-08 06:00 | 0.046 | 0.772 | 0.56764 | 47.62
2019-04-08 07:00 | 0.491 | 0.623 | 0.5647 | 52.85
2019-04-08 08:00 | 0.662 | 0.546 | 0.51383 | 44.325
2019-04-08 09:00 | 0.726 | 0.619 | 0.4694 | 44.025
2019-04-08 10:00 | 0.749 | 0.564 | 0.44914 | 41.29
2019-04-08 11:00 | 0.746 | 0.363 | 0.43453 | 41.265
2019-04-08 12:00 | 0.737 | 0.17 | 0.4262 | 31.21
2019-04-08 13:00 | 0.728 | 0.06 | 0.43241 | 34.545
2019-04-08 14:00 | 0.704 | 0.022 | 0.46333 | 31.78
2019-04-08 15:00 | 0.649 | 0.024 | 0.50728 | 32.68
2019-04-08 16:00 | 0.538 | 0.058 | 0.56814 | 31.895
2019-04-08 17:00 | 0.287 | 0.294 | 0.62636 | 32.36
2019-04-08 18:00 | 0 | 0.7 | 0.63678 | 35.81
2019-04-08 19:00 | 0 | 0.862 | 0.62617 | 36.425
2019-04-08 20:00 | 0 | 0.9 | 0.59366 | 37.25
2019-04-08 21:00 | 0 | 0.893 | 0.56749 | 42.8
2019-04-08 22:00 | 0 | 0.886 | 0.54473 | 35.28
2019-04-08 23:00 | 0 | 0.88 | 0.52616 | 6.165
2019-04-09 | 0 | 0.876 | 0.52364 | 20.965
2019-04-09 01:00 | 0 | 0.872 | 0.5301 | -9.94
2019-04-09 02:00 | 0 | 0.868 | 0.53253 | 4.86
2019-04-09 03:00 | 0 | 0.868 | 0.53159 | 4.86
2019-04-09 04:00 | 0 | 0.879 | 0.52272 | -9.94
2019-04-09 05:00 | 0 | 0.883 | 0.50681 | 23.165
2019-04-09 06:00 | 0.04 | 0.9 | 0.52687 | 41.135
2019-04-09 07:00 | 0.469 | 0.849 | 0.52046 | 41.645
2019-04-09 08:00 | 0.634 | 0.895 | 0.47247 | 28.25
2019-04-09 09:00 | 0.704 | 0.883 | 0.43115 | 23
2019-04-09 10:00 | 0.73 | 0.808 | 0.41942 | 22.725
2019-04-09 11:00 | 0.73 | 0.574 | 0.43839 | 28.61
2019-04-09 12:00 | 0.72 | 0.236 | 0.45175 | 30.48
2019-04-09 13:00 | 0.711 | 0.063 | 0.46089 | 39.08
2019-04-09 14:00 | 0.687 | 0.018 | 0.45966 | 54.215
2019-04-09 15:00 | 0.631 | 0.029 | 0.49094 | 54.735
2019-04-09 16:00 | 0.516 | 0.116 | 0.53981 | 75.65
2019-04-09 17:00 | 0.263 | 0.612 | 0.59485 | 59.86
2019-04-09 18:00 | 0 | 0.892 | 0.6113 | 59.4
2019-04-09 19:00 | 0 | 0.849 | 0.59095 | 51.55
2019-04-09 20:00 | 0 | 0.694 | 0.58795 | 54.635
2019-04-09 21:00 | 0 | 0.462 | 0.59364 | 41.735
2019-04-09 22:00 | 0 | 0.288 | 0.6115 | 36.245
2019-04-09 23:00 | 0 | 0.26 | 0.60766 | 38.905
2019-04-10 | 0 | 0.36 | 0.60497 | 41.635
2019-04-10 01:00 | 0 | 0.497 | 0.60773 | 34.73
2019-04-10 02:00 | 0 | 0.494 | 0.60779 | 28.61
2019-04-10 03:00 | 0 | 0.341 | 0.61231 | 28.61
2019-04-10 04:00 | 0 | 0.187 | 0.62373 | 40.985
2019-04-10 05:00 | 0 | 0.111 | 0.65157 | 44.15
2019-04-10 06:00 | 0.004 | 0.07 | 0.66179 | 46.695
2019-04-10 07:00 | 0.107 | 0.014 | 0.64808 | 45.92
2019-04-10 08:00 | 0.219 | 0.004 | 0.60413 | 46.13
2019-04-10 09:00 | 0.543 | 0.007 | 0.55849 | 49.01
2019-04-10 10:00 | 0.643 | 0 | 0.52782 | 45.705
2019-04-10 11:00 | 0.613 | 0.001 | 0.5049 | 44.04
2019-04-10 12:00 | 0.66 | 0.007 | 0.48466 | 41.79
2019-04-10 13:00 | 0.634 | 0.029 | 0.4863 | 34.76
2019-04-10 14:00 | 0.495 | 0.067 | 0.52713 | 45.67
2019-04-10 15:00 | 0.436 | 0.137 | 0.57039 | 55.415
2019-04-10 16:00 | 0.391 | 0.306 | 0.63081 | 66.42
2019-04-10 17:00 | 0.165 | 0.729 | 0.69299 | 109.71
2019-04-10 18:00 | 0 | 0.844 | 0.71724 | 85.505
2019-04-10 19:00 | 0 | 0.771 | 0.70337 | 41.99
2019-04-10 20:00 | 0 | 0.667 | 0.70331 | 39.51
2019-04-10 21:00 | 0 | 0.593 | 0.70948 | 38.13
2019-04-10 22:00 | 0 | 0.51 | 0.70193 | 46.31
2019-04-10 23:00 | 0 | 0.417 | 0.71439 | 43.97
2019-04-11 | 0 | 0.318 | 0.71699 | 42.46
2019-04-11 01:00 | 0 | 0.234 | 0.72288 | 41.865
2019-04-11 02:00 | 0 | 0.187 | 0.72243 | 42.415
2019-04-11 03:00 | 0 | 0.167 | 0.7224 | 42.495
2019-04-11 04:00 | 0 | 0.189 | 0.72187 | 43.265
2019-04-11 05:00 | 0 | 0.245 | 0.74171 | 44.43
2019-04-11 06:00 | 0.012 | 0.274 | 0.72773 | 46.245
2019-04-11 07:00 | 0.261 | 0.238 | 0.70075 | 45.54
2019-04-11 08:00 | 0.436 | 0.224 | 0.64362 | 42.475
2019-04-11 09:00 | 0.557 | 0.196 | 0.59217 | 42.46
2019-04-11 10:00 | 0.636 | 0.14 | 0.52687 | 41.34
2019-04-11 11:00 | 0.58 | 0.071 | 0.4856 | 40.62
2019-04-11 12:00 | 0.566 | 0.03 | 0.46781 | 28.61
2019-04-11 13:00 | 0.51 | 0.019 | 0.46014 | 26.97
2019-04-11 14:00 | 0.392 | 0.063 | 0.47157 | 38.285
2019-04-11 15:00 | 0.328 | 0.075 | 0.5404 | 44.7
2019-04-11 16:00 | 0.269 | 0.126 | 0.59594 | 40.835
2019-04-11 17:00 | 0.05 | 0.356 | 0.64547 | 37.49
2019-04-11 18:00 | 0 | 0.515 | 0.6752 | 42.92
2019-04-11 19:00 | 0 | 0.476 | 0.67588 | 37.36
2019-04-11 20:00 | 0 | 0.42 | 0.65452 | 36.435
2019-04-11 21:00 | 0 | 0.406 | 0.61972 | 36.865
2019-04-11 22:00 | 0 | 0.506 | 0.6092 | 45.085
2019-04-11 23:00 | 0 | 0.484 | 0.59478 | 44.35
2019-04-12 | 0 | 0.406 | 0.58101 | 33.22
2019-04-12 01:00 | 0 | 0.36 | 0.54975 | 6.12
2019-04-12 02:00 | 0 | 0.322 | 0.54822 | 21.055
2019-04-12 03:00 | 0 | 0.35 | 0.56628 | 23.04
2019-04-12 04:00 | 0 | 0.432 | 0.56617 | 23.72
2019-04-12 05:00 | 0 | 0.427 | 0.57951 | 43.34
2019-04-12 06:00 | 0.002 | 0.394 | 0.62592 | 44.25
2019-04-12 07:00 | 0.074 | 0.387 | 0.62384 | 45.05
2019-04-12 08:00 | 0.199 | 0.306 | 0.5694 | 45.21
2019-04-12 09:00 | 0.348 | 0.182 | 0.51017 | 28.25
2019-04-12 10:00 | 0.437 | 0.11 | 0.47536 | 34.895
2019-04-12 11:00 | 0.466 | 0.057 | 0.47845 | 44.165
2019-04-12 12:00 | 0.476 | 0.021 | 0.47402 | 44.225
2019-04-12 13:00 | 0.513 | 0.004 | 0.48519 | 44.54
2019-04-12 14:00 | 0.507 | 0 | 0.51574 | 45.27
2019-04-12 15:00 | 0.465 | 0 | 0.52352 | 40.675
2019-04-12 16:00 | 0.34 | 0 | 0.53764 | 35.585
2019-04-12 17:00 | 0.079 | 0.02 | 0.60272 | 35.825
2019-04-12 18:00 | 0 | 0.239 | 0.64 | 38.17
2019-04-12 19:00 | 0 | 0.433 | 0.63442 | 37.195
2019-04-12 20:00 | 0 | 0.488 | 0.62221 | 42.795
2019-04-12 21:00 | 0 | 0.546 | 0.61725 | 45.975
2019-04-12 22:00 | 0 | 0.547 | 0.62146 | 42.735
2019-04-12 23:00 | 0 | 0.473 | 0.61364 | 35.14
2019-04-13 | 0 | 0.396 | 0.62115 | 35.46
2019-04-13 01:00 | 0 | 0.326 | 0.60395 | 22.855
2019-04-13 02:00 | 0 | 0.271 | 0.59276 | 22.83
2019-04-13 03:00 | 0 | 0.212 | 0.5903 | 22.595
2019-04-13 04:00 | 0 | 0.219 | 0.58354 | 22.225
2019-04-13 05:00 | 0 | 0.244 | 0.58153 | 23.535
2019-04-13 06:00 | 0.004 | 0.277 | 0.60182 | 28.61
2019-04-13 07:00 | 0.158 | 0.187 | 0.59525 | 28.61
2019-04-13 08:00 | 0.499 | 0.349 | 0.5431 | 26.38
2019-04-13 09:00 | 0.649 | 0.599 | 0.4986 | 26.38
2019-04-13 10:00 | 0.687 | 0.643 | 0.47626 | 26.38
2019-04-13 11:00 | 0.689 | 0.634 | 0.46911 | 32.595
2019-04-13 12:00 | 0.689 | 0.602 | 0.49493 | 40.93
2019-04-13 13:00 | 0.637 | 0.564 | 0.5077 | 40.955
2019-04-13 14:00 | 0.478 | 0.498 | 0.52368 | 37.245
2019-04-13 15:00 | 0.327 | 0.406 | 0.52772 | 42.575
2019-04-13 16:00 | 0.173 | 0.374 | 0.58448 | 43.43
2019-04-13 17:00 | 0.04 | 0.477 | 0.64927 | 45.125
2019-04-13 18:00 | 0 | 0.565 | 0.69139 | 46.835
2019-04-13 19:00 | 0 | 0.523 | 0.70197 | 46.635
2019-04-13 20:00 | 0 | 0.373 | 0.67799 | 43.96
2019-04-13 21:00 | 0 | 0.246 | 0.65204 | 43.99
2019-04-13 22:00 | 0 | 0.21 | 0.63071 | 43.36
2019-04-13 23:00 | 0 | 0.26 | 0.63924 | 42.685
2019-04-14 | 0 | 0.306 | 0.65009 | 42.36
2019-04-14 01:00 | 0 | 0.372 | 0.67156 | 42.395
2019-04-14 02:00 | 0 | 0.357 | 0.67534 | 42.715
2019-04-14 03:00 | 0 | 0.374 | 0.66899 | 42.765
2019-04-14 04:00 | 0 | 0.377 | 0.65831 | 42.63
2019-04-14 05:00 | 0 | 0.271 | 0.65096 | 42.805
2019-04-14 06:00 | 0.001 | 0.159 | 0.65598 | 43.105
2019-04-14 07:00 | 0.075 | 0.122 | 0.64346 | 42.415
2019-04-14 08:00 | 0.248 | 0.125 | 0.6107 | 42.605
2019-04-14 09:00 | 0.301 | 0.095 | 0.55263 | 42.41
2019-04-14 10:00 | 0.502 | 0.078 | 0.51615 | 35.345
2019-04-14 11:00 | 0.681 | 0.114 | 0.47283 | 28.735
2019-04-14 12:00 | 0.746 | 0.195 | 0.47954 | 26.38
2019-04-14 13:00 | 0.749 | 0.316 | 0.4666 | 28.385
2019-04-14 14:00 | 0.725 | 0.44 | 0.48986 | 35.815
2019-04-14 15:00 | 0.668 | 0.504 | 0.50389 | 32.255
2019-04-14 16:00 | 0.549 | 0.499 | 0.53264 | 43.815
2019-04-14 17:00 | 0.28 | 0.504 | 0.61813 | 68.005
2019-04-14 18:00 | 0 | 0.554 | 0.67036 | 92.07
2019-04-14 19:00 | 0 | 0.501 | 0.66769 | 57.85
2019-04-14 20:00 | 0 | 0.411 | 0.66031 | 44.535
2019-04-14 21:00 | 0 | 0.305 | 0.64642 | 43.875
2019-04-14 22:00 | 0 | 0.274 | 0.62401 | 43.14
2019-04-14 23:00 | 0 | 0.28 | 0.61118 | 42.69
2019-04-15 | 0 | 0.306 | 0.60192 | 42.81
2019-04-15 01:00 | 0 | 0.353 | 0.61666 | 42.635
2019-04-15 02:00 | 0 | 0.338 | 0.60975 | 42.415
2019-04-15 03:00 | 0 | 0.294 | 0.58858 | 33.915
2019-04-15 04:00 | 0 | 0.265 | 0.58542 | 33.315
2019-04-15 05:00 | 0 | 0.283 | 0.60539 | 42.89
2019-04-15 06:00 | 0.003 | 0.306 | 0.63212 | 44.68
2019-04-15 07:00 | 0.16 | 0.277 | 0.6433 | 44.095
2019-04-15 08:00 | 0.524 | 0.342 | 0.60332 | 46.72
2019-04-15 09:00 | 0.627 | 0.314 | 0.56944 | 44.085
2019-04-15 10:00 | 0.708 | 0.304 | 0.50228 | 43.14
2019-04-15 11:00 | 0.699 | 0.294 | 0.48427 | 42.765
2019-04-15 12:00 | 0.756 | 0.272 | 0.4878 | 42.72
2019-04-15 13:00 | 0.753 | 0.245 | 0.49991 | 42.91
2019-04-15 14:00 | 0.74 | 0.243 | 0.51505 | 44.33
2019-04-15 15:00 | 0.671 | 0.269 | 0.54842 | 46.835
2019-04-15 16:00 | 0.518 | 0.294 | 0.59601 | 48.265
2019-04-15 17:00 | 0.282 | 0.351 | 0.6347 | 56.98
2019-04-15 18:00 | 0 | 0.523 | 0.6588 | 72.04
2019-04-15 19:00 | 0 | 0.521 | 0.66123 | 50.475
2019-04-15 20:00 | 0 | 0.47 | 0.65914 | 42.305
2019-04-15 21:00 | 0 | 0.434 | 0.65633 | 38.32
2019-04-15 22:00 | 0 | 0.425 | 0.64679 | 44.93
2019-04-15 23:00 | 0 | 0.38 | 0.63224 | 44.25
2019-04-16 | 0 | 0.379 | 0.60722 | 37.805
2019-04-16 01:00 | 0 | 0.433 | 0.59415 | 32.26
2019-04-16 02:00 | 0 | 0.391 | 0.59711 | 28.39
2019-04-16 03:00 | 0 | 0.39 | 0.59782 | 35.54
2019-04-16 04:00 | 0 | 0.38 | 0.59865 | 38.71
2019-04-16 05:00 | 0 | 0.286 | 0.60546 | 39.06
2019-04-16 06:00 | 0.002 | 0.248 | 0.63303 | 45.955
2019-04-16 07:00 | 0.171 | 0.14 | 0.65916 | 100.66
2019-04-16 08:00 | 0.342 | 0.237 | 0.62458 | 66.445
2019-04-16 09:00 | 0.647 | 0.296 | 0.53963 | 40.935
2019-04-16 10:00 | 0.702 | 0.267 | 0.4772 | 38.845
2019-04-16 11:00 | 0.71 | 0.302 | 0.46597 | 38.53
2019-04-16 12:00 | 0.726 | 0.364 | 0.45141 | 38.61
2019-04-16 13:00 | 0.669 | 0.48 | 0.45801 | 38.595
2019-04-16 14:00 | 0.516 | 0.597 | 0.47529 | 39.39
2019-04-16 15:00 | 0.46 | 0.676 | 0.5058 | 43.56
2019-04-16 16:00 | 0.23 | 0.712 | 0.55971 | 59.17
2019-04-16 17:00 | 0.158 | 0.695 | 0.61489 | 98.51
2019-04-16 18:00 | 0 | 0.58 | 0.63939 | 99.895
2019-04-16 19:00 | 0 | 0.505 | 0.65479 | 86.66
2019-04-16 20:00 | 0 | 0.492 | 0.65494 | 58.895
2019-04-16 21:00 | 0 | 0.488 | 0.66043 | 45.55
2019-04-16 22:00 | 0 | 0.481 | 0.66822 | 43.935
2019-04-16 23:00 | 0 | 0.476 | 0.67456 | 42.095
2019-04-17 | 0 | 0.461 | 0.6691 | 39.285
2019-04-17 01:00 | 0 | 0.445 | 0.664 | 39.215
2019-04-17 02:00 | 0 | 0.42 | 0.66051 | 39.195
2019-04-17 03:00 | 0 | 0.404 | 0.66603 | 39.2
2019-04-17 04:00 | 0 | 0.413 | 0.6745 | 39.295
2019-04-17 05:00 | 0 | 0.454 | 0.65767 | 42.115
2019-04-17 06:00 | 0.011 | 0.509 | 0.65609 | 44.945
2019-04-17 07:00 | 0.36 | 0.417 | 0.65321 | 47.69
2019-04-17 08:00 | 0.602 | 0.581 | 0.61074 | 46.53
2019-04-17 09:00 | 0.684 | 0.433 | 0.55407 | 41.335
2019-04-17 10:00 | 0.766 | 0.26 | 0.51227 | 40.865
2019-04-17 11:00 | 0.774 | 0.158 | 0.49661 | 39.285
2019-04-17 12:00 | 0.767 | 0.094 | 0.48236 | 39.24
2019-04-17 13:00 | 0.751 | 0.055 | 0.48173 | 39.185
2019-04-17 14:00 | 0.726 | 0.03 | 0.4988 | 39.52
2019-04-17 15:00 | 0.665 | 0.019 | 0.54234 | 43.41
2019-04-17 16:00 | 0.522 | 0.015 | 0.59372 | 46.055
2019-04-17 17:00 | 0.211 | 0.033 | 0.6454 | 67.47
2019-04-17 18:00 | 0 | 0.117 | 0.65609 | 73.365
2019-04-17 19:00 | 0 | 0.286 | 0.65655 | 40.13
2019-04-17 20:00 | 0 | 0.436 | 0.64381 | 32.135
2019-04-17 21:00 | 0 | 0.518 | 0.60621 | 32.02
2019-04-17 22:00 | 0 | 0.57 | 0.59317 | 32.56
2019-04-17 23:00 | 0 | 0.566 | 0.60716 | 40.27
2019-04-18 | 0 | 0.519 | 0.64388 | 39.215
2019-04-18 01:00 | 0 | 0.463 | 0.65431 | 38.9
2019-04-18 02:00 | 0 | 0.397 | 0.63951 | 38.845
2019-04-18 03:00 | 0 | 0.301 | 0.61457 | 31.555
2019-04-18 04:00 | 0 | 0.219 | 0.60795 | 38.55
2019-04-18 05:00 | 0 | 0.173 | 0.60216 | 39
2019-04-18 06:00 | 0 | 0.192 | 0.65823 | 59.1
2019-04-18 07:00 | 0.037 | 0.125 | 0.67052 | 155.375
2019-04-18 08:00 | 0.202 | 0.009 | 0.6386 | 58.07
2019-04-18 09:00 | 0.292 | 0.026 | 0.55647 | 41.015
2019-04-18 10:00 | 0.203 | 0.067 | 0.51105 | 39.05
2019-04-18 11:00 | 0.236 | 0.102 | 0.47751 | 38.815
2019-04-18 12:00 | 0.287 | 0.208 | 0.4506 | 24.03
2019-04-18 13:00 | 0.29 | 0.323 | 0.43386 | 22.115
2019-04-18 14:00 | 0.278 | 0.399 | 0.44105 | 27.29
2019-04-18 15:00 | 0.315 | 0.488 | 0.49571 | 35.565
2019-04-18 16:00 | 0.359 | 0.618 | 0.57472 | 32.56
2019-04-18 17:00 | 0.239 | 0.739 | 0.61164 | 42.54
2019-04-18 18:00 | 0 | 0.738 | 0.6438 | 69.88
2019-04-18 19:00 | 0 | 0.678 | 0.65265 | 47.095
2019-04-18 20:00 | 0 | 0.619 | 0.62441 | 30.95
2019-04-18 21:00 | 0 | 0.655 | 0.61007 | 40.19
2019-04-18 22:00 | 0 | 0.681 | 0.59917 | 46.685
2019-04-18 23:00 | 0 | 0.741 | 0.56278 | 39.965
2019-04-19 | 0 | 0.798 | 0.54652 | 40.03
2019-04-19 01:00 | 0 | 0.86 | 0.51327 | 8.695
2019-04-19 02:00 | 0 | 0.914 | 0.45993 | -5.105
2019-04-19 03:00 | 0 | 0.95 | 0.44037 | -5.18
2019-04-19 04:00 | 0 | 0.963 | 0.44179 | -5.135
2019-04-19 05:00 | 0 | 0.961 | 0.44582 | -5.135
2019-04-19 06:00 | 0.001 | 0.964 | 0.47776 | 22.965
2019-04-19 07:00 | 0.294 | 0.962 | 0.46838 | -5.06
2019-04-19 08:00 | 0.654 | 0.947 | 0.45514 | 24.635
2019-04-19 09:00 | 0.753 | 0.96 | 0.44875 | 13.57
2019-04-19 10:00 | 0.784 | 0.965 | 0.39242 | 24.15
2019-04-19 11:00 | 0.801 | 0.96 | 0.37612 | -5.135
2019-04-19 12:00 | 0.798 | 0.958 | 0.337 | -5.18
2019-04-19 13:00 | 0.798 | 0.957 | 0.32588 | -9.94
2019-04-19 14:00 | 0.768 | 0.955 | 0.34106 | 8.245
2019-04-19 15:00 | 0.675 | 0.954 | 0.38922 | 23.245
2019-04-19 16:00 | 0.563 | 0.952 | 0.44505 | 59.945
2019-04-19 17:00 | 0.344 | 0.942 | 0.54909 | 104.08
2019-04-19 18:00 | 0 | 0.883 | 0.61768 | 159.11
2019-04-19 19:00 | 0 | 0.798 | 0.6244 | 126.75
2019-04-19 20:00 | 0 | 0.694 | 0.62949 | 104.93
2019-04-19 21:00 | 0 | 0.469 | 0.63084 | 101.21
2019-04-19 22:00 | 0 | 0.338 | 0.61609 | 56.87
2019-04-19 23:00 | 0 | 0.406 | 0.60147 | 46.165
2019-04-20 | 0 | 0.555 | 0.61096 | 42.35
2019-04-20 01:00 | 0 | 0.611 | 0.60239 | 41.485
2019-04-20 02:00 | 0 | 0.662 | 0.58268 | 34.875
2019-04-20 03:00 | 0 | 0.686 | 0.57344 | 29.005
2019-04-20 04:00 | 0 | 0.685 | 0.58642 | 42.445
2019-04-20 05:00 | 0 | 0.669 | 0.59602 | 44.605
2019-04-20 06:00 | 0.007 | 0.649 | 0.59804 | 58.755
2019-04-20 07:00 | 0.409 | 0.57 | 0.60377 | 125.12
2019-04-20 08:00 | 0.647 | 0.749 | 0.55059 | 58.33
2019-04-20 09:00 | 0.741 | 0.774 | 0.47423 | 40.19
2019-04-20 10:00 | 0.797 | 0.723 | 0.41771 | 22.98
2019-04-20 11:00 | 0.808 | 0.697 | 0.3783 | 26.92
2019-04-20 12:00 | 0.803 | 0.678 | 0.37901 | 26.82
2019-04-20 13:00 | 0.801 | 0.671 | 0.39845 | 27.02
2019-04-20 14:00 | 0.778 | 0.657 | 0.43456 | 34.54
2019-04-20 15:00 | 0.72 | 0.658 | 0.48098 | 55.445
2019-04-20 16:00 | 0.595 | 0.701 | 0.54537 | 95.865
2019-04-20 17:00 | 0.367 | 0.723 | 0.61987 | 111.49
2019-04-20 18:00 | 0 | 0.77 | 0.63441 | 87.88
2019-04-20 19:00 | 0 | 0.785 | 0.60829 | 78.26
2019-04-20 20:00 | 0 | 0.765 | 0.59389 | 62.88
2019-04-20 21:00 | 0 | 0.751 | 0.58371 | 65.93
2019-04-20 22:00 | 0 | 0.759 | 0.58187 | 73.545
2019-04-20 23:00 | 0 | 0.772 | 0.58697 | 50.495
2019-04-21 | 0 | 0.77 | 0.5743 | 44.465
2019-04-21 01:00 | 0 | 0.757 | 0.56891 | 43.46
2019-04-21 02:00 | 0 | 0.747 | 0.57171 | 43.105
2019-04-21 03:00 | 0 | 0.746 | 0.55291 | 34.98
2019-04-21 04:00 | 0 | 0.751 | 0.54832 | 35.14
2019-04-21 05:00 | 0 | 0.756 | 0.54012 | 35.205
2019-04-21 06:00 | 0.005 | 0.751 | 0.54441 | 45.36
2019-04-21 07:00 | 0.232 | 0.614 | 0.54783 | 46.905
2019-04-21 08:00 | 0.658 | 0.885 | 0.506 | 46.435
2019-04-21 09:00 | 0.767 | 0.951 | 0.42441 | 9.545
2019-04-21 10:00 | 0.801 | 0.946 | 0.38642 | 7.3
2019-04-21 11:00 | 0.804 | 0.939 | 0.3708 | 21.905
2019-04-21 12:00 | 0.796 | 0.922 | 0.35923 | -5.18
2019-04-21 13:00 | 0.797 | 0.893 | 0.36513 | 7.24
2019-04-21 14:00 | 0.773 | 0.861 | 0.3892 | 10.7
2019-04-21 15:00 | 0.717 | 0.829 | 0.43922 | 35.295
2019-04-21 16:00 | 0.599 | 0.8 | 0.50794 | 74.23
2019-04-21 17:00 | 0.374 | 0.783 | 0.59568 | 73.155
2019-04-21 18:00 | 0 | 0.834 | 0.62402 | 77.135
2019-04-21 19:00 | 0 | 0.869 | 0.60933 | 79.66
2019-04-21 20:00 | 0 | 0.88 | 0.58475 | 52.345
2019-04-21 21:00 | 0 | 0.874 | 0.54698 | 38.255
2019-04-21 22:00 | 0 | 0.86 | 0.51246 | 24.52
2019-04-21 23:00 | 0 | 0.847 | 0.52406 | 35.28
2019-04-22 | 0 | 0.842 | 0.53383 | 30.745
2019-04-22 01:00 | 0 | 0.838 | 0.51999 | 25.675
2019-04-22 02:00 | 0 | 0.836 | 0.5157 | 24.335
2019-04-22 03:00 | 0 | 0.834 | 0.50301 | 25.73
2019-04-22 04:00 | 0 | 0.834 | 0.50394 | 26.96
2019-04-22 05:00 | 0 | 0.84 | 0.51462 | 27.04
2019-04-22 06:00 | 0.008 | 0.844 | 0.52266 | 39.905
2019-04-22 07:00 | 0.475 | 0.708 | 0.50574 | 37.415
2019-04-22 08:00 | 0.683 | 0.695 | 0.46484 | 28.19
2019-04-22 09:00 | 0.759 | 0.85 | 0.40613 | 8.235
2019-04-22 10:00 | 0.789 | 0.619 | 0.37124 | -5.09
2019-04-22 11:00 | 0.791 | 0.318 | 0.39469 | 33.28
2019-04-22 12:00 | 0.783 | 0.138 | 0.4198 | 33.63
2019-04-22 13:00 | 0.783 | 0.067 | 0.43365 | 33.93
2019-04-22 14:00 | 0.762 | 0.051 | 0.46081 | 36.655
2019-04-22 15:00 | 0.708 | 0.079 | 0.48623 | 35.485
2019-04-22 16:00 | 0.594 | 0.163 | 0.53063 | 30.225
2019-04-22 17:00 | 0.362 | 0.391 | 0.61793 | 41.235
2019-04-22 18:00 | 0 | 0.627 | 0.64741 | 39.64
2019-04-22 19:00 | 0 | 0.737 | 0.63333 | 39.18
2019-04-22 20:00 | 0 | 0.77 | 0.6183 | 34.465
2019-04-22 21:00 | 0 | 0.772 | 0.62148 | 39.22
2019-04-22 22:00 | 0 | 0.778 | 0.6051 | 41.65
2019-04-22 23:00 | 0 | 0.794 | 0.62351 | 41.39
2019-04-23 | 0 | 0.812 | 0.63714 | 41.175
2019-04-23 01:00 | 0 | 0.814 | 0.62075 | 41.165
2019-04-23 02:00 | 0 | 0.8 | 0.59437 | 42.21
2019-04-23 03:00 | 0 | 0.794 | 0.59861 | 42.745
2019-04-23 04:00 | 0 | 0.804 | 0.62113 | 45.27
2019-04-23 05:00 | 0 | 0.812 | 0.61968 | 44.855
2019-04-23 06:00 | 0.007 | 0.816 | 0.62771 | 99.4
2019-04-23 07:00 | 0.466 | 0.634 | 0.61727 | 47.645
2019-04-23 08:00 | 0.671 | 0.244 | 0.5734 | 48.915
2019-04-23 09:00 | 0.743 | 0.257 | 0.52896 | 48.325
2019-04-23 10:00 | 0.769 | 0.165 | 0.49492 | 46.46
2019-04-23 11:00 | 0.772 | 0.17 | 0.47528 | 38.075
2019-04-23 12:00 | 0.765 | 0.23 | 0.44969 | 32.56
2019-04-23 13:00 | 0.764 | 0.304 | 0.45894 | 38.37
2019-04-23 14:00 | 0.74 | 0.37 | 0.47499 | 41.56
2019-04-23 15:00 | 0.683 | 0.425 | 0.51491 | 37.975
2019-04-23 16:00 | 0.564 | 0.48 | 0.5711 | 30.34
2019-04-23 17:00 | 0.323 | 0.612 | 0.62631 | 30.705
2019-04-23 18:00 | 0 | 0.736 | 0.65524 | 30.925
2019-04-23 19:00 | 0 | 0.798 | 0.64612 | 31.185
2019-04-23 20:00 | 0 | 0.834 | 0.61096 | 32.245
2019-04-23 21:00 | 0 | 0.86 | 0.57275 | 33.89
2019-04-23 22:00 | 0 | 0.871 | 0.58907 | 42.3
2019-04-23 23:00 | 0 | 0.868 | 0.61255 | 41.495
2019-04-24 | 0 | 0.862 | 0.62446 | 40.765
2019-04-24 01:00 | 0 | 0.854 | 0.62458 | 40.59
2019-04-24 02:00 | 0 | 0.851 | 0.58213 | 27
2019-04-24 03:00 | 0 | 0.851 | 0.55359 | 25.73
2019-04-24 04:00 | 0 | 0.855 | 0.53961 | 25.73
2019-04-24 05:00 | 0 | 0.861 | 0.5467 | 33.995
2019-04-24 06:00 | 0.002 | 0.859 | 0.57557 | 42.13
2019-04-24 07:00 | 0.359 | 0.748 | 0.57812 | 43.995
2019-04-24 08:00 | 0.636 | 0.504 | 0.55298 | 42.875
2019-04-24 09:00 | 0.735 | 0.693 | 0.51469 | 41.42
2019-04-24 10:00 | 0.762 | 0.827 | 0.44329 | 23.24
2019-04-24 11:00 | 0.766 | 0.774 | 0.4044 | 22.075
2019-04-24 12:00 | 0.759 | 0.727 | 0.40296 | 23.11
2019-04-24 13:00 | 0.759 | 0.691 | 0.41947 | 41.32
2019-04-24 14:00 | 0.736 | 0.667 | 0.44183 | 37.59
2019-04-24 15:00 | 0.681 | 0.66 | 0.49194 | 34.795
2019-04-24 16:00 | 0.562 | 0.672 | 0.55848 | 30.495
2019-04-24 17:00 | 0.31 | 0.774 | 0.62856 | 30.68
2019-04-24 18:00 | 0 | 0.885 | 0.62905 | 30.575
2019-04-24 19:00 | 0 | 0.925 | 0.5925 | 30.39
2019-04-24 20:00 | 0 | 0.936 | 0.57317 | 31.205
2019-04-24 21:00 | 0 | 0.936 | 0.55015 | 40.425
2019-04-24 22:00 | 0 | 0.932 | 0.52535 | 40.69
2019-04-24 23:00 | 0 | 0.922 | 0.51465 | 34.05
2019-04-25 | 0 | 0.91 | 0.50686 | 27.21
2019-04-25 01:00 | 0 | 0.904 | 0.50254 | 25.605
2019-04-25 02:00 | 0 | 0.895 | 0.49139 | 25.585
2019-04-25 03:00 | 0 | 0.889 | 0.50436 | 27.02
2019-04-25 04:00 | 0 | 0.889 | 0.5132 | 27.27
2019-04-25 05:00 | 0 | 0.887 | 0.51759 | 27.825
2019-04-25 06:00 | 0.003 | 0.883 | 0.5229 | 37.885
2019-04-25 07:00 | 0.434 | 0.798 | 0.51437 | 35.13
2019-04-25 08:00 | 0.65 | 0.665 | 0.467 | 22.325
2019-04-25 09:00 | 0.729 | 0.836 | 0.41218 | -5.06
2019-04-25 10:00 | 0.758 | 0.798 | 0.39862 | -5.03
2019-04-25 11:00 | 0.759 | 0.666 | 0.39529 | 7.315
2019-04-25 12:00 | 0.753 | 0.624 | 0.38435 | -5.03
2019-04-25 13:00 | 0.753 | 0.627 | 0.38776 | 8.465
2019-04-25 14:00 | 0.731 | 0.653 | 0.40933 | 24.03
2019-04-25 15:00 | 0.677 | 0.69 | 0.43912 | 31.63
2019-04-25 16:00 | 0.561 | 0.729 | 0.4965 | 41.09
2019-04-25 17:00 | 0.302 | 0.814 | 0.57336 | 79.585
2019-04-25 18:00 | 0 | 0.898 | 0.56865 | 71.505
2019-04-25 19:00 | 0 | 0.929 | 0.53109 | 41.045
2019-04-25 20:00 | 0 | 0.943 | 0.50831 | 31.175
2019-04-25 21:00 | 0 | 0.949 | 0.50852 | 31.475
2019-04-25 22:00 | 0 | 0.954 | 0.51043 | 29.83
2019-04-25 23:00 | 0 | 0.957 | 0.50353 | 23.15
2019-04-26 | 0 | 0.95 | 0.50225 | 25.585
2019-04-26 01:00 | 0 | 0.913 | 0.50507 | 26.135
2019-04-26 02:00 | 0 | 0.909 | 0.50036 | 27
2019-04-26 03:00 | 0 | 0.907 | 0.4894 | 26.98
2019-04-26 04:00 | 0 | 0.907 | 0.48771 | 27.02
2019-04-26 05:00 | 0 | 0.907 | 0.50595 | 34.875
2019-04-26 06:00 | 0.002 | 0.908 | 0.51397 | 44.755
2019-04-26 07:00 | 0.419 | 0.86 | 0.50897 | 37.29
2019-04-26 08:00 | 0.637 | 0.897 | 0.46142 | 34.705
2019-04-26 09:00 | 0.72 | 0.96 | 0.40879 | 29.635
2019-04-26 10:00 | 0.753 | 0.94 | 0.37485 | 23.055
2019-04-26 11:00 | 0.758 | 0.871 | 0.35435 | 25.32
2019-04-26 12:00 | 0.753 | 0.78 | 0.36269 | 29.915
2019-04-26 13:00 | 0.755 | 0.691 | 0.3925 | 42.845
2019-04-26 14:00 | 0.732 | 0.641 | 0.42736 | 44.62
2019-04-26 15:00 | 0.677 | 0.649 | 0.48258 | 67.12
2019-04-26 16:00 | 0.558 | 0.702 | 0.53049 | 78.36
2019-04-26 17:00 | 0.287 | 0.803 | 0.58658 | 80.645
2019-04-26 18:00 | 0 | 0.893 | 0.58817 | 80.275
2019-04-26 19:00 | 0 | 0.926 | 0.55755 | 56.33
2019-04-26 20:00 | 0 | 0.939 | 0.54238 | 82.795
2019-04-26 21:00 | 0 | 0.945 | 0.53471 | 54.115
2019-04-26 22:00 | 0 | 0.948 | 0.52819 | 42.98
2019-04-26 23:00 | 0 | 0.916 | 0.51953 | 32.97
2019-04-27 | 0 | 0.877 | 0.49758 | 27.21
2019-04-27 01:00 | 0 | 0.867 | 0.49977 | 27.06
2019-04-27 02:00 | 0 | 0.862 | 0.48928 | 27.02
2019-04-27 03:00 | 0 | 0.855 | 0.4774 | 27
2019-04-27 04:00 | 0 | 0.852 | 0.49086 | 27.04
2019-04-27 05:00 | 0 | 0.862 | 0.50061 | 27.49
2019-04-27 06:00 | 0.001 | 0.872 | 0.49916 | 34.305
2019-04-27 07:00 | 0.413 | 0.796 | 0.4881 | 30.57
2019-04-27 08:00 | 0.641 | 0.754 | 0.44325 | 25.565
2019-04-27 09:00 | 0.726 | 0.908 | 0.38178 | 26.83
2019-04-27 10:00 | 0.76 | 0.777 | 0.355 | 9.53
2019-04-27 11:00 | 0.764 | 0.615 | 0.35986 | -5.09
2019-04-27 12:00 | 0.759 | 0.521 | 0.36552 | 7.315
2019-04-27 13:00 | 0.76 | 0.441 | 0.38943 | 30.68
2019-04-27 14:00 | 0.738 | 0.373 | 0.44162 | 44.175
2019-04-27 15:00 | 0.683 | 0.334 | 0.49738 | 57.495
2019-04-27 16:00 | 0.567 | 0.331 | 0.56789 | 94.94
2019-04-27 17:00 | 0.288 | 0.47 | 0.62637 | 100.62
2019-04-27 18:00 | 0 | 0.62 | 0.62355 | 81.375
2019-04-27 19:00 | 0 | 0.712 | 0.60064 | 76.195
2019-04-27 20:00 | 0 | 0.798 | 0.55212 | 45.54
2019-04-27 21:00 | 0 | 0.858 | 0.51096 | 43.365
2019-04-27 22:00 | 0 | 0.885 | 0.5004 | 31.1
2019-04-27 23:00 | 0 | 0.894 | 0.49533 | 27.1
2019-04-28 | 0 | 0.89 | 0.48758 | 27.02
2019-04-28 01:00 | 0 | 0.872 | 0.47434 | 25.46
2019-04-28 02:00 | 0 | 0.849 | 0.4749 | 24.385
2019-04-28 03:00 | 0 | 0.825 | 0.48714 | 26.68
2019-04-28 04:00 | 0 | 0.8 | 0.49701 | 26.97
2019-04-28 05:00 | 0 | 0.787 | 0.49938 | 27.04
2019-04-28 06:00 | 0.001 | 0.804 | 0.50887 | 27.27
2019-04-28 07:00 | 0.43 | 0.693 | 0.48847 | 27.04
2019-04-28 08:00 | 0.641 | 0.392 | 0.47094 | 43.555
2019-04-28 09:00 | 0.722 | 0.328 | 0.42158 | 30.62
2019-04-28 10:00 | 0.745 | 0.457 | 0.38749 | 34.68
2019-04-28 11:00 | 0.749 | 0.338 | 0.40277 | 44.085
2019-04-28 12:00 | 0.748 | 0.235 | 0.42514 | 42.495
2019-04-28 13:00 | 0.749 | 0.155 | 0.47063 | 45.175
2019-04-28 14:00 | 0.725 | 0.1 | 0.46643 | 32.375
2019-04-28 15:00 | 0.667 | 0.054 | 0.54303 | 66.605
2019-04-28 16:00 | 0.542 | 0.017 | 0.63072 | 66.69
2019-04-28 17:00 | 0.182 | 0.004 | 0.68297 | 102.02
2019-04-28 18:00 | 0 | 0.001 | 0.70378 | 96.015
2019-04-28 19:00 | 0 | 0.001 | 0.71027 | 67.25
2019-04-28 20:00 | 0 | 0.002 | 0.71697 | 70.465
2019-04-28 21:00 | 0 | 0.005 | 0.7204 | 67.26
2019-04-28 22:00 | 0 | 0.005 | 0.70544 | 45.03
2019-04-28 23:00 | 0 | 0.003 | 0.66261 | 42.54
2019-04-29 | 0 | 0.006 | 0.64717 | 38.595
2019-04-29 01:00 | 0 | 0.006 | 0.64204 | 24.52
2019-04-29 02:00 | 0 | 0.017 | 0.654 | 42.05
2019-04-29 03:00 | 0 | 0.045 | 0.65022 | 33.155
2019-04-29 04:00 | 0 | 0.066 | 0.63842 | 29.585
2019-04-29 05:00 | 0 | 0.074 | 0.66371 | 45.265
2019-04-29 06:00 | 0 | 0.115 | 0.6922 | 82.125
2019-04-29 07:00 | 0.068 | 0.236 | 0.71243 | 192.26
2019-04-29 08:00 | 0.209 | 0.31 | 0.70068 | 80.285
2019-04-29 09:00 | 0.303 | 0.399 | 0.65433 | 47.515
2019-04-29 10:00 | 0.317 | 0.245 | 0.61007 | 45.955
2019-04-29 11:00 | 0.586 | 0.189 | 0.57343 | 44.1
2019-04-29 12:00 | 0.635 | 0.309 | 0.53519 | 43.03
2019-04-29 13:00 | 0.642 | 0.551 | 0.49219 | 42.61
2019-04-29 14:00 | 0.684 | 0.751 | 0.48688 | 42.56
2019-04-29 15:00 | 0.619 | 0.863 | 0.47919 | 43.625
2019-04-29 16:00 | 0.475 | 0.901 | 0.51878 | 43.23
2019-04-29 17:00 | 0.178 | 0.892 | 0.57682 | 42.98
2019-04-29 18:00 | 0 | 0.8 | 0.60226 | 57.265
2019-04-29 19:00 | 0 | 0.774 | 0.61757 | 40.69
2019-04-29 20:00 | 0 | 0.792 | 0.61481 | 36.495
2019-04-29 21:00 | 0 | 0.815 | 0.58151 | 35.8
2019-04-29 22:00 | 0 | 0.798 | 0.59455 | 40.09
2019-04-29 23:00 | 0 | 0.748 | 0.60385 | 42.355
2019-04-30 | 0 | 0.737 | 0.59394 | 27.02
2019-04-30 01:00 | 0 | 0.724 | 0.57314 | 24.335
2019-04-30 02:00 | 0 | 0.66 | 0.55234 | 21.055
2019-04-30 03:00 | 0 | 0.6 | 0.541 | 23.13
2019-04-30 04:00 | 0 | 0.608 | 0.56036 | 34.19
2019-04-30 05:00 | 0 | 0.642 | 0.59367 | 42.345
2019-04-30 06:00 | 0 | 0.66 | 0.63541 | 99.925
2019-04-30 07:00 | 0.401 | 0.553 | 0.65273 | 124.355
2019-04-30 08:00 | 0.667 | 0.803 | 0.6102 | 53.63
2019-04-30 09:00 | 0.76 | 0.781 | 0.53644 | 45.28
2019-04-30 10:00 | 0.797 | 0.731 | 0.47381 | 28.36
2019-04-30 11:00 | 0.8 | 0.654 | 0.4522 | 25.665
2019-04-30 12:00 | 0.79 | 0.577 | 0.44722 | 24.15
2019-04-30 13:00 | 0.789 | 0.482 | 0.45994 | 34.85
2019-04-30 14:00 | 0.761 | 0.396 | 0.49062 | 35.025
2019-04-30 15:00 | 0.7 | 0.396 | 0.4928 | 33.635
2019-04-30 16:00 | 0.559 | 0.442 | 0.53233 | 43.925
2019-04-30 17:00 | 0.207 | 0.57 | 0.61914 | 87.47
2019-04-30 18:00 | 0 | 0.73 | 0.65142 | 130.84
2019-04-30 19:00 | 0 | 0.773 | 0.66021 | 40.975
2019-04-30 20:00 | 0 | 0.776 | 0.64457 | 44.84
2019-04-30 21:00 | 0 | 0.745 | 0.63484 | 44.06
2019-04-30 22:00 | 0 | 0.669 | 0.60069 | 29.035
2019-04-30 23:00 | 0 | 0.612 | 0.58725 | 20.3
2019-05-01 | 0 | 0.572 | 0.58599 | -5.09
2019-05-01 01:00 | 0 | 0.525 | 0.58425 | 8.285
2019-05-01 02:00 | 0 | 0.481 | 0.57231 | 5.88
2019-05-01 03:00 | 0 | 0.482 | 0.59646 | 23.78
2019-05-01 04:00 | 0 | 0.502 | 0.60612 | 25.545
2019-05-01 05:00 | 0 | 0.503 | 0.62058 | 34.74
2019-05-01 06:00 | 0 | 0.497 | 0.65155 | 44.96
2019-05-01 07:00 | 0.306 | 0.397 | 0.67073 | 46.595
2019-05-01 08:00 | 0.589 | 0.634 | 0.61728 | 37.615
2019-05-01 09:00 | 0.717 | 0.634 | 0.53862 | 34.86
2019-05-01 10:00 | 0.765 | 0.541 | 0.51655 | 39.695
2019-05-01 11:00 | 0.767 | 0.43 | 0.54506 | 43.02
2019-05-01 12:00 | 0.763 | 0.301 | 0.57437 | 43.14
2019-05-01 13:00 | 0.763 | 0.195 | 0.60928 | 44.06
2019-05-01 14:00 | 0.714 | 0.154 | 0.64317 | 43.895
2019-05-01 15:00 | 0.528 | 0.173 | 0.64864 | 45.485
2019-05-01 16:00 | 0.235 | 0.233 | 0.66136 | 75.95
2019-05-01 17:00 | 0.056 | 0.366 | 0.70109 | 96.66
2019-05-01 18:00 | 0 | 0.582 | 0.69932 | 70.99
2019-05-01 19:00 | 0 | 0.645 | 0.67784 | 70.88
2019-05-01 20:00 | 0 | 0.669 | 0.66502 | 62.825
2019-05-01 21:00 | 0 | 0.717 | 0.62845 | 45.42
2019-05-01 22:00 | 0 | 0.754 | 0.60215 | 39.57
2019-05-01 23:00 | 0 | 0.763 | 0.59436 | 34.65
2019-05-02 | 0 | 0.762 | 0.58627 | 22.745
2019-05-02 01:00 | 0 | 0.748 | 0.57056 | 21.905
2019-05-02 02:00 | 0 | 0.737 | 0.56386 | 22.925
2019-05-02 03:00 | 0 | 0.737 | 0.56229 | 24.15
2019-05-02 04:00 | 0 | 0.748 | 0.57413 | 26.775
2019-05-02 05:00 | 0 | 0.769 | 0.60475 | 42.265
2019-05-02 06:00 | 0 | 0.798 | 0.62928 | 43.475
2019-05-02 07:00 | 0.384 | 0.741 | 0.62854 | 39.89
2019-05-02 08:00 | 0.642 | 0.849 | 0.57419 | 36.135
2019-05-02 09:00 | 0.736 | 0.9 | 0.51103 | 25.89
2019-05-02 10:00 | 0.775 | 0.748 | 0.47268 | 21.71
2019-05-02 11:00 | 0.781 | 0.564 | 0.45796 | -11.01
2019-05-02 12:00 | 0.773 | 0.402 | 0.46284 | -10.975
2019-05-02 13:00 | 0.773 | 0.231 | 0.47919 | 22.265
2019-05-02 14:00 | 0.746 | 0.114 | 0.50836 | 24.385
2019-05-02 15:00 | 0.683 | 0.076 | 0.55275 | 38.99
2019-05-02 16:00 | 0.552 | 0.087 | 0.62912 | 44.905
2019-05-02 17:00 | 0.221 | 0.213 | 0.69992 | 91.68
2019-05-02 18:00 | 0 | 0.473 | 0.69489 | 89.2
2019-05-02 19:00 | 0 | 0.726 | 0.67269 | 73.48
2019-05-02 20:00 | 0 | 0.849 | 0.67364 | 71.035
2019-05-02 21:00 | 0 | 0.886 | 0.65952 | 49.21
2019-05-02 22:00 | 0 | 0.887 | 0.60995 | 43.985
2019-05-02 23:00 | 0 | 0.877 | 0.5838 | 35.22
2019-05-03 | 0 | 0.866 | 0.55805 | 27.04
2019-05-03 01:00 | 0 | 0.856 | 0.56214 | 27.03
2019-05-03 02:00 | 0 | 0.854 | 0.56549 | 27.04
2019-05-03 03:00 | 0 | 0.856 | 0.55488 | 27.02
2019-05-03 04:00 | 0 | 0.865 | 0.54984 | 27.04
2019-05-03 05:00 | 0 | 0.866 | 0.56155 | 43.325
2019-05-03 06:00 | 0 | 0.859 | 0.60087 | 50.59
2019-05-03 07:00 | 0.393 | 0.764 | 0.61245 | 80.8
2019-05-03 08:00 | 0.632 | 0.538 | 0.58103 | 50.165
2019-05-03 09:00 | 0.723 | 0.642 | 0.51763 | 47.295
2019-05-03 10:00 | 0.756 | 0.794 | 0.46678 | 43.375
2019-05-03 11:00 | 0.757 | 0.697 | 0.45362 | 43.315
2019-05-03 12:00 | 0.749 | 0.608 | 0.44465 | 22.54
2019-05-03 13:00 | 0.75 | 0.558 | 0.43762 | 22.02
2019-05-03 14:00 | 0.723 | 0.531 | 0.46345 | 23.245
2019-05-03 15:00 | 0.662 | 0.528 | 0.50372 | 29.375
2019-05-03 16:00 | 0.535 | 0.511 | 0.58855 | 43.39
2019-05-03 17:00 | 0.205 | 0.582 | 0.6618 | 80.115
2019-05-03 18:00 | 0 | 0.748 | 0.65312 | 83.26
2019-05-03 19:00 | 0 | 0.852 | 0.63925 | 55.13
2019-05-03 20:00 | 0 | 0.851 | 0.63069 | 65.525
2019-05-03 21:00 | 0 | 0.787 | 0.61263 | 39.845
2019-05-03 22:00 | 0 | 0.724 | 0.59202 | 43.02
2019-05-03 23:00 | 0 | 0.674 | 0.5742 | 27.06
2019-05-04 | 0 | 0.607 | 0.57403 | 22.64
2019-05-04 01:00 | 0 | 0.531 | 0.56846 | 21.74
2019-05-04 02:00 | 0 | 0.468 | 0.57034 | 21.79
2019-05-04 03:00 | 0 | 0.43 | 0.56626 | 8.305
2019-05-04 04:00 | 0 | 0.411 | 0.57998 | 24.565
2019-05-04 05:00 | 0 | 0.357 | 0.58474 | 25.605
2019-05-04 06:00 | 0 | 0.278 | 0.58828 | 38.86
2019-05-04 07:00 | 0.124 | 0.161 | 0.62634 | 42.74
2019-05-04 08:00 | 0.258 | 0.098 | 0.64864 | 44.495
2019-05-04 09:00 | 0.367 | 0.104 | 0.59767 | 42.815
2019-05-04 10:00 | 0.568 | 0.113 | 0.57515 | 42.845
2019-05-04 11:00 | 0.606 | 0.152 | 0.5164 | 32.14
2019-05-04 12:00 | 0.684 | 0.219 | 0.46861 | 22.885
2019-05-04 13:00 | 0.702 | 0.291 | 0.45133 | 20.9
2019-05-04 14:00 | 0.67 | 0.341 | 0.48746 | 23.245
2019-05-04 15:00 | 0.602 | 0.355 | 0.52884 | 35.53
2019-05-04 16:00 | 0.457 | 0.347 | 0.61107 | 45.16
2019-05-04 17:00 | 0.138 | 0.463 | 0.68948 | 89.445
2019-05-04 18:00 | 0 | 0.616 | 0.70065 | 110.06
2019-05-04 19:00 | 0 | 0.544 | 0.70525 | 107.555
2019-05-04 20:00 | 0 | 0.427 | 0.70727 | 85.2
2019-05-04 21:00 | 0 | 0.315 | 0.70789 | 66.885
2019-05-04 22:00 | 0 | 0.188 | 0.72024 | 47.07
2019-05-04 23:00 | 0 | 0.092 | 0.71725 | 44.285
2019-05-05 | 0 | 0.039 | 0.71303 | 44.22
2019-05-05 01:00 | 0 | 0.013 | 0.7137 | 44.055
2019-05-05 02:00 | 0 | 0.003 | 0.72016 | 43.88
2019-05-05 03:00 | 0 | 0 | 0.71671 | 43.7
2019-05-05 04:00 | 0 | 0 | 0.71023 | 43.725
2019-05-05 05:00 | 0 | 0 | 0.70783 | 43.99
2019-05-05 06:00 | 0 | 0 | 0.68753 | 43.995
2019-05-05 07:00 | 0.277 | 0.01 | 0.66903 | 44.02
2019-05-05 08:00 | 0.536 | 0.023 | 0.59775 | 43.905
2019-05-05 09:00 | 0.651 | 0.075 | 0.55226 | 43.3
2019-05-05 10:00 | 0.7 | 0.245 | 0.53874 | 42.96
2019-05-05 11:00 | 0.714 | 0.491 | 0.5509 | 42.925
2019-05-05 12:00 | 0.712 | 0.613 | 0.52827 | 35.28
2019-05-05 13:00 | 0.706 | 0.661 | 0.46348 | 21.7
2019-05-05 14:00 | 0.673 | 0.684 | 0.47171 | 41.7
2019-05-05 15:00 | 0.603 | 0.704 | 0.50509 | 42.9
2019-05-05 16:00 | 0.458 | 0.73 | 0.55901 | 44.06
2019-05-05 17:00 | 0.137 | 0.758 | 0.62656 | 78.75
2019-05-05 18:00 | 0 | 0.733 | 0.66273 | 107.875
2019-05-05 19:00 | 0 | 0.66 | 0.65053 | 44.6
2019-05-05 20:00 | 0 | 0.612 | 0.62533 | 36.59
2019-05-05 21:00 | 0 | 0.605 | 0.58507 | 36.425
2019-05-05 22:00 | 0 | 0.627 | 0.56694 | 39.79
2019-05-05 23:00 | 0 | 0.644 | 0.57109 | 42.665
2019-05-06 | 0 | 0.636 | 0.5799 | 41.8
2019-05-06 01:00 | 0 | 0.643 | 0.58631 | 41.735
2019-05-06 02:00 | 0 | 0.639 | 0.58555 | 41.54
2019-05-06 03:00 | 0 | 0.63 | 0.5805 | 41.37
2019-05-06 04:00 | 0 | 0.593 | 0.56561 | 41.545
2019-05-06 05:00 | 0 | 0.579 | 0.56805 | 42.51
2019-05-06 06:00 | 0 | 0.583 | 0.61874 | 51.97
2019-05-06 07:00 | 0.056 | 0.606 | 0.62783 | 53.235
2019-05-06 08:00 | 0.253 | 0.699 | 0.57336 | 37.65
2019-05-06 09:00 | 0.49 | 0.602 | 0.48299 | 35.265
2019-05-06 10:00 | 0.706 | 0.52 | 0.46147 | 42.545
2019-05-06 11:00 | 0.745 | 0.511 | 0.4488 | 38.545
2019-05-06 12:00 | 0.748 | 0.535 | 0.44048 | 28.05
2019-05-06 13:00 | 0.75 | 0.579 | 0.44483 | 25.89
2019-05-06 14:00 | 0.723 | 0.657 | 0.46915 | 33.6
2019-05-06 15:00 | 0.655 | 0.74 | 0.50479 | 38.96
2019-05-06 16:00 | 0.507 | 0.785 | 0.56474 | 36.2
2019-05-06 17:00 | 0.153 | 0.78 | 0.64221 | 63.49
2019-05-06 18:00 | 0 | 0.763 | 0.66052 | 77.33
2019-05-06 19:00 | 0 | 0.738 | 0.64863 | 39.93
2019-05-06 20:00 | 0 | 0.716 | 0.64241 | 37.46
2019-05-06 21:00 | 0 | 0.691 | 0.63477 | 36.26
2019-05-06 22:00 | 0 | 0.683 | 0.635 | 43.45
2019-05-06 23:00 | 0 | 0.696 | 0.62346 | 29.655
2019-05-07 | 0 | 0.705 | 0.61312 | 24.15
2019-05-07 01:00 | 0 | 0.711 | 0.61772 | 24.755
2019-05-07 02:00 | 0 | 0.709 | 0.60252 | 22.45
2019-05-07 03:00 | 0 | 0.701 | 0.59185 | 20.64
2019-05-07 04:00 | 0 | 0.692 | 0.58943 | 23.055
2019-05-07 05:00 | 0 | 0.692 | 0.6154 | 42.74
2019-05-07 06:00 | 0 | 0.694 | 0.65129 | 45.94
2019-05-07 07:00 | 0.333 | 0.594 | 0.66354 | 38.595
2019-05-07 08:00 | 0.606 | 0.8 | 0.619 | 36.26
2019-05-07 09:00 | 0.713 | 0.877 | 0.56262 | 35.815
2019-05-07 10:00 | 0.759 | 0.819 | 0.5216 | 32.205
2019-05-07 11:00 | 0.77 | 0.757 | 0.52882 | 42.825
2019-05-07 12:00 | 0.763 | 0.687 | 0.54846 | 42.92
2019-05-07 13:00 | 0.762 | 0.617 | 0.55342 | 38.52
2019-05-07 14:00 | 0.733 | 0.573 | 0.54898 | 32.2
2019-05-07 15:00 | 0.668 | 0.576 | 0.56792 | 32.2
2019-05-07 16:00 | 0.531 | 0.611 | 0.62037 | 33.28
2019-05-07 17:00 | 0.168 | 0.746 | 0.67906 | 71.3
2019-05-07 18:00 | 0 | 0.869 | 0.69655 | 77.55
2019-05-07 19:00 | 0 | 0.896 | 0.67779 | 60.5
2019-05-07 20:00 | 0 | 0.89 | 0.66194 | 33.12
2019-05-07 21:00 | 0 | 0.879 | 0.66801 | 39.235
2019-05-07 22:00 | 0 | 0.867 | 0.6507 | 39.885
2019-05-07 23:00 | 0 | 0.843 | 0.63959 | 43.01
2019-05-08 | 0 | 0.816 | 0.62813 | 25.605
2019-05-08 01:00 | 0 | 0.798 | 0.62123 | 27.06
2019-05-08 02:00 | 0 | 0.778 | 0.62138 | 27.04
2019-05-08 03:00 | 0 | 0.756 | 0.6317 | 28.065
2019-05-08 04:00 | 0 | 0.737 | 0.62706 | 34.175
2019-05-08 05:00 | 0 | 0.731 | 0.63431 | 42.49
2019-05-08 06:00 | 0 | 0.74 | 0.64902 | 45.7
2019-05-08 07:00 | 0.339 | 0.612 | 0.64636 | 69.31
2019-05-08 08:00 | 0.603 | 0.348 | 0.62951 | 37.57
2019-05-08 09:00 | 0.707 | 0.704 | 0.57543 | 43.49
2019-05-08 10:00 | 0.751 | 0.678 | 0.51951 | 42.535
2019-05-08 11:00 | 0.762 | 0.656 | 0.52718 | 41.975
2019-05-08 12:00 | 0.756 | 0.651 | 0.51268 | 34.55
2019-05-08 13:00 | 0.755 | 0.674 | 0.47111 | 28.77
2019-05-08 14:00 | 0.725 | 0.723 | 0.47717 | 38.775
2019-05-08 15:00 | 0.656 | 0.781 | 0.5318 | 43.04
2019-05-08 16:00 | 0.509 | 0.817 | 0.61465 | 77.8
2019-05-08 17:00 | 0.147 | 0.82 | 0.67886 | 96.77
2019-05-08 18:00 | 0 | 0.866 | 0.67874 | 87.71
2019-05-08 19:00 | 0 | 0.887 | 0.64924 | 58.385
2019-05-08 20:00 | 0 | 0.885 | 0.6435 | 34.685
2019-05-08 21:00 | 0 | 0.876 | 0.6247 | 35.565
2019-05-08 22:00 | 0 | 0.868 | 0.58729 | 34.565
2019-05-08 23:00 | 0 | 0.861 | 0.56601 | 24.32
2019-05-09 | 0 | 0.871 | 0.55708 | 26.98
2019-05-09 01:00 | 0 | 0.879 | 0.56868 | 26.96
2019-05-09 02:00 | 0 | 0.866 | 0.56314 | 26.92
2019-05-09 03:00 | 0 | 0.824 | 0.55981 | 26.94
2019-05-09 04:00 | 0 | 0.81 | 0.56305 | 26.99
2019-05-09 05:00 | 0 | 0.823 | 0.58811 | 37.1
2019-05-09 06:00 | 0 | 0.833 | 0.62103 | 97.455
2019-05-09 07:00 | 0.359 | 0.783 | 0.63987 | 101.67
2019-05-09 08:00 | 0.623 | 0.819 | 0.61641 | 68.135
2019-05-09 09:00 | 0.725 | 0.942 | 0.55041 | 42.835
2019-05-09 10:00 | 0.766 | 0.93 | 0.50367 | 41.26
2019-05-09 11:00 | 0.772 | 0.922 | 0.48269 | 40.94
2019-05-09 12:00 | 0.763 | 0.916 | 0.46399 | 32.475
2019-05-09 13:00 | 0.764 | 0.916 | 0.46436 | 24.52
2019-05-09 14:00 | 0.737 | 0.915 | 0.49335 | 41.43
2019-05-09 15:00 | 0.676 | 0.911 | 0.54053 | 43.04
2019-05-09 16:00 | 0.545 | 0.895 | 0.61679 | 47.6
2019-05-09 17:00 | 0.167 | 0.883 | 0.67488 | 97.405
2019-05-09 18:00 | 0 | 0.91 | 0.65599 | 70.645
2019-05-09 19:00 | 0 | 0.91 | 0.62716 | 69.355
2019-05-09 20:00 | 0 | 0.897 | 0.64395 | 66.78
2019-05-09 21:00 | 0 | 0.881 | 0.6326 | 35.955
2019-05-09 22:00 | 0 | 0.864 | 0.59979 | 38.795
2019-05-09 23:00 | 0 | 0.854 | 0.5686 | 25.585
2019-05-10 | 0 | 0.848 | 0.56996 | 26.98
2019-05-10 01:00 | 0 | 0.848 | 0.55803 | 26.49
2019-05-10 02:00 | 0 | 0.849 | 0.55559 | 25.32
2019-05-10 03:00 | 0 | 0.844 | 0.5575 | 26.8
2019-05-10 04:00 | 0 | 0.837 | 0.5669 | 27.01
2019-05-10 05:00 | 0 | 0.832 | 0.57226 | 38.76
2019-05-10 06:00 | 0 | 0.83 | 0.61925 | 44.275
2019-05-10 07:00 | 0.351 | 0.756 | 0.62819 | 69.295
2019-05-10 08:00 | 0.616 | 0.738 | 0.58363 | 35.69
2019-05-10 09:00 | 0.719 | 0.95 | 0.50802 | 30.99
2019-05-10 10:00 | 0.764 | 0.935 | 0.45518 | 8.465
2019-05-10 11:00 | 0.771 | 0.891 | 0.42603 | -5.045
2019-05-10 12:00 | 0.764 | 0.827 | 0.4226 | -5.06
2019-05-10 13:00 | 0.765 | 0.751 | 0.43646 | 21.905
2019-05-10 14:00 | 0.734 | 0.679 | 0.46231 | 28.59
2019-05-10 15:00 | 0.669 | 0.631 | 0.53087 | 38.925
2019-05-10 16:00 | 0.528 | 0.608 | 0.62606 | 41.275
2019-05-10 17:00 | 0.146 | 0.706 | 0.68621 | 75.89
2019-05-10 18:00 | 0 | 0.824 | 0.68009 | 49.055
2019-05-10 19:00 | 0 | 0.873 | 0.65446 | 37.3
2019-05-10 20:00 | 0 | 0.889 | 0.63344 | 35.505
2019-05-10 21:00 | 0 | 0.892 | 0.64108 | 42.915
2019-05-10 22:00 | 0 | 0.895 | 0.6288 | 42.76
2019-05-10 23:00 | 0 | 0.871 | 0.59168 | 28.98
2019-05-11 | 0 | 0.863 | 0.5652 | 8.61
2019-05-11 01:00 | 0 | 0.854 | 0.54244 | 8.22
2019-05-11 02:00 | 0 | 0.845 | 0.54337 | 8.39
2019-05-11 03:00 | 0 | 0.842 | 0.54324 | 7.24
2019-05-11 04:00 | 0 | 0.841 | 0.54348 | 8.505
2019-05-11 05:00 | 0 | 0.831 | 0.56252 | 24.15
2019-05-11 06:00 | 0 | 0.811 | 0.58241 | 38.51
2019-05-11 07:00 | 0.34 | 0.704 | 0.60037 | 35.11
2019-05-11 08:00 | 0.609 | 0.443 | 0.55322 | 37.55
2019-05-11 09:00 | 0.712 | 0.883 | 0.493 | 22.925
2019-05-11 10:00 | 0.756 | 0.795 | 0.46197 | 7.285
2019-05-11 11:00 | 0.766 | 0.526 | 0.48004 | 22.925
2019-05-11 12:00 | 0.759 | 0.296 | 0.49128 | 26.765
2019-05-11 13:00 | 0.759 | 0.188 | 0.50538 | 23.49
2019-05-11 14:00 | 0.732 | 0.126 | 0.54506 | 42.54
2019-05-11 15:00 | 0.667 | 0.08 | 0.60644 | 42.495
2019-05-11 16:00 | 0.53 | 0.06 | 0.67768 | 72.87
2019-05-11 17:00 | 0.147 | 0.083 | 0.72425 | 100.685
2019-05-11 18:00 | 0 | 0.161 | 0.73091 | 100.025
2019-05-11 19:00 | 0 | 0.266 | 0.70965 | 94.985
2019-05-11 20:00 | 0 | 0.366 | 0.72151 | 92.85
2019-05-11 21:00 | 0 | 0.527 | 0.73084 | 68.09
2019-05-11 22:00 | 0 | 0.59 | 0.73657 | 44.13
2019-05-11 23:00 | 0 | 0.611 | 0.71673 | 42.13
2019-05-12 | 0 | 0.627 | 0.70736 | 42.54
2019-05-12 01:00 | 0 | 0.647 | 0.70958 | 42.79
2019-05-12 02:00 | 0 | 0.706 | 0.68349 | 27.775
2019-05-12 03:00 | 0 | 0.755 | 0.65625 | 27.07
2019-05-12 04:00 | 0 | 0.76 | 0.65331 | 27.08
2019-05-12 05:00 | 0 | 0.723 | 0.63764 | 27.07
2019-05-12 06:00 | 0 | 0.716 | 0.62904 | 31.18
2019-05-12 07:00 | 0.312 | 0.657 | 0.62435 | 39.085
2019-05-12 08:00 | 0.594 | 0.315 | 0.59908 | 42.705
2019-05-12 09:00 | 0.699 | 0.233 | 0.57464 | 42.835
2019-05-12 10:00 | 0.737 | 0.18 | 0.53297 | 24.65
2019-05-12 11:00 | 0.748 | 0.033 | 0.49944 | 21.7
2019-05-12 12:00 | 0.745 | 0.001 | 0.48554 | -5
2019-05-12 13:00 | 0.745 | 0 | 0.49498 | 21.89
2019-05-12 14:00 | 0.713 | 0 | 0.52323 | 25.535
2019-05-12 15:00 | 0.648 | 0 | 0.56354 | 41.235
2019-05-12 16:00 | 0.505 | 0.003 | 0.63886 | 43.275
2019-05-12 17:00 | 0.125 | 0.032 | 0.70959 | 76.575
2019-05-12 18:00 | 0 | 0.112 | 0.72198 | 83.13
2019-05-12 19:00 | 0 | 0.255 | 0.71283 | 56.35
2019-05-12 20:00 | 0 | 0.433 | 0.69795 | 47.045
2019-05-12 21:00 | 0 | 0.577 | 0.68981 | 39.45
2019-05-12 22:00 | 0 | 0.648 | 0.67843 | 42.38
2019-05-12 23:00 | 0 | 0.651 | 0.65726 | 29.715
2019-05-13 | 0 | 0.624 | 0.65162 | 24.09
2019-05-13 01:00 | 0 | 0.612 | 0.65831 | 25.815
2019-05-13 02:00 | 0 | 0.624 | 0.67016 | 25.605
2019-05-13 03:00 | 0 | 0.618 | 0.65756 | 22.27
2019-05-13 04:00 | 0 | 0.57 | 0.66833 | 30.405
2019-05-13 05:00 | 0 | 0.485 | 0.6849 | 41.44
2019-05-13 06:00 | 0 | 0.404 | 0.7157 | 46.67
2019-05-13 07:00 | 0.322 | 0.34 | 0.72884 | 80.895
2019-05-13 08:00 | 0.582 | 0.121 | 0.69269 | 66.51
2019-05-13 09:00 | 0.693 | 0.056 | 0.63864 | 43.535
2019-05-13 10:00 | 0.731 | 0.058 | 0.58227 | 42.065
2019-05-13 11:00 | 0.743 | 0.041 | 0.56244 | 41.435
2019-05-13 12:00 | 0.74 | 0.029 | 0.55276 | 41.075
2019-05-13 13:00 | 0.74 | 0.022 | 0.5554 | 41.565
2019-05-13 14:00 | 0.708 | 0.018 | 0.57082 | 41.795
2019-05-13 15:00 | 0.636 | 0.02 | 0.61178 | 43.24
2019-05-13 16:00 | 0.418 | 0.035 | 0.6583 | 55.655
2019-05-13 17:00 | 0.088 | 0.084 | 0.7138 | 100.83
2019-05-13 18:00 | 0 | 0.164 | 0.71607 | 98.555
2019-05-13 19:00 | 0 | 0.265 | 0.70788 | 75.97
2019-05-13 20:00 | 0 | 0.359 | 0.69553 | 39.665
2019-05-13 21:00 | 0 | 0.456 | 0.70568 | 44.78
2019-05-13 22:00 | 0 | 0.564 | 0.69763 | 42.9
2019-05-13 23:00 | 0 | 0.674 | 0.65214 | 41.675
2019-05-14 | 0 | 0.739 | 0.64865 | 27.975
2019-05-14 01:00 | 0 | 0.761 | 0.64849 | 27.36
2019-05-14 02:00 | 0 | 0.763 | 0.66087 | 28.47
2019-05-14 03:00 | 0 | 0.77 | 0.66138 | 28.105
2019-05-14 04:00 | 0 | 0.776 | 0.65231 | 34.75
2019-05-14 05:00 | 0 | 0.78 | 0.66689 | 41.285
2019-05-14 06:00 | 0 | 0.778 | 0.67951 | 44.845
2019-05-14 07:00 | 0.068 | 0.729 | 0.66348 | 35.535
2019-05-14 08:00 | 0.293 | 0.434 | 0.6158 | 34.645
2019-05-14 09:00 | 0.543 | 0.289 | 0.57287 | 34.32
2019-05-14 10:00 | 0.632 | 0.648 | 0.52607 | 28.195
2019-05-14 11:00 | 0.632 | 0.492 | 0.49673 | 21.96
2019-05-14 12:00 | 0.582 | 0.329 | 0.49405 | 22.225
2019-05-14 13:00 | 0.453 | 0.205 | 0.51965 | 28.875
2019-05-14 14:00 | 0.375 | 0.117 | 0.57086 | 41.785
2019-05-14 15:00 | 0.35 | 0.063 | 0.61661 | 42.93
2019-05-14 16:00 | 0.267 | 0.039 | 0.66882 | 45.575
2019-05-14 17:00 | 0.029 | 0.026 | 0.71984 | 65.93
2019-05-14 18:00 | 0 | 0.027 | 0.72254 | 61.43
2019-05-14 19:00 | 0 | 0.038 | 0.72298 | 72.96
2019-05-14 20:00 | 0 | 0.066 | 0.72963 | 43.905
2019-05-14 21:00 | 0 | 0.118 | 0.72458 | 40
2019-05-14 22:00 | 0 | 0.193 | 0.71223 | 42.66
2019-05-14 23:00 | 0 | 0.294 | 0.66787 | 31.475
2019-05-15 | 0 | 0.444 | 0.65153 | 25.595
2019-05-15 01:00 | 0 | 0.622 | 0.63142 | 21.945
2019-05-15 02:00 | 0 | 0.751 | 0.6306 | -5.06
2019-05-15 03:00 | 0 | 0.803 | 0.61597 | -5.12
2019-05-15 04:00 | 0 | 0.834 | 0.60997 | 10.81
2019-05-15 05:00 | 0 | 0.862 | 0.61099 | 32.125
2019-05-15 06:00 | 0 | 0.882 | 0.63754 | 41.5
2019-05-15 07:00 | 0.292 | 0.835 | 0.64961 | 72.165
2019-05-15 08:00 | 0.586 | 0.498 | 0.63062 | 42.5
2019-05-15 09:00 | 0.692 | 0.349 | 0.61545 | 41.875
2019-05-15 10:00 | 0.728 | 0.738 | 0.57383 | 40.48
2019-05-15 11:00 | 0.734 | 0.504 | 0.50654 | 39.95
2019-05-15 12:00 | 0.728 | 0.294 | 0.51544 | 40.15
2019-05-15 13:00 | 0.728 | 0.179 | 0.50984 | 23.245
2019-05-15 14:00 | 0.698 | 0.115 | 0.52274 | 37.59
2019-05-15 15:00 | 0.63 | 0.082 | 0.5736 | 34.51
2019-05-15 16:00 | 0.487 | 0.111 | 0.63798 | 34.565
2019-05-15 17:00 | 0.103 | 0.289 | 0.70579 | 34.62
2019-05-15 18:00 | 0 | 0.516 | 0.72413 | 53.525
2019-05-15 19:00 | 0 | 0.59 | 0.7299 | 57.16
2019-05-15 20:00 | 0 | 0.534 | 0.73758 | 78.26
2019-05-15 21:00 | 0 | 0.413 | 0.74701 | 46.405
2019-05-15 22:00 | 0 | 0.29 | 0.75003 | 42.55
2019-05-15 23:00 | 0 | 0.174 | 0.74082 | 41.395
2019-05-16 | 0 | 0.085 | 0.74798 | 40.805
2019-05-16 01:00 | 0 | 0.033 | 0.75905 | 40.38
2019-05-16 02:00 | 0 | 0.012 | 0.75899 | 40.24
2019-05-16 03:00 | 0 | 0.005 | 0.75619 | 40.22
2019-05-16 04:00 | 0 | 0.002 | 0.75103 | 40.555
2019-05-16 05:00 | 0 | 0.001 | 0.74317 | 41.485
2019-05-16 06:00 | 0 | 0.001 | 0.73689 | 44.855
2019-05-16 07:00 | 0.155 | 0.025 | 0.72101 | 62.97
2019-05-16 08:00 | 0.136 | 0.045 | 0.71247 | 92.315
2019-05-16 09:00 | 0.155 | 0.126 | 0.70253 | 96.71
2019-05-16 10:00 | 0.202 | 0.245 | 0.69732 | 116.585
2019-05-16 11:00 | 0.299 | 0.233 | 0.68976 | 116.94
2019-05-16 12:00 | 0.368 | 0.247 | 0.65349 | 87.92
2019-05-16 13:00 | 0.197 | 0.285 | 0.60116 | 41.665
2019-05-16 14:00 | 0.109 | 0.32 | 0.56505 | 41.115
2019-05-16 15:00 | 0.087 | 0.262 | 0.55932 | 38.265
2019-05-16 16:00 | 0.06 | 0.202 | 0.56466 | 34.83
2019-05-16 17:00 | 0.018 | 0.402 | 0.60058 | 48.255
2019-05-16 18:00 | 0 | 0.702 | 0.61724 | 58.305
2019-05-16 19:00 | 0 | 0.812 | 0.61339 | 36.095
2019-05-16 20:00 | 0 | 0.867 | 0.61349 | 31.115
2019-05-16 21:00 | 0 | 0.883 | 0.6154 | 31.185
2019-05-16 22:00 | 0 | 0.837 | 0.59717 | 30.905
2019-05-16 23:00 | 0 | 0.823 | 0.57031 | 25.555
2019-05-17 | 0 | 0.86 | 0.5522 | 21.7
2019-05-17 01:00 | 0 | 0.871 | 0.55675 | 21.66
2019-05-17 02:00 | 0 | 0.854 | 0.56194 | 20.68
2019-05-17 03:00 | 0 | 0.858 | 0.56332 | 21.905
2019-05-17 04:00 | 0 | 0.855 | 0.57912 | 26.94
2019-05-17 05:00 | 0 | 0.854 | 0.60406 | 41.9
2019-05-17 06:00 | 0 | 0.83 | 0.64509 | 81.635
2019-05-17 07:00 | 0.243 | 0.788 | 0.65148 | 97.58
2019-05-17 08:00 | 0.613 | 0.915 | 0.61905 | 86.56
2019-05-17 09:00 | 0.734 | 0.928 | 0.5656 | 33.595
2019-05-17 10:00 | 0.786 | 0.891 | 0.49051 | 34.65
2019-05-17 11:00 | 0.798 | 0.849 | 0.47143 | 41.9
2019-05-17 12:00 | 0.791 | 0.806 | 0.48016 | 41.79
2019-05-17 13:00 | 0.795 | 0.762 | 0.51597 | 41.735
2019-05-17 14:00 | 0.767 | 0.726 | 0.53199 | 41.75
2019-05-17 15:00 | 0.702 | 0.706 | 0.58144 | 64.81
2019-05-17 16:00 | 0.561 | 0.699 | 0.64754 | 109.965
2019-05-17 17:00 | 0.122 | 0.77 | 0.68435 | 98
2019-05-17 18:00 | 0 | 0.862 | 0.66632 | 82.375
2019-05-17 19:00 | 0 | 0.866 | 0.65783 | 92.395
2019-05-17 20:00 | 0 | 0.855 | 0.66372 | 108
2019-05-17 21:00 | 0 | 0.837 | 0.68064 | 113.025
2019-05-17 22:00 | 0 | 0.819 | 0.68407 | 81.935
2019-05-17 23:00 | 0 | 0.738 | 0.67313 | 41.185
2019-05-18 | 0 | 0.67 | 0.6729 | 40.25
2019-05-18 01:00 | 0 | 0.608 | 0.6789 | 39.995
2019-05-18 02:00 | 0 | 0.52 | 0.68116 | 40.02
2019-05-18 03:00 | 0 | 0.517 | 0.67432 | 40.085
2019-05-18 04:00 | 0 | 0.615 | 0.68438 | 40.53
2019-05-18 05:00 | 0 | 0.659 | 0.67338 | 41.2
2019-05-18 06:00 | 0 | 0.655 | 0.70545 | 44.54
2019-05-18 07:00 | 0.327 | 0.531 | 0.71098 | 115.215
2019-05-18 08:00 | 0.61 | 0.351 | 0.66903 | 115.23
2019-05-18 09:00 | 0.723 | 0.565 | 0.6162 | 98.69
2019-05-18 10:00 | 0.774 | 0.435 | 0.54246 | 43.24
2019-05-18 11:00 | 0.786 | 0.324 | 0.50143 | 42.21
2019-05-18 12:00 | 0.778 | 0.251 | 0.5003 | 41.5
2019-05-18 13:00 | 0.779 | 0.196 | 0.51356 | 40.78
2019-05-18 14:00 | 0.749 | 0.157 | 0.54941 | 40.46
2019-05-18 15:00 | 0.681 | 0.132 | 0.59986 | 24.36
2019-05-18 16:00 | 0.537 | 0.143 | 0.6685 | 23.12
2019-05-18 17:00 | 0.111 | 0.319 | 0.71053 | 23
2019-05-18 18:00 | 0 | 0.522 | 0.71098 | 23.08
2019-05-18 19:00 | 0 | 0.642 | 0.70751 | 39.35
2019-05-18 20:00 | 0 | 0.705 | 0.70324 | 39.97
2019-05-18 21:00 | 0 | 0.757 | 0.7041 | 40.24
2019-05-18 22:00 | 0 | 0.808 | 0.70073 | 40.84
2019-05-18 23:00 | 0 | 0.84 | 0.67797 | 41.16
2019-05-19 | 0 | 0.841 | 0.65388 | 79.67
2019-05-19 01:00 | 0 | 0.816 | 0.62582 | 79.61
2019-05-19 02:00 | 0 | 0.792 | 0.61407 | 76.36
2019-05-19 03:00 | 0 | 0.796 | 0.6132 | 141.12
2019-05-19 04:00 | 0 | 0.811 | 0.61084 | 143.35
2019-05-19 05:00 | 0 | 0.814 | 0.61374 | 100.03
2019-05-19 06:00 | 0 | 0.814 | 0.61522 | 87.86
2019-05-19 07:00 | 0.293 | 0.716 | 0.61899 | 79.62
2019-05-19 08:00 | 0.579 | 0.376 | 0.57321 | 98.62
2019-05-19 09:00 | 0.7 | 0.322 | 0.52404 | 102.26
2019-05-19 10:00 | 0.748 | 0.666 | 0.47715 | 100.75
2019-05-19 11:00 | 0.77 | 0.473 | 0.46044 | 87.57
2019-05-19 12:00 | 0.763 | 0.32 | 0.47297 | 84.23
2019-05-19 13:00 | 0.713 | 0.251 | 0.49342 | 46.04
2019-05-19 14:00 | 0.545 | 0.213 | 0.55169 | 41.89
2019-05-19 15:00 | 0.37 | 0.189 | 0.63556 | 41.31
2019-05-19 16:00 | 0.25 | 0.169 | 0.67999 | 40.86
2019-05-19 17:00 | 0.024 | 0.172 | 0.7302 | 40.25
2019-05-19 18:00 | 0 | 0.292 | 0.73035 | 39.98
2019-05-19 19:00 | 0 | 0.406 | 0.72453 | 39.76
2019-05-19 20:00 | 0 | 0.443 | 0.71547 | 30.05
2019-05-19 21:00 | 0 | 0.402 | 0.70006 | 28.87
2019-05-19 22:00 | 0 | 0.343 | 0.69218 | 28.87
2019-05-19 23:00 | 0 | 0.28 | 0.63999 | 30.05
2019-05-20 | 0 | 0.23 | 0.6244 | 28.41
2019-05-20 01:00 | 0 | 0.204 | 0.60718 | 28.87
2019-05-20 02:00 | 0 | 0.226 | 0.60366 | 39.15
2019-05-20 03:00 | 0 | 0.302 | 0.62039 | 39.56
2019-05-20 04:00 | 0 | 0.366 | 0.63197 | 39.82
2019-05-20 05:00 | 0 | 0.313 | 0.65302 | 39.8
2019-05-20 06:00 | 0 | 0.238 | 0.69015 | 40.95
2019-05-20 07:00 | 0.148 | 0.221 | 0.70309 | 41.01
2019-05-20 08:00 | 0.29 | 0.084 | 0.69015 | 40.145
2019-05-20 09:00 | 0.424 | 0.126 | 0.63051 | 33.41
2019-05-20 10:00 | 0.561 | 0.133 | 0.55999 | 20.805
2019-05-20 11:00 | 0.595 | 0.169 | 0.53365 | 27.02
2019-05-20 12:00 | 0.577 | 0.266 | 0.49897 | 26.765
2019-05-20 13:00 | 0.523 | 0.358 | 0.5024 | -5.06
2019-05-20 14:00 | 0.496 | 0.401 | 0.53413 | 39.75
2019-05-20 15:00 | 0.365 | 0.42 | 0.59065 | 39.685
2019-05-20 16:00 | 0.185 | 0.424 | 0.66485 | 78.45
2019-05-20 17:00 | 0.013 | 0.473 | 0.71286 | 80.145
2019-05-20 18:00 | 0 | 0.473 | 0.71353 | 98.475
2019-05-20 19:00 | 0 | 0.39 | 0.70666 | 71.005
2019-05-20 20:00 | 0 | 0.325 | 0.71571 | 73.94
2019-05-20 21:00 | 0 | 0.307 | 0.73207 | 45.275
2019-05-20 22:00 | 0 | 0.301 | 0.73558 | 41.825
2019-05-20 23:00 | 0 | 0.279 | 0.73472 | 29.715
2019-05-21 | 0 | 0.258 | 0.74229 | 8.63
2019-05-21 01:00 | 0 | 0.249 | 0.73364 | -5.06
2019-05-21 02:00 | 0 | 0.251 | 0.7296 | 8.47
2019-05-21 03:00 | 0 | 0.25 | 0.7265 | 22.12
2019-05-21 04:00 | 0 | 0.234 | 0.72016 | 25.07
2019-05-21 05:00 | 0 | 0.228 | 0.74006 | 39.755
2019-05-21 06:00 | 0 | 0.236 | 0.73736 | 44.055
2019-05-21 07:00 | 0.171 | 0.191 | 0.72611 | 99.365
2019-05-21 08:00 | 0.455 | 0.076 | 0.70751 | 112.18
2019-05-21 09:00 | 0.594 | 0.037 | 0.68268 | 42.105
2019-05-21 10:00 | 0.675 | 0.004 | 0.63453 | 38.995
2019-05-21 11:00 | 0.725 | 0 | 0.59457 | 38.98
2019-05-21 12:00 | 0.724 | 0 | 0.60767 | 24.74
2019-05-21 13:00 | 0.72 | 0.001 | 0.59791 | 32.255
2019-05-21 14:00 | 0.684 | 0.003 | 0.59523 | 39
2019-05-21 15:00 | 0.607 | 0.007 | 0.6094 | 41.365
2019-05-21 16:00 | 0.449 | 0.024 | 0.65584 | 44.385
2019-05-21 17:00 | 0.068 | 0.241 | 0.71615 | 89.23
2019-05-21 18:00 | 0 | 0.602 | 0.71759 | 66.345
2019-05-21 19:00 | 0 | 0.676 | 0.71688 | 41.515
2019-05-21 20:00 | 0 | 0.639 | 0.71767 | 52.785
2019-05-21 21:00 | 0 | 0.57 | 0.71483 | 41.77
2019-05-21 22:00 | 0 | 0.454 | 0.70216 | 42.825
2019-05-21 23:00 | 0 | 0.33 | 0.66865 | 41.755
2019-05-22 | 0 | 0.236 | 0.63318 | 40.755
2019-05-22 01:00 | 0 | 0.163 | 0.62449 | 40.135
2019-05-22 02:00 | 0 | 0.123 | 0.62879 | 39.76
2019-05-22 03:00 | 0 | 0.097 | 0.63361 | 39.84
2019-05-22 04:00 | 0 | 0.085 | 0.61572 | 40.25
2019-05-22 05:00 | 0 | 0.095 | 0.63495 | 41.35
2019-05-22 06:00 | 0 | 0.116 | 0.67567 | 44.09
2019-05-22 07:00 | 0.234 | 0.133 | 0.69777 | 147.025
2019-05-22 08:00 | 0.504 | 0.041 | 0.66811 | 107.575
2019-05-22 09:00 | 0.625 | 0.003 | 0.62899 | 61.93
2019-05-22 10:00 | 0.677 | 0.004 | 0.57431 | 41.505
2019-05-22 11:00 | 0.697 | 0.018 | 0.55169 | 40.98
2019-05-22 12:00 | 0.692 | 0.049 | 0.54679 | 40.345
2019-05-22 13:00 | 0.683 | 0.079 | 0.55218 | 26.875
2019-05-22 14:00 | 0.625 | 0.122 | 0.55249 | 8.5
2019-05-22 15:00 | 0.545 | 0.158 | 0.60194 | 37.8
2019-05-22 16:00 | 0.37 | 0.265 | 0.67926 | 34.19
2019-05-22 17:00 | 0.042 | 0.733 | 0.71112 | 57.485
2019-05-22 18:00 | 0 | 0.814 | 0.7028 | 119.29
2019-05-22 19:00 | 0 | 0.763 | 0.69022 | 113.435
2019-05-22 20:00 | 0 | 0.727 | 0.6759 | 111.745
2019-05-22 21:00 | 0 | 0.711 | 0.67606 | 37.915
2019-05-22 22:00 | 0 | 0.699 | 0.67438 | 42.265
2019-05-22 23:00 | 0 | 0.648 | 0.66353 | 41.26
2019-05-23 | 0 | 0.605 | 0.66389 | 27.06
2019-05-23 01:00 | 0 | 0.577 | 0.67923 | 24.15
2019-05-23 02:00 | 0 | 0.581 | 0.69128 | 25.585
2019-05-23 03:00 | 0 | 0.602 | 0.69132 | 25.605
2019-05-23 04:00 | 0 | 0.616 | 0.69685 | 25.935
2019-05-23 05:00 | 0 | 0.639 | 0.71769 | 41.14
2019-05-23 06:00 | 0 | 0.646 | 0.73408 | 45.495
2019-05-23 07:00 | 0.177 | 0.511 | 0.735 | 74.14
2019-05-23 08:00 | 0.491 | 0.213 | 0.71551 | 118.35
2019-05-23 09:00 | 0.559 | 0.294 | 0.67837 | 65.42
2019-05-23 10:00 | 0.64 | 0.348 | 0.61521 | 42.66
2019-05-23 11:00 | 0.701 | 0.19 | 0.59926 | 42.33
2019-05-23 12:00 | 0.642 | 0.081 | 0.60384 | 42.185
2019-05-23 13:00 | 0.631 | 0.031 | 0.58993 | 41.86
2019-05-23 14:00 | 0.615 | 0.015 | 0.58707 | 38.135
2019-05-23 15:00 | 0.474 | 0.013 | 0.61685 | 38.415
2019-05-23 16:00 | 0.067 | 0.083 | 0.67976 | 46.055
2019-05-23 17:00 | 0.008 | 0.365 | 0.71274 | 112.42
2019-05-23 18:00 | 0 | 0.642 | 0.70943 | 83.215
2019-05-23 19:00 | 0 | 0.751 | 0.70866 | 109.79
2019-05-23 20:00 | 0 | 0.765 | 0.71185 | 46.655
2019-05-23 21:00 | 0 | 0.743 | 0.71448 | 44.2
2019-05-23 22:00 | 0 | 0.701 | 0.69953 | 42.71
2019-05-23 23:00 | 0 | 0.581 | 0.70834 | 41.81
2019-05-24 | 0 | 0.501 | 0.71052 | 40.725
2019-05-24 01:00 | 0 | 0.521 | 0.68962 | 34.765
2019-05-24 02:00 | 0 | 0.457 | 0.66017 | 29.365
2019-05-24 03:00 | 0 | 0.475 | 0.65252 | 28.42
2019-05-24 04:00 | 0 | 0.515 | 0.64267 | 34.6
2019-05-24 05:00 | 0 | 0.51 | 0.65868 | 41.505
2019-05-24 06:00 | 0 | 0.526 | 0.68456 | 100.515
2019-05-24 07:00 | 0.089 | 0.486 | 0.69004 | 103.465
2019-05-24 08:00 | 0.308 | 0.271 | 0.66988 | 107.365
2019-05-24 09:00 | 0.397 | 0.355 | 0.65013 | 51.61
2019-05-24 10:00 | 0.478 | 0.236 | 0.57861 | 42.38
2019-05-24 11:00 | 0.515 | 0.079 | 0.54454 | 41.685
2019-05-24 12:00 | 0.535 | 0.023 | 0.55454 | 41.545
2019-05-24 13:00 | 0.465 | 0.008 | 0.55398 | 41.895
2019-05-24 14:00 | 0.37 | 0.012 | 0.55988 | 42.45
2019-05-24 15:00 | 0.263 | 0.033 | 0.59604 | 44.195
2019-05-24 16:00 | 0.127 | 0.131 | 0.64004 | 45.735
2019-05-24 17:00 | 0.005 | 0.463 | 0.68465 | 95.485
2019-05-24 18:00 | 0 | 0.729 | 0.68106 | 44.655
2019-05-24 19:00 | 0 | 0.789 | 0.67429 | 41.65
2019-05-24 20:00 | 0 | 0.798 | 0.67066 | 37.17
2019-05-24 21:00 | 0 | 0.816 | 0.65924 | 35.595
2019-05-24 22:00 | 0 | 0.794 | 0.64019 | 42.535
2019-05-24 23:00 | 0 | 0.713 | 0.61571 | 38.01
2019-05-25 | 0 | 0.664 | 0.61154 | 35.135
2019-05-25 01:00 | 0 | 0.671 | 0.61517 | 33.46
2019-05-25 02:00 | 0 | 0.666 | 0.59928 | 26.98
2019-05-25 03:00 | 0 | 0.659 | 0.58158 | 25.545
2019-05-25 04:00 | 0 | 0.678 | 0.56332 | 25.545
2019-05-25 05:00 | 0 | 0.691 | 0.56949 | 27
2019-05-25 06:00 | 0 | 0.688 | 0.56524 | 35.135
2019-05-25 07:00 | 0.094 | 0.664 | 0.57237 | 35.14
2019-05-25 08:00 | 0.483 | 0.7 | 0.55702 | 42.695
2019-05-25 09:00 | 0.609 | 0.864 | 0.52814 | 41.785
2019-05-25 10:00 | 0.667 | 0.779 | 0.48894 | 40.74
2019-05-25 11:00 | 0.698 | 0.583 | 0.47797 | 34.135
2019-05-25 12:00 | 0.701 | 0.377 | 0.47854 | 39.895
2019-05-25 13:00 | 0.693 | 0.227 | 0.49311 | 40.02
2019-05-25 14:00 | 0.647 | 0.157 | 0.52846 | 40.84
2019-05-25 15:00 | 0.535 | 0.131 | 0.58653 | 43.67
2019-05-25 16:00 | 0.27 | 0.136 | 0.64273 | 100.27
2019-05-25 17:00 | 0.029 | 0.299 | 0.67668 | 67.325
2019-05-25 18:00 | 0 | 0.518 | 0.66221 | 55.75
2019-05-25 19:00 | 0 | 0.687 | 0.64925 | 48.65
2019-05-25 20:00 | 0 | 0.764 | 0.63831 | 44.23
2019-05-25 21:00 | 0 | 0.786 | 0.61528 | 41.295
2019-05-25 22:00 | 0 | 0.789 | 0.6087 | 41.715
2019-05-25 23:00 | 0 | 0.775 | 0.6073 | 40.51
2019-05-26 | 0 | 0.744 | 0.58429 | 39.6
2019-05-26 01:00 | 0 | 0.727 | 0.55856 | 35.155
2019-05-26 02:00 | 0 | 0.728 | 0.53466 | 28.41
2019-05-26 03:00 | 0 | 0.735 | 0.53141 | 28.41
2019-05-26 04:00 | 0 | 0.736 | 0.53908 | 35.91
2019-05-26 05:00 | 0 | 0.727 | 0.53866 | 41.575
2019-05-26 06:00 | 0 | 0.725 | 0.55144 | 42.435
2019-05-26 07:00 | 0.089 | 0.674 | 0.57025 | 56.56
2019-05-26 08:00 | 0.234 | 0.458 | 0.54864 | 56.435
2019-05-26 09:00 | 0.413 | 0.511 | 0.52662 | 43.72
2019-05-26 10:00 | 0.529 | 0.683 | 0.49794 | 42.17
2019-05-26 11:00 | 0.546 | 0.493 | 0.46583 | 42.575
2019-05-26 12:00 | 0.583 | 0.312 | 0.447 | 42.425
2019-05-26 13:00 | 0.547 | 0.213 | 0.44345 | 41.83
2019-05-26 14:00 | 0.454 | 0.178 | 0.46371 | 43.23
2019-05-26 15:00 | 0.3 | 0.198 | 0.50706 | 63.605
2019-05-26 16:00 | 0.142 | 0.334 | 0.56256 | 62.88
2019-05-26 17:00 | 0.011 | 0.716 | 0.59767 | 66.68
2019-05-26 18:00 | 0 | 0.872 | 0.56407 | 64.26
2019-05-26 19:00 | 0 | 0.882 | 0.54526 | 59.765
2019-05-26 20:00 | 0 | 0.877 | 0.53662 | 45.885
2019-05-26 21:00 | 0 | 0.868 | 0.5348 | 63.7
2019-05-26 22:00 | 0 | 0.861 | 0.51704 | 35.14
2019-05-26 23:00 | 0 | 0.858 | 0.49806 | 27.06
2019-05-27 | 0 | 0.855 | 0.48264 | 27.02
2019-05-27 01:00 | 0 | 0.852 | 0.47772 | 27.04
2019-05-27 02:00 | 0 | 0.848 | 0.49395 | 27.06
2019-05-27 03:00 | 0 | 0.846 | 0.50225 | 27.06
2019-05-27 04:00 | 0 | 0.828 | 0.5124 | 27.61
2019-05-27 05:00 | 0 | 0.832 | 0.53404 | 44.03
2019-05-27 06:00 | 0 | 0.845 | 0.55621 | 82.285
2019-05-27 07:00 | 0.125 | 0.831 | 0.57591 | 141.79
2019-05-27 08:00 | 0.271 | 0.88 | 0.54721 | 43.35
2019-05-27 09:00 | 0.332 | 0.915 | 0.49991 | 44.295
2019-05-27 10:00 | 0.359 | 0.89 | 0.45047 | 41.92
2019-05-27 11:00 | 0.324 | 0.817 | 0.42431 | 34.06
2019-05-27 12:00 | 0.275 | 0.738 | 0.41467 | 34.02
2019-05-27 13:00 | 0.225 | 0.659 | 0.42704 | 41.305
2019-05-27 14:00 | 0.243 | 0.541 | 0.4547 | 42.385
2019-05-27 15:00 | 0.215 | 0.428 | 0.50437 | 45.285
2019-05-27 16:00 | 0.097 | 0.355 | 0.56728 | 87.375
2019-05-27 17:00 | 0.006 | 0.457 | 0.61469 | 103.43
2019-05-27 18:00 | 0 | 0.595 | 0.61659 | 105.67
2019-05-27 19:00 | 0 | 0.7 | 0.5945 | 80.565
2019-05-27 20:00 | 0 | 0.737 | 0.5731 | 47.4
2019-05-27 21:00 | 0 | 0.763 | 0.56462 | 37.66
2019-05-27 22:00 | 0 | 0.777 | 0.54415 | 39.165
2019-05-27 23:00 | 0 | 0.77 | 0.52918 | 31.1
2019-05-28 | 0 | 0.756 | 0.53496 | 27.06
2019-05-28 01:00 | 0 | 0.737 | 0.53463 | 27
2019-05-28 02:00 | 0 | 0.731 | 0.53202 | 27
2019-05-28 03:00 | 0 | 0.741 | 0.53258 | 27.02
2019-05-28 04:00 | 0 | 0.752 | 0.5304 | 27.02
2019-05-28 05:00 | 0 | 0.748 | 0.5539 | 43.775
2019-05-28 06:00 | 0 | 0.751 | 0.58247 | 96.785
2019-05-28 07:00 | 0.174 | 0.714 | 0.59066 | 192.135
2019-05-28 08:00 | 0.493 | 0.595 | 0.56602 | 71.045
2019-05-28 09:00 | 0.62 | 0.592 | 0.52093 | 47.085
2019-05-28 10:00 | 0.677 | 0.528 | 0.49468 | 42.75
2019-05-28 11:00 | 0.696 | 0.375 | 0.48949 | 42.685
2019-05-28 12:00 | 0.691 | 0.215 | 0.47501 | 40.13
2019-05-28 13:00 | 0.684 | 0.113 | 0.4656 | 37.49
2019-05-28 14:00 | 0.645 | 0.06 | 0.48328 | 40.075
2019-05-28 15:00 | 0.563 | 0.042 | 0.54465 | 45.535
2019-05-28 16:00 | 0.395 | 0.085 | 0.59812 | 63.72
2019-05-28 17:00 | 0.039 | 0.399 | 0.64487 | 104.3
2019-05-28 18:00 | 0 | 0.755 | 0.63109 | 83.575
2019-05-28 19:00 | 0 | 0.874 | 0.58453 | 49.405
2019-05-28 20:00 | 0 | 0.879 | 0.55554 | 45.03
2019-05-28 21:00 | 0 | 0.855 | 0.54612 | 45.245
2019-05-28 22:00 | 0 | 0.834 | 0.54383 | 41.49
2019-05-28 23:00 | 0 | 0.824 | 0.52727 | 27
2019-05-29 | 0 | 0.826 | 0.50948 | 24.99
2019-05-29 01:00 | 0 | 0.832 | 0.50268 | 23.535
2019-05-29 02:00 | 0 | 0.836 | 0.50873 | 24.15
2019-05-29 03:00 | 0 | 0.843 | 0.50407 | 23.22
2019-05-29 04:00 | 0 | 0.841 | 0.50064 | 25.01
2019-05-29 05:00 | 0 | 0.84 | 0.51515 | 33.95
2019-05-29 06:00 | 0 | 0.836 | 0.5519 | 90.005
2019-05-29 07:00 | 0.227 | 0.77 | 0.6 | 102.23
2019-05-29 08:00 | 0.431 | 0.616 | 0.57454 | 51.035
2019-05-29 09:00 | 0.593 | 0.765 | 0.5128 | 36.19
2019-05-29 10:00 | 0.672 | 0.751 | 0.46303 | 27.04
2019-05-29 11:00 | 0.694 | 0.567 | 0.43613 | 24.155
2019-05-29 12:00 | 0.689 | 0.357 | 0.43385 | 24.67
2019-05-29 13:00 | 0.678 | 0.223 | 0.44422 | 25.605
2019-05-29 14:00 | 0.631 | 0.157 | 0.47608 | 33.82
2019-05-29 15:00 | 0.544 | 0.141 | 0.53086 | 41.795
2019-05-29 16:00 | 0.354 | 0.225 | 0.58735 | 43.695
2019-05-29 17:00 | 0.034 | 0.601 | 0.62569 | 97.54
2019-05-29 18:00 | 0 | 0.837 | 0.60596 | 48.615
2019-05-29 19:00 | 0 | 0.879 | 0.56734 | 41.025
2019-05-29 20:00 | 0 | 0.877 | 0.54513 | 40.295
2019-05-29 21:00 | 0 | 0.883 | 0.52723 | 56.625
2019-05-29 22:00 | 0 | 0.892 | 0.51091 | 42.7
2019-05-29 23:00 | 0 | 0.897 | 0.49843 | 27.06
2019-05-30 | 0 | 0.897 | 0.48732 | 26.98
2019-05-30 01:00 | 0 | 0.892 | 0.47773 | 26.9
2019-05-30 02:00 | 0 | 0.885 | 0.47113 | 8.365
2019-05-30 03:00 | 0 | 0.881 | 0.47026 | 24.15
2019-05-30 04:00 | 0 | 0.885 | 0.46822 | 26.825
2019-05-30 05:00 | 0 | 0.891 | 0.49465 | 36.65
2019-05-30 06:00 | 0 | 0.899 | 0.53592 | 79.38
2019-05-30 07:00 | 0.307 | 0.886 | 0.54955 | 87.3
2019-05-30 08:00 | 0.483 | 0.887 | 0.51643 | 42.675
2019-05-30 09:00 | 0.581 | 0.959 | 0.44084 | 28.835
2019-05-30 10:00 | 0.568 | 0.947 | 0.39316 | -9.94
2019-05-30 11:00 | 0.55 | 0.894 | 0.38409 | 9.11
2019-05-30 12:00 | 0.565 | 0.784 | 0.39964 | 36.885
2019-05-30 13:00 | 0.529 | 0.613 | 0.44645 | 53.41
2019-05-30 14:00 | 0.572 | 0.447 | 0.4858 | 46.325
2019-05-30 15:00 | 0.484 | 0.348 | 0.55426 | 52.03
2019-05-30 16:00 | 0.217 | 0.376 | 0.59492 | 63.81
2019-05-30 17:00 | 0.005 | 0.583 | 0.62182 | 82.735
2019-05-30 18:00 | 0 | 0.716 | 0.60556 | 75.595
2019-05-30 19:00 | 0 | 0.781 | 0.58382 | 39.22
2019-05-30 20:00 | 0 | 0.829 | 0.55759 | 30.645
2019-05-30 21:00 | 0 | 0.854 | 0.55769 | 30.63
2019-05-30 22:00 | 0 | 0.848 | 0.52291 | 31.18
2019-05-30 23:00 | 0 | 0.816 | 0.50601 | 22.645
2019-05-31 | 0 | 0.79 | 0.48577 | 9.485
2019-05-31 01:00 | 0 | 0.772 | 0.48598 | 25.555
2019-05-31 02:00 | 0 | 0.746 | 0.50762 | 26.98
2019-05-31 03:00 | 0 | 0.712 | 0.51306 | 26.96
2019-05-31 04:00 | 0 | 0.691 | 0.50009 | 25.615
2019-05-31 05:00 | 0 | 0.671 | 0.51892 | 35.175
2019-05-31 06:00 | 0 | 0.699 | 0.54686 | 39.075
2019-05-31 07:00 | 0.039 | 0.681 | 0.58255 | 59.85
2019-05-31 08:00 | 0.256 | 0.56 | 0.58057 | 69.875
2019-05-31 09:00 | 0.388 | 0.657 | 0.56219 | 76.275
2019-05-31 10:00 | 0.514 | 0.653 | 0.53715 | 59.775
2019-05-31 11:00 | 0.622 | 0.391 | 0.52675 | 53.805
2019-05-31 12:00 | 0.637 | 0.2 | 0.54665 | 53.4
2019-05-31 13:00 | 0.613 | 0.087 | 0.57034 | 54.145
2019-05-31 14:00 | 0.548 | 0.03 | 0.55 | 49.73
2019-05-31 15:00 | 0.426 | 0.008 | 0.56118 | 49.555
2019-05-31 16:00 | 0.246 | 0.007 | 0.60591 | 54.25
2019-05-31 17:00 | 0.017 | 0.02 | 0.65058 | 60.58
2019-05-31 18:00 | 0 | 0.057 | 0.6658 | 55.025
2019-05-31 19:00 | 0 | 0.148 | 0.66061 | 41.98
2019-05-31 20:00 | 0 | 0.328 | 0.63713 | 37.165
2019-05-31 21:00 | 0 | 0.555 | 0.62109 | 60.055
2019-05-31 22:00 | 0 | 0.709 | 0.61257 | 62.215
2019-05-31 23:00 | 0 | 0.764 | 0.60135 | 48.51
2019-06-01 | 0 | 0.767 | 0.58092 | 35.175
2019-06-01 01:00 | 0 | 0.755 | 0.56315 | 34.065
2019-06-01 02:00 | 0 | 0.746 | 0.53412 | 33.56
2019-06-01 03:00 | 0 | 0.742 | 0.52185 | 31.025
2019-06-01 04:00 | 0 | 0.744 | 0.53932 | 31.25
2019-06-01 05:00 | 0 | 0.751 | 0.5552 | 38.025
2019-06-01 06:00 | 0 | 0.753 | 0.5576 | 38.935
2019-06-01 07:00 | 0.302 | 0.691 | 0.54639 | 35.2
2019-06-01 08:00 | 0.563 | 0.418 | 0.51629 | 33.96
2019-06-01 09:00 | 0.686 | 0.37 | 0.48857 | 41.405
2019-06-01 10:00 | 0.733 | 0.766 | 0.44864 | 34.78
2019-06-01 11:00 | 0.748 | 0.707 | 0.4151 | 25.725
2019-06-01 12:00 | 0.74 | 0.671 | 0.40477 | 25.855
2019-06-01 13:00 | 0.744 | 0.633 | 0.41789 | 28.87
2019-06-01 14:00 | 0.713 | 0.581 | 0.44304 | 22.875
2019-06-01 15:00 | 0.644 | 0.528 | 0.48844 | 44.77
2019-06-01 16:00 | 0.495 | 0.505 | 0.55171 | 45.025
2019-06-01 17:00 | 0.058 | 0.642 | 0.59568 | 69.815
2019-06-01 18:00 | 0 | 0.773 | 0.59476 | 52.455
2019-06-01 19:00 | 0 | 0.853 | 0.56353 | 46.055
2019-06-01 20:00 | 0 | 0.9 | 0.54815 | 48.32
2019-06-01 21:00 | 0 | 0.938 | 0.54043 | 46.84
2019-06-01 22:00 | 0 | 0.945 | 0.51754 | 35.03
2019-06-01 23:00 | 0 | 0.93 | 0.48903 | 27.02
2019-06-02 | 0 | 0.902 | 0.47939 | 23.81
2019-06-02 01:00 | 0 | 0.887 | 0.4792 | 25.04
2019-06-02 02:00 | 0 | 0.879 | 0.4758 | 24.15
2019-06-02 03:00 | 0 | 0.871 | 0.46808 | 22.07
2019-06-02 04:00 | 0 | 0.86 | 0.4639 | 23.13
2019-06-02 05:00 | 0 | 0.849 | 0.47622 | 27
2019-06-02 06:00 | 0 | 0.842 | 0.48835 | 27.06
2019-06-02 07:00 | 0.363 | 0.796 | 0.50146 | 35.04
2019-06-02 08:00 | 0.595 | 0.543 | 0.46323 | 23.895
2019-06-02 09:00 | 0.706 | 0.521 | 0.41957 | 22.685
2019-06-02 10:00 | 0.748 | 0.897 | 0.36676 | -7.56
2019-06-02 11:00 | 0.757 | 0.825 | 0.35529 | -7.5
2019-06-02 12:00 | 0.746 | 0.727 | 0.38932 | 23.015
2019-06-02 13:00 | 0.748 | 0.655 | 0.41226 | 25.605
2019-06-02 14:00 | 0.714 | 0.624 | 0.44395 | 39.145
2019-06-02 15:00 | 0.643 | 0.636 | 0.48737 | 45.54
2019-06-02 16:00 | 0.489 | 0.666 | 0.55428 | 59.535
2019-06-02 17:00 | 0.054 | 0.812 | 0.60063 | 75.945
2019-06-02 18:00 | 0 | 0.903 | 0.58995 | 72.52
2019-06-02 19:00 | 0 | 0.934 | 0.56037 | 43.47
2019-06-02 20:00 | 0 | 0.938 | 0.52699 | 32.935
2019-06-02 21:00 | 0 | 0.938 | 0.51107 | 40.715
2019-06-02 22:00 | 0 | 0.937 | 0.50857 | 42.52
2019-06-02 23:00 | 0 | 0.935 | 0.50591 | 27.08
2019-06-03 | 0 | 0.922 | 0.48973 | 25.575
2019-06-03 01:00 | 0 | 0.896 | 0.47309 | 23.705
2019-06-03 02:00 | 0 | 0.875 | 0.46413 | 22.48
2019-06-03 03:00 | 0 | 0.873 | 0.47087 | 23.41
2019-06-03 04:00 | 0 | 0.874 | 0.4966 | 27.04
2019-06-03 05:00 | 0 | 0.865 | 0.50803 | 27.08
2019-06-03 06:00 | 0 | 0.853 | 0.518 | 34.18
2019-06-03 07:00 | 0.348 | 0.81 | 0.52453 | 34.43
2019-06-03 08:00 | 0.584 | 0.593 | 0.49133 | 30.93
2019-06-03 09:00 | 0.696 | 0.851 | 0.42204 | 23.68
2019-06-03 10:00 | 0.741 | 0.939 | 0.35894 | -7.53
2019-06-03 11:00 | 0.753 | 0.877 | 0.34648 | -5.165
2019-06-03 12:00 | 0.743 | 0.79 | 0.36626 | 6.89
2019-06-03 13:00 | 0.743 | 0.715 | 0.39828 | 22.685
2019-06-03 14:00 | 0.708 | 0.642 | 0.4204 | 22.555
2019-06-03 15:00 | 0.631 | 0.583 | 0.45323 | 25.615
2019-06-03 16:00 | 0.465 | 0.554 | 0.50855 | 46.215
2019-06-03 17:00 | 0.045 | 0.721 | 0.55586 | 62.48
2019-06-03 18:00 | 0 | 0.862 | 0.54602 | 50.4
2019-06-03 19:00 | 0 | 0.911 | 0.52914 | 45.03
2019-06-03 20:00 | 0 | 0.913 | 0.51617 | 34.22
2019-06-03 21:00 | 0 | 0.906 | 0.51125 | 35.71
2019-06-03 22:00 | 0 | 0.908 | 0.48561 | 29.265
2019-06-03 23:00 | 0 | 0.91 | 0.46951 | 23.155
2019-06-04 | 0 | 0.909 | 0.45368 | 22.875
2019-06-04 01:00 | 0 | 0.906 | 0.44375 | -9.94
2019-06-04 02:00 | 0 | 0.905 | 0.45554 | 21.95
2019-06-04 03:00 | 0 | 0.906 | 0.45345 | 6.005
2019-06-04 04:00 | 0 | 0.902 | 0.46071 | 22.16
2019-06-04 05:00 | 0 | 0.88 | 0.49834 | 32.825
2019-06-04 06:00 | 0 | 0.86 | 0.53179 | 70.84
2019-06-04 07:00 | 0.337 | 0.825 | 0.54915 | 85.045
2019-06-04 08:00 | 0.581 | 0.653 | 0.51969 | 37.035
2019-06-04 09:00 | 0.697 | 0.899 | 0.45439 | 33.68
2019-06-04 10:00 | 0.745 | 0.932 | 0.39174 | 22.48
2019-06-04 11:00 | 0.757 | 0.865 | 0.38099 | 22.645
2019-06-04 12:00 | 0.745 | 0.752 | 0.3957 | 23.68
2019-06-04 13:00 | 0.744 | 0.598 | 0.42281 | 33.475
2019-06-04 14:00 | 0.708 | 0.428 | 0.46466 | 44.735
2019-06-04 15:00 | 0.632 | 0.31 | 0.52451 | 62.71
2019-06-04 16:00 | 0.47 | 0.287 | 0.56965 | 58.795
2019-06-04 17:00 | 0.046 | 0.417 | 0.58153 | 71.54
2019-06-04 18:00 | 0 | 0.642 | 0.58331 | 48.905
2019-06-04 19:00 | 0 | 0.836 | 0.57726 | 48.68
2019-06-04 20:00 | 0 | 0.921 | 0.56606 | 40.765
2019-06-04 21:00 | 0 | 0.937 | 0.55421 | 40.605
2019-06-04 22:00 | 0 | 0.922 | 0.52292 | 30.895
2019-06-04 23:00 | 0 | 0.908 | 0.49057 | 24.15
2019-06-05 | 0 | 0.904 | 0.47911 | 23.64
2019-06-05 01:00 | 0 | 0.905 | 0.47683 | 22.96
2019-06-05 02:00 | 0 | 0.912 | 0.47544 | 22.03
2019-06-05 03:00 | 0 | 0.918 | 0.46854 | 21.95
2019-06-05 04:00 | 0 | 0.909 | 0.47395 | 24.94
2019-06-05 05:00 | 0 | 0.9 | 0.49439 | 32.825
2019-06-05 06:00 | 0 | 0.905 | 0.5244 | 44.45
2019-06-05 07:00 | 0.127 | 0.892 | 0.54379 | 56.135
2019-06-05 08:00 | 0.578 | 0.81 | 0.52249 | 43.73
2019-06-05 09:00 | 0.692 | 0.961 | 0.45717 | 34.14
2019-06-05 10:00 | 0.724 | 0.961 | 0.40327 | 22.605
2019-06-05 11:00 | 0.741 | 0.964 | 0.38255 | 25.04
2019-06-05 12:00 | 0.754 | 0.948 | 0.39692 | 27.06
2019-06-05 13:00 | 0.755 | 0.913 | 0.40015 | 25.06
2019-06-05 14:00 | 0.719 | 0.859 | 0.43272 | 28.175
2019-06-05 15:00 | 0.643 | 0.787 | 0.48391 | 45.54
2019-06-05 16:00 | 0.469 | 0.724 | 0.52646 | 38.14
2019-06-05 17:00 | 0.036 | 0.8 | 0.54024 | 55.52
2019-06-05 18:00 | 0 | 0.887 | 0.53203 | 49.655
2019-06-05 19:00 | 0 | 0.93 | 0.50735 | 42.66
2019-06-05 20:00 | 0 | 0.923 | 0.49209 | 37.26
2019-06-05 21:00 | 0 | 0.894 | 0.49128 | 43.135
2019-06-05 22:00 | 0 | 0.887 | 0.4957 | 34.49
2019-06-05 23:00 | 0 | 0.89 | 0.4849 | 27.04
2019-06-06 | 0 | 0.887 | 0.46134 | 27
2019-06-06 01:00 | 0 | 0.897 | 0.44873 | 26.98
2019-06-06 02:00 | 0 | 0.901 | 0.44589 | 26.96
2019-06-06 03:00 | 0 | 0.919 | 0.44722 | 26.96
2019-06-06 04:00 | 0 | 0.929 | 0.45355 | 27.04
2019-06-06 05:00 | 0 | 0.946 | 0.47774 | 32
2019-06-06 06:00 | 0 | 0.957 | 0.51049 | 58.59
2019-06-06 07:00 | 0.035 | 0.958 | 0.52699 | 76.54
2019-06-06 08:00 | 0.067 | 0.942 | 0.52109 | 59.425
2019-06-06 09:00 | 0.104 | 0.964 | 0.48933 | 59.135
2019-06-06 10:00 | 0.329 | 0.877 | 0.45672 | 44.82
2019-06-06 11:00 | 0.59 | 0.898 | 0.4476 | 42.52
2019-06-06 12:00 | 0.538 | 0.95 | 0.45829 | 45.755
2019-06-06 13:00 | 0.378 | 0.964 | 0.47156 | 42.885
2019-06-06 14:00 | 0.272 | 0.962 | 0.4859 | 90.645
2019-06-06 15:00 | 0.148 | 0.955 | 0.49481 | 55.52
2019-06-06 16:00 | 0.115 | 0.943 | 0.50536 | 50.9
2019-06-06 17:00 | 0.006 | 0.958 | 0.49999 | 59.18
2019-06-06 18:00 | 0 | 0.953 | 0.50632 | 57.19
2019-06-06 19:00 | 0 | 0.955 | 0.50807 | 48.475
2019-06-06 20:00 | 0 | 0.965 | 0.49848 | 48.73
2019-06-06 21:00 | 0 | 0.964 | 0.48543 | 72.365
2019-06-06 22:00 | 0 | 0.964 | 0.49072 | 33.865
2019-06-06 23:00 | 0 | 0.964 | 0.49782 | 27.45
2019-06-07 | 0 | 0.954 | 0.47506 | 26.56
2019-06-07 01:00 | 0 | 0.937 | 0.48307 | 26.81
2019-06-07 02:00 | 0 | 0.935 | 0.50847 | 26.71
2019-06-07 03:00 | 0 | 0.964 | 0.46662 | 23.39
2019-06-07 04:00 | 0 | 0.805 | 0.45014 | 25.505
2019-06-07 05:00 | 0 | 0.36 | 0.45628 | 29.855
2019-06-07 06:00 | 0 | 0.248 | 0.48581 | 45.245
2019-06-07 07:00 | 0.001 | 0.133 | 0.52947 | 71.495
2019-06-07 08:00 | 0.025 | 0.042 | 0.56038 | 64.46
2019-06-07 09:00 | 0.079 | 0.025 | 0.53604 | 49.475
2019-06-07 10:00 | 0.173 | 0.04 | 0.50959 | 55.705
2019-06-07 11:00 | 0.212 | 0.096 | 0.48724 | 48.265
2019-06-07 12:00 | 0.308 | 0.197 | 0.44744 | 46.875
2019-06-07 13:00 | 0.302 | 0.332 | 0.43893 | 24.485
2019-06-07 14:00 | 0.232 | 0.42 | 0.4497 | 28.31
2019-06-07 15:00 | 0.258 | 0.386 | 0.47152 | 38.05
2019-06-07 16:00 | 0.145 | 0.313 | 0.53163 | 34.56
2019-06-07 17:00 | 0.005 | 0.291 | 0.60581 | 49.44
2019-06-07 18:00 | 0 | 0.254 | 0.62308 | 51.76
2019-06-07 19:00 | 0 | 0.227 | 0.62863 | 41.77
2019-06-07 20:00 | 0 | 0.219 | 0.64831 | 35.025
2019-06-07 21:00 | 0 | 0.195 | 0.64638 | 40.365
2019-06-07 22:00 | 0 | 0.197 | 0.63581 | 37.245
2019-06-07 23:00 | 0 | 0.179 | 0.62696 | 36.705
2019-06-08 | 0 | 0.194 | 0.64125 | 39.49
2019-06-08 01:00 | 0 | 0.241 | 0.68238 | 43.28
2019-06-08 02:00 | 0 | 0.282 | 0.67454 | 45.955
2019-06-08 03:00 | 0 | 0.325 | 0.683 | 46.68
2019-06-08 04:00 | 0 | 0.366 | 0.69078 | 46.34
2019-06-08 05:00 | 0 | 0.406 | 0.68733 | 47.165
2019-06-08 06:00 | 0 | 0.43 | 0.67089 | 89.17
2019-06-08 07:00 | 0.018 | 0.44 | 0.66158 | 69.3
2019-06-08 08:00 | 0.086 | 0.327 | 0.63912 | 75.225
2019-06-08 09:00 | 0.253 | 0.517 | 0.59555 | 58.85
2019-06-08 10:00 | 0.299 | 0.712 | 0.52703 | 45.145
2019-06-08 11:00 | 0.257 | 0.815 | 0.46202 | 35.645
2019-06-08 12:00 | 0.338 | 0.876 | 0.42452 | 34.75
2019-06-08 13:00 | 0.174 | 0.916 | 0.45833 | 43.91
2019-06-08 14:00 | 0.147 | 0.93 | 0.52162 | 69.065
2019-06-08 15:00 | 0.31 | 0.941 | 0.56492 | 67.365
2019-06-08 16:00 | 0.078 | 0.927 | 0.57582 | 55.64
2019-06-08 17:00 | 0.006 | 0.906 | 0.59778 | 52.895
2019-06-08 18:00 | 0 | 0.926 | 0.59913 | 50.485
2019-06-08 19:00 | 0 | 0.933 | 0.58049 | 38.93
2019-06-08 20:00 | 0 | 0.929 | 0.57758 | 31.665
2019-06-08 21:00 | 0 | 0.918 | 0.57327 | 39.295
2019-06-08 22:00 | 0 | 0.949 | 0.56592 | 42.94
2019-06-08 23:00 | 0 | 0.938 | 0.58289 | 46.69
2019-06-09 | 0 | 0.932 | 0.54338 | 41.565
2019-06-09 01:00 | 0 | 0.947 | 0.53039 | 31.015
2019-06-09 02:00 | 0 | 0.955 | 0.54577 | 31.775
2019-06-09 03:00 | 0 | 0.958 | 0.51798 | 27.515
2019-06-09 04:00 | 0 | 0.959 | 0.51841 | 28.285
2019-06-09 05:00 | 0 | 0.946 | 0.53747 | 42.04
2019-06-09 06:00 | 0 | 0.955 | 0.54746 | 43.53
2019-06-09 07:00 | 0.025 | 0.944 | 0.54641 | 48.405
2019-06-09 08:00 | 0.143 | 0.879 | 0.54503 | 65.77
2019-06-09 09:00 | 0.514 | 0.916 | 0.52311 | 47.55
2019-06-09 10:00 | 0.393 | 0.904 | 0.46258 | 42.39
2019-06-09 11:00 | 0.23 | 0.89 | 0.43845 | 43.375
2019-06-09 12:00 | 0.395 | 0.871 | 0.41905 | 35.5
2019-06-09 13:00 | 0.186 | 0.88 | 0.40915 | 35.235
2019-06-09 14:00 | 0.087 | 0.869 | 0.40837 | 28.055
2019-06-09 15:00 | 0.057 | 0.822 | 0.44309 | 48.885
2019-06-09 16:00 | 0.033 | 0.69 | 0.49688 | 48.935
2019-06-09 17:00 | 0 | 0.616 | 0.54625 | 85.115
2019-06-09 18:00 | 0 | 0.642 | 0.56073 | 61.96
2019-06-09 19:00 | 0 | 0.654 | 0.5584 | 46.84
2019-06-09 20:00 | 0 | 0.679 | 0.55171 | 31.315
2019-06-09 21:00 | 0 | 0.709 | 0.53067 | 46.96
2019-06-09 22:00 | 0 | 0.744 | 0.5355 | 38.13
2019-06-09 23:00 | 0 | 0.768 | 0.51397 | 22.12
2019-06-10 | 0 | 0.798 | 0.50618 | -5.09
2019-06-10 01:00 | 0 | 0.817 | 0.49421 | -5.15
2019-06-10 02:00 | 0 | 0.831 | 0.48913 | 27.04
2019-06-10 03:00 | 0 | 0.864 | 0.47957 | 27.04
2019-06-10 04:00 | 0 | 0.877 | 0.49455 | 34.375
2019-06-10 05:00 | 0 | 0.882 | 0.51717 | 42.465
2019-06-10 06:00 | 0 | 0.883 | 0.53299 | 54.83
2019-06-10 07:00 | 0.001 | 0.891 | 0.54702 | 134.825
2019-06-10 08:00 | 0.02 | 0.901 | 0.54359 | 163.405
2019-06-10 09:00 | 0.086 | 0.916 | 0.51401 | 158.95
2019-06-10 10:00 | 0.109 | 0.96 | 0.48616 | 137.78
2019-06-10 11:00 | 0.146 | 0.961 | 0.47218 | 44.48
2019-06-10 12:00 | 0.168 | 0.944 | 0.50163 | 71.875
2019-06-10 13:00 | 0.166 | 0.919 | 0.52214 | 112.645
2019-06-10 14:00 | 0.077 | 0.93 | 0.53101 | 121.37
2019-06-10 15:00 | 0.044 | 0.956 | 0.55485 | 99.595
2019-06-10 16:00 | 0.016 | 0.964 | 0.58351 | 46.66
2019-06-10 17:00 | 0 | 0.941 | 0.5903 | 60.035
2019-06-10 18:00 | 0 | 0.939 | 0.59377 | 53.515
2019-06-10 19:00 | 0 | 0.923 | 0.58827 | 44.05
2019-06-10 20:00 | 0 | 0.84 | 0.59187 | 31.25
2019-06-10 21:00 | 0 | 0.788 | 0.60505 | 31.235
2019-06-10 22:00 | 0 | 0.825 | 0.58931 | 33.225
2019-06-10 23:00 | 0 | 0.824 | 0.5651 | 34.78
2019-06-11 | 0 | 0.815 | 0.52908 | 27.06
2019-06-11 01:00 | 0 | 0.806 | 0.52119 | 25.595
2019-06-11 02:00 | 0 | 0.789 | 0.511 | 23.41
2019-06-11 03:00 | 0 | 0.8 | 0.50017 | 8.415
2019-06-11 04:00 | 0 | 0.816 | 0.49115 | 8.585
2019-06-11 05:00 | 0 | 0.843 | 0.51842 | 35.165
2019-06-11 06:00 | 0 | 0.852 | 0.55893 | 43.935
2019-06-11 07:00 | 0.014 | 0.817 | 0.61486 | 172.76
2019-06-11 08:00 | 0.071 | 0.725 | 0.61204 | 150.08
2019-06-11 09:00 | 0.139 | 0.755 | 0.59387 | 87.845
2019-06-11 10:00 | 0.247 | 0.89 | 0.54089 | 48.17
2019-06-11 11:00 | 0.378 | 0.913 | 0.52935 | 43.335
2019-06-11 12:00 | 0.457 | 0.913 | 0.48666 | 43.265
2019-06-11 13:00 | 0.321 | 0.907 | 0.48005 | 43.35
2019-06-11 14:00 | 0.445 | 0.888 | 0.50859 | 38.18
2019-06-11 15:00 | 0.318 | 0.874 | 0.55245 | 39.325
2019-06-11 16:00 | 0.147 | 0.8 | 0.63224 | 45.35
2019-06-11 17:00 | 0 | 0.751 | 0.6683 | 79.16
2019-06-11 18:00 | 0 | 0.708 | 0.67874 | 72.91
2019-06-11 19:00 | 0 | 0.622 | 0.6797 | 52.21
2019-06-11 20:00 | 0 | 0.498 | 0.6843 | 49.81
2019-06-11 21:00 | 0 | 0.378 | 0.69116 | 36.62
2019-06-11 22:00 | 0 | 0.304 | 0.70541 | 44.855
2019-06-11 23:00 | 0 | 0.254 | 0.71438 | 42.89
2019-06-12 | 0 | 0.229 | 0.71982 | 41.78
2019-06-12 01:00 | 0 | 0.225 | 0.72328 | 41.42
2019-06-12 02:00 | 0 | 0.251 | 0.72675 | 41.315
2019-06-12 03:00 | 0 | 0.274 | 0.72177 | 41.3
2019-06-12 04:00 | 0 | 0.228 | 0.71813 | 41.41
2019-06-12 05:00 | 0 | 0.134 | 0.73345 | 43.175
2019-06-12 06:00 | 0 | 0.057 | 0.72399 | 50.17
2019-06-12 07:00 | 0.043 | 0.027 | 0.72461 | 257.18
2019-06-12 08:00 | 0.241 | 0.005 | 0.71455 | 99.36
2019-06-12 09:00 | 0.432 | 0.018 | 0.67532 | 78.455
2019-06-12 10:00 | 0.433 | 0.033 | 0.65499 | 46.115
2019-06-12 11:00 | 0.284 | 0.055 | 0.60416 | 42.995
2019-06-12 12:00 | 0.223 | 0.092 | 0.57443 | 42.395
2019-06-12 13:00 | 0.132 | 0.108 | 0.57822 | 42.67
2019-06-12 14:00 | 0.077 | 0.115 | 0.59914 | 42.305
2019-06-12 15:00 | 0.076 | 0.126 | 0.62374 | 43.155
2019-06-12 16:00 | 0.09 | 0.152 | 0.67434 | 43.52
2019-06-12 17:00 | 0.001 | 0.191 | 0.71163 | 93.345
2019-06-12 18:00 | 0 | 0.17 | 0.72177 | 67.93
2019-06-12 19:00 | 0 | 0.106 | 0.72368 | 51.2
2019-06-12 20:00 | 0 | 0.053 | 0.72701 | 65.64
2019-06-12 21:00 | 0 | 0.028 | 0.72244 | 43.765
2019-06-12 22:00 | 0 | 0.015 | 0.72589 | 45.58
2019-06-12 23:00 | 0 | 0.009 | 0.73223 | 42.48
2019-06-13 | 0 | 0.006 | 0.73436 | 41.56
2019-06-13 01:00 | 0 | 0.002 | 0.72353 | 41.24
2019-06-13 02:00 | 0 | 0.001 | 0.72363 | 41.02
2019-06-13 03:00 | 0 | 0.001 | 0.72301 | 41.01
2019-06-13 04:00 | 0 | 0 | 0.72814 | 41.185
2019-06-13 05:00 | 0 | 0 | 0.72462 | 41.905
2019-06-13 06:00 | 0 | 0.004 | 0.70573 | 49.505
2019-06-13 07:00 | 0.002 | 0.021 | 0.70752 | 73.7
2019-06-13 08:00 | 0.026 | 0.037 | 0.69444 | 72.84
2019-06-13 09:00 | 0.09 | 0.016 | 0.65542 | 64.33
2019-06-13 10:00 | 0.33 | 0 | 0.6238 | 43.43
2019-06-13 11:00 | 0.313 | 0 | 0.59004 | 42.635
2019-06-13 12:00 | 0.364 | 0 | 0.56363 | 42.14
2019-06-13 13:00 | 0.234 | 0.001 | 0.57493 | 42.275
2019-06-13 14:00 | 0.124 | 0.007 | 0.60145 | 38.695
2019-06-13 15:00 | 0.078 | 0.019 | 0.6215 | 36.39
2019-06-13 16:00 | 0.049 | 0.053 | 0.67175 | 45.54
2019-06-13 17:00 | 0 | 0.131 | 0.71342 | 67.515
2019-06-13 18:00 | 0 | 0.198 | 0.72016 | 65.72
2019-06-13 19:00 | 0 | 0.222 | 0.72446 | 62.65
2019-06-13 20:00 | 0 | 0.207 | 0.72047 | 70.75
2019-06-13 21:00 | 0 | 0.173 | 0.71585 | 43.88
2019-06-13 22:00 | 0 | 0.137 | 0.7282 | 68.165
2019-06-13 23:00 | 0 | 0.111 | 0.74873 | 44.21
2019-06-14 | 0 | 0.093 | 0.73954 | 42.22
2019-06-14 01:00 | 0 | 0.081 | 0.73304 | 41.905
2019-06-14 02:00 | 0 | 0.079 | 0.72993 | 41.605
2019-06-14 03:00 | 0 | 0.089 | 0.71915 | 41.65
2019-06-14 04:00 | 0 | 0.116 | 0.72582 | 41.875
2019-06-14 05:00 | 0 | 0.135 | 0.74035 | 43.72
2019-06-14 06:00 | 0 | 0.147 | 0.72409 | 98.775
2019-06-14 07:00 | 0.168 | 0.173 | 0.7266 | 152.475
2019-06-14 08:00 | 0.471 | 0.093 | 0.7083 | 100.605
2019-06-14 09:00 | 0.604 | 0.037 | 0.66913 | 70.935
2019-06-14 10:00 | 0.66 | 0.011 | 0.6295 | 53.235
2019-06-14 11:00 | 0.684 | 0.001 | 0.64723 | 61.03
2019-06-14 12:00 | 0.697 | 0 | 0.64869 | 49.9
2019-06-14 13:00 | 0.664 | 0.003 | 0.64198 | 44.175
2019-06-14 14:00 | 0.591 | 0.039 | 0.61377 | 42.275
2019-06-14 15:00 | 0.492 | 0.153 | 0.62952 | 45.215
2019-06-14 16:00 | 0.136 | 0.335 | 0.671 | 51.455
2019-06-14 17:00 | 0.01 | 0.531 | 0.70054 | 98.23
2019-06-14 18:00 | 0 | 0.642 | 0.71502 | 139.1
2019-06-14 19:00 | 0 | 0.605 | 0.70283 | 70.755
2019-06-14 20:00 | 0 | 0.543 | 0.70672 | 47.26
2019-06-14 21:00 | 0 | 0.51 | 0.70622 | 77.225
2019-06-14 22:00 | 0 | 0.48 | 0.72046 | 92.8
2019-06-14 23:00 | 0 | 0.455 | 0.72583 | 43.225
2019-06-15 | 0 | 0.428 | 0.70697 | 41.67
2019-06-15 01:00 | 0 | 0.399 | 0.70417 | 41.2
2019-06-15 02:00 | 0 | 0.384 | 0.6982 | 41.245
2019-06-15 03:00 | 0 | 0.396 | 0.70094 | 41.315
2019-06-15 04:00 | 0 | 0.414 | 0.69881 | 41.62
2019-06-15 05:00 | 0 | 0.42 | 0.70096 | 42.165
2019-06-15 06:00 | 0 | 0.414 | 0.71295 | 44.065
2019-06-15 07:00 | 0.208 | 0.387 | 0.7179 | 59.095
2019-06-15 08:00 | 0.485 | 0.161 | 0.71119 | 125.825
2019-06-15 09:00 | 0.66 | 0.156 | 0.68156 | 58.48
2019-06-15 10:00 | 0.716 | 0.198 | 0.63508 | 42.76
2019-06-15 11:00 | 0.737 | 0.145 | 0.59576 | 42.06
2019-06-15 12:00 | 0.728 | 0.104 | 0.59089 | 41.565
2019-06-15 13:00 | 0.724 | 0.08 | 0.61782 | 41.605
2019-06-15 14:00 | 0.682 | 0.083 | 0.62628 | 41.67
2019-06-15 15:00 | 0.595 | 0.111 | 0.61087 | 42.13
2019-06-15 16:00 | 0.411 | 0.175 | 0.67205 | 44.165
2019-06-15 17:00 | 0.026 | 0.357 | 0.70626 | 55.485
2019-06-15 18:00 | 0 | 0.488 | 0.7144 | 43.25
2019-06-15 19:00 | 0 | 0.544 | 0.71956 | 41.505
2019-06-15 20:00 | 0 | 0.544 | 0.72404 | 41.06
2019-06-15 21:00 | 0 | 0.479 | 0.72465 | 36.925
2019-06-15 22:00 | 0 | 0.373 | 0.73695 | 44.97
2019-06-15 23:00 | 0 | 0.289 | 0.72655 | 42.795
2019-06-16 | 0 | 0.241 | 0.72138 | 41.855
2019-06-16 01:00 | 0 | 0.255 | 0.72685 | 41.31
2019-06-16 02:00 | 0 | 0.331 | 0.71898 | 40.805
2019-06-16 03:00 | 0 | 0.433 | 0.7197 | 40.78
2019-06-16 04:00 | 0 | 0.457 | 0.71664 | 40.87
2019-06-16 05:00 | 0 | 0.433 | 0.71184 | 41.185
2019-06-16 06:00 | 0 | 0.439 | 0.70533 | 42.025
2019-06-16 07:00 | 0.211 | 0.453 | 0.71436 | 42.915
2019-06-16 08:00 | 0.472 | 0.206 | 0.69122 | 43.255
2019-06-16 09:00 | 0.549 | 0.08 | 0.65859 | 42.36
2019-06-16 10:00 | 0.634 | 0.044 | 0.64269 | 41.98
2019-06-16 11:00 | 0.592 | 0.011 | 0.61105 | 41.1
2019-06-16 12:00 | 0.455 | 0.001 | 0.58021 | 40.87
2019-06-16 13:00 | 0.222 | 0.001 | 0.57937 | 40.715
2019-06-16 14:00 | 0.093 | 0.007 | 0.61454 | 41.09
2019-06-16 15:00 | 0.062 | 0.034 | 0.63821 | 45.63
2019-06-16 16:00 | 0.034 | 0.121 | 0.68356 | 53.93
2019-06-16 17:00 | 0.001 | 0.26 | 0.71181 | 102.115
2019-06-16 18:00 | 0 | 0.374 | 0.7216 | 82.155
2019-06-16 19:00 | 0 | 0.44 | 0.71567 | 55.225
2019-06-16 20:00 | 0 | 0.467 | 0.69841 | 42.855
2019-06-16 21:00 | 0 | 0.476 | 0.70241 | 44.475
2019-06-16 22:00 | 0 | 0.464 | 0.68647 | 38.725
2019-06-16 23:00 | 0 | 0.45 | 0.67375 | 35.205
2019-06-17 | 0 | 0.462 | 0.67074 | 25.72
2019-06-17 01:00 | 0 | 0.498 | 0.67313 | 24.15
2019-06-17 02:00 | 0 | 0.515 | 0.67132 | 23.26
2019-06-17 03:00 | 0 | 0.513 | 0.65774 | 23.26
2019-06-17 04:00 | 0 | 0.51 | 0.64939 | 32.26
2019-06-17 05:00 | 0 | 0.55 | 0.64953 | 40.62
2019-06-17 06:00 | 0 | 0.608 | 0.6787 | 57.585
2019-06-17 07:00 | 0.17 | 0.622 | 0.67076 | 95.41
2019-06-17 08:00 | 0.479 | 0.357 | 0.65551 | 93.8
2019-06-17 09:00 | 0.638 | 0.354 | 0.6355 | 74.025
2019-06-17 10:00 | 0.688 | 0.6 | 0.59526 | 44.23
2019-06-17 11:00 | 0.731 | 0.551 | 0.55166 | 42.365
2019-06-17 12:00 | 0.723 | 0.48 | 0.54925 | 42.15
2019-06-17 13:00 | 0.719 | 0.411 | 0.57024 | 42.005
2019-06-17 14:00 | 0.677 | 0.366 | 0.58482 | 43.125
2019-06-17 15:00 | 0.589 | 0.361 | 0.59385 | 39.965
2019-06-17 16:00 | 0.404 | 0.409 | 0.65278 | 41.77
2019-06-17 17:00 | 0.025 | 0.574 | 0.70194 | 88.805
2019-06-17 18:00 | 0 | 0.695 | 0.7061 | 80.26
2019-06-17 19:00 | 0 | 0.754 | 0.69501 | 55.935
2019-06-17 20:00 | 0 | 0.779 | 0.67504 | 39.45
2019-06-17 21:00 | 0 | 0.808 | 0.66638 | 37.88
2019-06-17 22:00 | 0 | 0.829 | 0.667 | 40.59
2019-06-17 23:00 | 0 | 0.82 | 0.6518 | 38.3
2019-06-18 | 0 | 0.792 | 0.642 | 40.705
2019-06-18 01:00 | 0 | 0.776 | 0.62205 | 40.465
2019-06-18 02:00 | 0 | 0.761 | 0.6239 | 29.835
2019-06-18 03:00 | 0 | 0.74 | 0.61428 | 33.43
2019-06-18 04:00 | 0 | 0.722 | 0.62837 | 40.365
2019-06-18 05:00 | 0 | 0.715 | 0.65569 | 40.855
2019-06-18 06:00 | 0 | 0.723 | 0.66916 | 228.57
2019-06-18 07:00 | 0.245 | 0.692 | 0.65817 | 290.43
2019-06-18 08:00 | 0.542 | 0.507 | 0.63661 | 100.72
2019-06-18 09:00 | 0.668 | 0.518 | 0.61167 | 97.855
2019-06-18 10:00 | 0.72 | 0.605 | 0.58366 | 53.875
2019-06-18 11:00 | 0.738 | 0.453 | 0.54814 | 42.81
2019-06-18 12:00 | 0.728 | 0.306 | 0.53283 | 42.19
2019-06-18 13:00 | 0.724 | 0.239 | 0.53333 | 42.355
2019-06-18 14:00 | 0.682 | 0.218 | 0.54934 | 42.42
2019-06-18 15:00 | 0.596 | 0.21 | 0.59741 | 35.325
2019-06-18 16:00 | 0.41 | 0.256 | 0.67312 | 45.54
2019-06-18 17:00 | 0.026 | 0.478 | 0.71044 | 109.935
2019-06-18 18:00 | 0 | 0.697 | 0.69931 | 90.46
2019-06-18 19:00 | 0 | 0.812 | 0.69033 | 70.79
2019-06-18 20:00 | 0 | 0.856 | 0.68332 | 76.84
2019-06-18 21:00 | 0 | 0.869 | 0.66268 | 35.095
2019-06-18 22:00 | 0 | 0.868 | 0.62009 | 39.535
2019-06-18 23:00 | 0 | 0.867 | 0.60298 | 42.195
2019-06-19 | 0 | 0.842 | 0.58671 | 35.08
2019-06-19 01:00 | 0 | 0.8 | 0.57648 | 27.485
2019-06-19 02:00 | 0 | 0.783 | 0.5731 | 27.3
2019-06-19 03:00 | 0 | 0.768 | 0.56786 | 27.23
2019-06-19 04:00 | 0 | 0.763 | 0.56903 | 33.98
2019-06-19 05:00 | 0 | 0.764 | 0.59018 | 41.155
2019-06-19 06:00 | 0 | 0.752 | 0.61489 | 54.475
2019-06-19 07:00 | 0.278 | 0.726 | 0.6338 | 176.915
2019-06-19 08:00 | 0.583 | 0.473 | 0.61453 | 57.395
2019-06-19 09:00 | 0.701 | 0.481 | 0.59188 | 42.33
2019-06-19 10:00 | 0.746 | 0.811 | 0.55755 | 38.835
2019-06-19 11:00 | 0.759 | 0.711 | 0.51976 | 37.955
2019-06-19 12:00 | 0.745 | 0.628 | 0.50357 | 41.235
2019-06-19 13:00 | 0.745 | 0.575 | 0.51872 | 41.455
2019-06-19 14:00 | 0.705 | 0.548 | 0.54144 | 41.53
2019-06-19 15:00 | 0.623 | 0.549 | 0.5789 | 38.755
2019-06-19 16:00 | 0.446 | 0.547 | 0.62921 | 38.71
2019-06-19 17:00 | 0.032 | 0.676 | 0.68083 | 105.865
2019-06-19 18:00 | 0 | 0.824 | 0.68061 | 97.095
2019-06-19 19:00 | 0 | 0.888 | 0.67202 | 70.67
2019-06-19 20:00 | 0 | 0.905 | 0.6662 | 68.055
2019-06-19 21:00 | 0 | 0.902 | 0.64656 | 41.77
2019-06-19 22:00 | 0 | 0.885 | 0.61715 | 42.49
2019-06-19 23:00 | 0 | 0.87 | 0.57932 | 35.295
2019-06-20 | 0 | 0.865 | 0.55471 | 27.08
2019-06-20 01:00 | 0 | 0.864 | 0.54156 | 27.06
2019-06-20 02:00 | 0 | 0.842 | 0.53494 | 27.04
2019-06-20 03:00 | 0 | 0.794 | 0.54628 | 27.06
2019-06-20 04:00 | 0 | 0.77 | 0.56915 | 40.395
2019-06-20 05:00 | 0 | 0.771 | 0.58937 | 40.38
2019-06-20 06:00 | 0 | 0.788 | 0.60907 | 103.355
2019-06-20 07:00 | 0.26 | 0.776 | 0.64252 | 162.525
2019-06-20 08:00 | 0.516 | 0.539 | 0.64562 | 157.03
2019-06-20 09:00 | 0.648 | 0.345 | 0.62648 | 61.815
2019-06-20 10:00 | 0.697 | 0.393 | 0.57259 | 42.33
2019-06-20 11:00 | 0.702 | 0.41 | 0.54361 | 41.825
2019-06-20 12:00 | 0.658 | 0.239 | 0.55681 | 41.635
2019-06-20 13:00 | 0.543 | 0.149 | 0.56891 | 41.635
2019-06-20 14:00 | 0.236 | 0.084 | 0.60661 | 66.705
2019-06-20 15:00 | 0.118 | 0.036 | 0.66237 | 94.61
2019-06-20 16:00 | 0.095 | 0.004 | 0.67714 | 62.245
2019-06-20 17:00 | 0.002 | 0 | 0.68977 | 101.63
2019-06-20 18:00 | 0 | 0.001 | 0.67911 | 100.74
2019-06-20 19:00 | 0 | 0.017 | 0.66727 | 46.57
2019-06-20 20:00 | 0 | 0.064 | 0.64244 | 40.57
2019-06-20 21:00 | 0 | 0.143 | 0.62424 | 39.475
2019-06-20 22:00 | 0 | 0.259 | 0.61685 | 43.31
2019-06-20 23:00 | 0 | 0.426 | 0.5867 | 35.96
2019-06-21 | 0 | 0.587 | 0.58256 | 25.615
2019-06-21 01:00 | 0 | 0.668 | 0.58069 | 23
2019-06-21 02:00 | 0 | 0.663 | 0.57994 | 22.665
2019-06-21 03:00 | 0 | 0.616 | 0.57794 | 22.2
2019-06-21 04:00 | 0 | 0.579 | 0.59246 | 31.96
2019-06-21 05:00 | 0 | 0.528 | 0.61353 | 41.9
2019-06-21 06:00 | 0 | 0.487 | 0.63007 | 44.235
2019-06-21 07:00 | 0.115 | 0.473 | 0.65646 | 49.02
2019-06-21 08:00 | 0.345 | 0.243 | 0.6396 | 35.38
2019-06-21 09:00 | 0.473 | 0.122 | 0.59156 | 43
2019-06-21 10:00 | 0.547 | 0.36 | 0.5449 | 38.485
2019-06-21 11:00 | 0.583 | 0.457 | 0.50531 | 27.845
2019-06-21 12:00 | 0.628 | 0.504 | 0.47217 | 24.36
2019-06-21 13:00 | 0.646 | 0.528 | 0.48228 | 27.03
2019-06-21 14:00 | 0.598 | 0.499 | 0.49506 | 27.845
2019-06-21 15:00 | 0.478 | 0.442 | 0.5277 | 34.895
2019-06-21 16:00 | 0.272 | 0.357 | 0.59766 | 34.78
2019-06-21 17:00 | 0.014 | 0.389 | 0.67024 | 40.565
2019-06-21 18:00 | 0 | 0.316 | 0.68538 | 43.92
2019-06-21 19:00 | 0 | 0.194 | 0.68849 | 43.39
2019-06-21 20:00 | 0 | 0.113 | 0.68873 | 41.77
2019-06-21 21:00 | 0 | 0.091 | 0.7014 | 53.655
2019-06-21 22:00 | 0 | 0.111 | 0.70249 | 42.825
2019-06-21 23:00 | 0 | 0.149 | 0.68108 | 41.67
2019-06-22 | 0 | 0.164 | 0.64722 | 37.985
2019-06-22 01:00 | 0 | 0.193 | 0.63737 | 33.775
2019-06-22 02:00 | 0 | 0.264 | 0.63278 | 25.615
2019-06-22 03:00 | 0 | 0.384 | 0.63091 | 24.15
2019-06-22 04:00 | 0 | 0.539 | 0.62848 | 25.615
2019-06-22 05:00 | 0 | 0.677 | 0.62721 | 31.63
2019-06-22 06:00 | 0 | 0.761 | 0.63633 | 41.025
2019-06-22 07:00 | 0.212 | 0.764 | 0.65387 | 41.63
2019-06-22 08:00 | 0.467 | 0.5 | 0.62735 | 41.76
2019-06-22 09:00 | 0.599 | 0.659 | 0.56328 | 41.3
2019-06-22 10:00 | 0.657 | 0.928 | 0.50343 | 13.6
2019-06-22 11:00 | 0.681 | 0.96 | 0.47235 | 31.465
2019-06-22 12:00 | 0.574 | 0.963 | 0.53529 | 39.73
2019-06-22 13:00 | 0.367 | 0.959 | 0.55508 | 39.72
2019-06-22 14:00 | 0.311 | 0.957 | 0.53984 | 40.025
2019-06-22 15:00 | 0.214 | 0.953 | 0.57068 | 40.505
2019-06-22 16:00 | 0.078 | 0.937 | 0.60197 | 43.475
2019-06-22 17:00 | 0 | 0.921 | 0.61031 | 55.625
2019-06-22 18:00 | 0 | 0.84 | 0.60901 | 44.71
2019-06-22 19:00 | 0 | 0.798 | 0.58847 | 42.405
2019-06-22 20:00 | 0 | 0.838 | 0.57743 | 42.01
2019-06-22 21:00 | 0 | 0.854 | 0.55719 | 41.28
2019-06-22 22:00 | 0 | 0.794 | 0.57621 | 40.835
2019-06-22 23:00 | 0 | 0.73 | 0.57886 | 40.2
2019-06-23 | 0 | 0.628 | 0.60428 | 39.795
2019-06-23 01:00 | 0 | 0.687 | 0.62945 | 39.97
2019-06-23 02:00 | 0 | 0.696 | 0.63653 | 39.82
2019-06-23 03:00 | 0 | 0.683 | 0.63013 | 39.91
2019-06-23 04:00 | 0 | 0.668 | 0.61467 | 24.845
2019-06-23 05:00 | 0 | 0.669 | 0.63753 | 40.41
2019-06-23 06:00 | 0 | 0.605 | 0.68507 | 41.14
2019-06-23 07:00 | 0.014 | 0.554 | 0.72065 | 43.465
2019-06-23 08:00 | 0.073 | 0.44 | 0.72077 | 59.015
2019-06-23 09:00 | 0.191 | 0.532 | 0.68728 | 46.455
2019-06-23 10:00 | 0.203 | 0.605 | 0.64194 | 42.53
2019-06-23 11:00 | 0.255 | 0.702 | 0.5932 | 40.705
2019-06-23 12:00 | 0.284 | 0.825 | 0.57249 | 40.74
2019-06-23 13:00 | 0.159 | 0.874 | 0.55613 | 40.74
2019-06-23 14:00 | 0.111 | 0.871 | 0.54784 | 40.73
2019-06-23 15:00 | 0.077 | 0.837 | 0.54092 | 40.945
2019-06-23 16:00 | 0.027 | 0.75 | 0.60032 | 43.69
2019-06-23 17:00 | 0 | 0.745 | 0.64936 | 84.36
2019-06-23 18:00 | 0 | 0.727 | 0.66237 | 90.285
2019-06-23 19:00 | 0 | 0.59 | 0.64647 | 49.03
2019-06-23 20:00 | 0 | 0.581 | 0.62956 | 44.65
2019-06-23 21:00 | 0 | 0.615 | 0.62277 | 38.34
2019-06-23 22:00 | 0 | 0.574 | 0.59486 | 31.765
2019-06-23 23:00 | 0 | 0.494 | 0.59107 | 24.255
2019-06-24 | 0 | 0.402 | 0.59972 | 22.965
2019-06-24 01:00 | 0 | 0.317 | 0.5969 | 22.67
2019-06-24 02:00 | 0 | 0.237 | 0.60393 | 22.645
2019-06-24 03:00 | 0 | 0.195 | 0.62865 | 26.98
2019-06-24 04:00 | 0 | 0.161 | 0.6502 | 35.265
2019-06-24 05:00 | 0 | 0.105 | 0.66573 | 41.635
2019-06-24 06:00 | 0 | 0.05 | 0.70846 | 50.72
2019-06-24 07:00 | 0.091 | 0.016 | 0.71085 | 76.705
2019-06-24 08:00 | 0.427 | 0.003 | 0.6898 | 44.735
2019-06-24 09:00 | 0.613 | 0 | 0.64554 | 38.64
2019-06-24 10:00 | 0.702 | 0 | 0.59602 | 42.15
2019-06-24 11:00 | 0.726 | 0 | 0.57794 | 41.485
2019-06-24 12:00 | 0.716 | 0 | 0.56566 | 41.61
2019-06-24 13:00 | 0.708 | 0 | 0.54805 | 41.88
2019-06-24 14:00 | 0.663 | 0 | 0.5889 | 44.535
2019-06-24 15:00 | 0.569 | 0 | 0.63642 | 58.515
2019-06-24 16:00 | 0.37 | 0 | 0.67843 | 74.76
2019-06-24 17:00 | 0.019 | 0.019 | 0.70285 | 86.365
2019-06-24 18:00 | 0 | 0.091 | 0.71149 | 78.48
2019-06-24 19:00 | 0 | 0.172 | 0.71326 | 66.37
2019-06-24 20:00 | 0 | 0.213 | 0.71661 | 59.77
2019-06-24 21:00 | 0 | 0.241 | 0.72063 | 41.275
2019-06-24 22:00 | 0 | 0.277 | 0.73221 | 45.425
2019-06-24 23:00 | 0 | 0.33 | 0.7396 | 42.14
2019-06-25 | 0 | 0.363 | 0.73181 | 41
2019-06-25 01:00 | 0 | 0.353 | 0.72429 | 40.49
2019-06-25 02:00 | 0 | 0.391 | 0.71577 | 40.745
2019-06-25 03:00 | 0 | 0.501 | 0.70788 | 40.665
2019-06-25 04:00 | 0 | 0.589 | 0.69672 | 40.675
2019-06-25 05:00 | 0 | 0.668 | 0.70682 | 43.285
2019-06-25 06:00 | 0 | 0.704 | 0.70624 | 91.54
2019-06-25 07:00 | 0.239 | 0.674 | 0.70224 | 79.655
2019-06-25 08:00 | 0.536 | 0.304 | 0.68083 | 32.855
2019-06-25 09:00 | 0.655 | 0.12 | 0.6381 | 34.445
2019-06-25 10:00 | 0.7 | 0.108 | 0.60085 | 37.625
2019-06-25 11:00 | 0.713 | 0.107 | 0.56062 | 34.29
2019-06-25 12:00 | 0.701 | 0.127 | 0.52237 | 41.045
2019-06-25 13:00 | 0.696 | 0.165 | 0.53557 | 41.4
2019-06-25 14:00 | 0.652 | 0.215 | 0.5679 | 41.56
2019-06-25 15:00 | 0.56 | 0.259 | 0.62088 | 41.71
2019-06-25 16:00 | 0.369 | 0.294 | 0.66657 | 48.305
2019-06-25 17:00 | 0.021 | 0.472 | 0.69641 | 72.98
2019-06-25 18:00 | 0 | 0.536 | 0.69788 | 67.125
2019-06-25 19:00 | 0 | 0.473 | 0.70257 | 55.765
2019-06-25 20:00 | 0 | 0.352 | 0.70917 | 45.31
2019-06-25 21:00 | 0 | 0.242 | 0.70241 | 39.21
2019-06-25 22:00 | 0 | 0.148 | 0.6908 | 33.135
2019-06-25 23:00 | 0 | 0.071 | 0.69356 | 38.525
2019-06-26 | 0 | 0.031 | 0.69915 | 40.965
2019-06-26 01:00 | 0 | 0.016 | 0.68029 | 40.205
2019-06-26 02:00 | 0 | 0.016 | 0.66913 | 37.125
2019-06-26 03:00 | 0 | 0.037 | 0.65659 | 36.87
2019-06-26 04:00 | 0 | 0.103 | 0.63892 | 28.965
2019-06-26 05:00 | 0 | 0.251 | 0.61531 | 32.145
2019-06-26 06:00 | 0 | 0.457 | 0.62299 | 35.205
2019-06-26 07:00 | 0.202 | 0.612 | 0.64277 | 55.805
2019-06-26 08:00 | 0.408 | 0.491 | 0.64019 | 31.795
2019-06-26 09:00 | 0.353 | 0.581 | 0.58186 | 33.895
2019-06-26 10:00 | 0.504 | 0.846 | 0.51521 | 36.13
2019-06-26 11:00 | 0.42 | 0.953 | 0.50183 | 31.93
2019-06-26 12:00 | 0.393 | 0.962 | 0.45529 | 22.685
2019-06-26 13:00 | 0.339 | 0.949 | 0.46564 | 27.04
2019-06-26 14:00 | 0.29 | 0.954 | 0.48622 | 29.695
2019-06-26 15:00 | 0.184 | 0.963 | 0.54895 | 38.415
2019-06-26 16:00 | 0.057 | 0.878 | 0.59806 | 40.715
2019-06-26 17:00 | 0 | 0.848 | 0.60224 | 42.725
2019-06-26 18:00 | 0 | 0.886 | 0.60926 | 36.275
2019-06-26 19:00 | 0 | 0.81 | 0.59842 | 43.075
2019-06-26 20:00 | 0 | 0.8 | 0.58921 | 41.975
2019-06-26 21:00 | 0 | 0.828 | 0.59551 | 38.53
2019-06-26 22:00 | 0 | 0.843 | 0.57179 | 28.62
2019-06-26 23:00 | 0 | 0.892 | 0.54837 | 21.95
2019-06-27 | 0 | 0.936 | 0.55508 | -5.12
2019-06-27 01:00 | 0 | 0.934 | 0.55429 | -7.53
2019-06-27 02:00 | 0 | 0.925 | 0.5596 | -5.18
2019-06-27 03:00 | 0 | 0.919 | 0.55849 | -5.18
2019-06-27 04:00 | 0 | 0.905 | 0.57007 | 20.885
2019-06-27 05:00 | 0 | 0.893 | 0.57575 | 29.715
2019-06-27 06:00 | 0 | 0.875 | 0.61008 | 44.29
2019-06-27 07:00 | 0.031 | 0.832 | 0.64158 | 58.78
2019-06-27 08:00 | 0.238 | 0.704 | 0.63509 | 43.575
2019-06-27 09:00 | 0.544 | 0.792 | 0.59064 | 41.99
2019-06-27 10:00 | 0.629 | 0.887 | 0.52865 | 40.53
2019-06-27 11:00 | 0.628 | 0.919 | 0.49484 | 40.11
2019-06-27 12:00 | 0.399 | 0.943 | 0.47943 | 28.345
2019-06-27 13:00 | 0.447 | 0.95 | 0.45654 | 36.2
2019-06-27 14:00 | 0.365 | 0.951 | 0.51601 | 41.365
2019-06-27 15:00 | 0.215 | 0.933 | 0.57798 | 43.355
2019-06-27 16:00 | 0.107 | 0.837 | 0.60664 | 41.575
2019-06-27 17:00 | 0 | 0.819 | 0.61987 | 80.62
2019-06-27 18:00 | 0 | 0.795 | 0.64146 | 64.645
2019-06-27 19:00 | 0 | 0.802 | 0.6637 | 61.04
2019-06-27 20:00 | 0 | 0.791 | 0.6757 | 41.765
2019-06-27 21:00 | 0 | 0.759 | 0.66422 | 87.295
2019-06-27 22:00 | 0 | 0.767 | 0.6519 | 42.28
2019-06-27 23:00 | 0 | 0.789 | 0.63441 | 40.485
2019-06-28 | 0 | 0.815 | 0.6163 | 31.975
2019-06-28 01:00 | 0 | 0.82 | 0.58871 | 24.855
2019-06-28 02:00 | 0 | 0.824 | 0.56959 | 22.2
2019-06-28 03:00 | 0 | 0.78 | 0.57885 | 25.595
2019-06-28 04:00 | 0 | 0.682 | 0.61151 | 33.405
2019-06-28 05:00 | 0 | 0.61 | 0.63957 | 40.865
2019-06-28 06:00 | 0 | 0.491 | 0.68804 | 57.9
2019-06-28 07:00 | 0.144 | 0.334 | 0.68813 | 211.185
2019-06-28 08:00 | 0.464 | 0.174 | 0.67093 | 79.98
2019-06-28 09:00 | 0.621 | 0.385 | 0.62671 | 42.07
2019-06-28 10:00 | 0.697 | 0.306 | 0.56572 | 34.365
2019-06-28 11:00 | 0.745 | 0.175 | 0.50618 | 33.535
2019-06-28 12:00 | 0.743 | 0.141 | 0.5002 | 33.405
2019-06-28 13:00 | 0.74 | 0.161 | 0.52156 | 33.595
2019-06-28 14:00 | 0.695 | 0.171 | 0.52176 | 34.08
2019-06-28 15:00 | 0.6 | 0.169 | 0.56579 | 35.285
2019-06-28 16:00 | 0.399 | 0.158 | 0.62863 | 37.41
2019-06-28 17:00 | 0.025 | 0.214 | 0.68768 | 61.47
2019-06-28 18:00 | 0 | 0.256 | 0.70049 | 73.985
2019-06-28 19:00 | 0 | 0.265 | 0.70534 | 59.72
2019-06-28 20:00 | 0 | 0.268 | 0.70944 | 84.57
2019-06-28 21:00 | 0 | 0.282 | 0.71944 | 104.445
2019-06-28 22:00 | 0 | 0.295 | 0.73684 | 106.235
2019-06-28 23:00 | 0 | 0.288 | 0.74639 | 44.855
2019-06-29 | 0 | 0.251 | 0.73414 | 42.48
2019-06-29 01:00 | 0 | 0.242 | 0.72578 | 41.405
2019-06-29 02:00 | 0 | 0.28 | 0.72105 | 41.02
2019-06-29 03:00 | 0 | 0.354 | 0.72108 | 40.72
2019-06-29 04:00 | 0 | 0.474 | 0.71531 | 40.795
2019-06-29 05:00 | 0 | 0.612 | 0.69962 | 41.555
2019-06-29 06:00 | 0 | 0.719 | 0.67645 | 34.85
2019-06-29 07:00 | 0.275 | 0.704 | 0.67058 | 36.715
2019-06-29 08:00 | 0.527 | 0.32 | 0.68236 | 46.53
2019-06-29 09:00 | 0.7 | 0.39 | 0.66501 | 67.315
2019-06-29 10:00 | 0.756 | 0.331 | 0.64368 | 48.87
2019-06-29 11:00 | 0.773 | 0.133 | 0.61747 | 43.23
2019-06-29 12:00 | 0.756 | 0.046 | 0.59772 | 41.31
2019-06-29 13:00 | 0.752 | 0.026 | 0.61033 | 41.145
2019-06-29 14:00 | 0.708 | 0.019 | 0.61753 | 40.88
2019-06-29 15:00 | 0.615 | 0.009 | 0.63154 | 43.115
2019-06-29 16:00 | 0.249 | 0.004 | 0.67689 | 60.72
2019-06-29 17:00 | 0.019 | 0.004 | 0.69466 | 78.03
2019-06-29 18:00 | 0 | 0.023 | 0.70005 | 78.165
2019-06-29 19:00 | 0 | 0.066 | 0.69731 | 50.695
2019-06-29 20:00 | 0 | 0.132 | 0.68553 | 42.955
2019-06-29 21:00 | 0 | 0.198 | 0.6733 | 44.715
2019-06-29 22:00 | 0 | 0.241 | 0.65794 | 42.01
2019-06-29 23:00 | 0 | 0.289 | 0.64354 | 41.005
2019-06-30 | 0 | 0.357 | 0.62826 | 31.135
2019-06-30 01:00 | 0 | 0.417 | 0.63676 | 27.405
2019-06-30 02:00 | 0 | 0.468 | 0.6421 | 27.405
2019-06-30 03:00 | 0 | 0.5 | 0.6404 | 25.17
2019-06-30 04:00 | 0 | 0.516 | 0.63112 | 24.15
2019-06-30 05:00 | 0 | 0.515 | 0.6308 | 26.6
2019-06-30 06:00 | 0 | 0.454 | 0.62246 | 34.03
2019-06-30 07:00 | 0.046 | 0.379 | 0.6139 | 41.195
2019-06-30 08:00 | 0.135 | 0.148 | 0.644 | 42.3
2019-06-30 09:00 | 0.244 | 0.019 | 0.64099 | 43.705
2019-06-30 10:00 | 0.293 | 0.001 | 0.65025 | 87.67
2019-06-30 11:00 | 0.321 | 0 | 0.65174 | 100.6
2019-06-30 12:00 | 0.382 | 0.003 | 0.65056 | 165.18
2019-06-30 13:00 | 0.339 | 0.013 | 0.65274 | 132.89
2019-06-30 14:00 | 0.299 | 0.029 | 0.67073 | 83.735
2019-06-30 15:00 | 0.291 | 0.044 | 0.68404 | 56.46
2019-06-30 16:00 | 0.354 | 0.087 | 0.7002 | 63.355
2019-06-30 17:00 | 0.022 | 0.155 | 0.69958 | 106.67
2019-06-30 18:00 | 0 | 0.163 | 0.69757 | 93.62
2019-06-30 19:00 | 0 | 0.12 | 0.69246 | 55.655
2019-06-30 20:00 | 0 | 0.067 | 0.68884 | 46.105
2019-06-30 21:00 | 0 | 0.026 | 0.6886 | 44.76
2019-06-30 22:00 | 0 | 0.007 | 0.69884 | 42.65
2019-06-30 23:00 | 0 | 0.002 | 0.68699 | 40.985
2019-07-01 | 0 | 0.001 | 0.6769 | 37.63
2019-07-01 01:00 | 0 | 0.001 | 0.67777 | 33.545
2019-07-01 02:00 | 0 | 0.001 | 0.67247 | 27.08
2019-07-01 03:00 | 0 | 0.001 | 0.6825 | 29.975
2019-07-01 04:00 | 0 | 0.002 | 0.68741 | 36.815
2019-07-01 05:00 | 0 | 0.002 | 0.70341 | 42.21
2019-07-01 06:00 | 0 | 0.007 | 0.72444 | 57.17
2019-07-01 07:00 | 0.085 | 0.021 | 0.72904 | 186.68
2019-07-01 08:00 | 0.236 | 0.023 | 0.71222 | 70.48
2019-07-01 09:00 | 0.509 | 0.009 | 0.66741 | 45.33
2019-07-01 10:00 | 0.543 | 0.002 | 0.60305 | 34.375
2019-07-01 11:00 | 0.653 | 0.001 | 0.574 | 41.72
2019-07-01 12:00 | 0.6 | 0.002 | 0.59021 | 41.575
2019-07-01 13:00 | 0.641 | 0.003 | 0.58086 | 41.515
2019-07-01 14:00 | 0.596 | 0.004 | 0.59219 | 42.015
2019-07-01 15:00 | 0.46 | 0.006 | 0.60789 | 39.02
2019-07-01 16:00 | 0.273 | 0.02 | 0.65783 | 44.195
2019-07-01 17:00 | 0.011 | 0.093 | 0.7117 | 60.44
2019-07-01 18:00 | 0 | 0.213 | 0.72259 | 68.435
2019-07-01 19:00 | 0 | 0.328 | 0.72263 | 49.345
2019-07-01 20:00 | 0 | 0.406 | 0.71665 | 53.32
2019-07-01 21:00 | 0 | 0.44 | 0.72419 | 43.085
2019-07-01 22:00 | 0 | 0.443 | 0.7349 | 56.28
2019-07-01 23:00 | 0 | 0.44 | 0.73972 | 42.365
2019-07-02 | 0 | 0.448 | 0.72802 | 41.085
2019-07-02 01:00 | 0 | 0.471 | 0.71776 | 40.5
2019-07-02 02:00 | 0 | 0.489 | 0.70293 | 39.835
2019-07-02 03:00 | 0 | 0.497 | 0.69882 | 39.79
2019-07-02 04:00 | 0 | 0.509 | 0.70189 | 40.06
2019-07-02 05:00 | 0 | 0.537 | 0.71574 | 41.45
2019-07-02 06:00 | 0 | 0.58 | 0.68318 | 43.24
2019-07-02 07:00 | 0.228 | 0.581 | 0.68838 | 77.9
2019-07-02 08:00 | 0.536 | 0.255 | 0.67239 | 50.08
2019-07-02 09:00 | 0.659 | 0.088 | 0.62581 | 44.255
2019-07-02 10:00 | 0.708 | 0.2 | 0.56893 | 37.935
2019-07-02 11:00 | 0.723 | 0.139 | 0.53398 | 41.29
2019-07-02 12:00 | 0.711 | 0.084 | 0.52467 | 37.52
2019-07-02 13:00 | 0.705 | 0.049 | 0.53151 | 41.415
2019-07-02 14:00 | 0.659 | 0.031 | 0.55372 | 37.525
2019-07-02 15:00 | 0.567 | 0.03 | 0.59559 | 34.795
2019-07-02 16:00 | 0.378 | 0.057 | 0.65974 | 42.015
2019-07-02 17:00 | 0.026 | 0.118 | 0.7072 | 83.44
2019-07-02 18:00 | 0 | 0.254 | 0.70788 | 71.56
2019-07-02 19:00 | 0 | 0.451 | 0.70206 | 55.945
2019-07-02 20:00 | 0 | 0.602 | 0.69863 | 43.15
2019-07-02 21:00 | 0 | 0.689 | 0.709 | 60.15
2019-07-02 22:00 | 0 | 0.742 | 0.70837 | 42.995
2019-07-02 23:00 | 0 | 0.782 | 0.69299 | 41.535
2019-07-03 | 0 | 0.81 | 0.65181 | 40.12
2019-07-03 01:00 | 0 | 0.824 | 0.60683 | 24.005
2019-07-03 02:00 | 0 | 0.84 | 0.56914 | 23.03
2019-07-03 03:00 | 0 | 0.852 | 0.55714 | 22.905
2019-07-03 04:00 | 0 | 0.854 | 0.56263 | 23.98
2019-07-03 05:00 | 0 | 0.857 | 0.58142 | 37.195
2019-07-03 06:00 | 0 | 0.859 | 0.60314 | 39.055
2019-07-03 07:00 | 0.282 | 0.827 | 0.63137 | 44.71
2019-07-03 08:00 | 0.577 | 0.58 | 0.62348 | 34.265
2019-07-03 09:00 | 0.686 | 0.387 | 0.56132 | 37.415
2019-07-03 10:00 | 0.723 | 0.587 | 0.49473 | 27.17
2019-07-03 11:00 | 0.724 | 0.766 | 0.45518 | 11.13
2019-07-03 12:00 | 0.704 | 0.648 | 0.43299 | -5.03
2019-07-03 13:00 | 0.691 | 0.618 | 0.43901 | -5.06
2019-07-03 14:00 | 0.639 | 0.622 | 0.45535 | -5
2019-07-03 15:00 | 0.538 | 0.602 | 0.48039 | 27.98
2019-07-03 16:00 | 0.337 | 0.537 | 0.58045 | 42.95
2019-07-03 17:00 | 0.02 | 0.631 | 0.64733 | 47.63
2019-07-03 18:00 | 0 | 0.776 | 0.6345 | 41.84
2019-07-03 19:00 | 0 | 0.836 | 0.62397 | 43.695
2019-07-03 20:00 | 0 | 0.827 | 0.60106 | 35.925
2019-07-03 21:00 | 0 | 0.748 | 0.56989 | 33.85
2019-07-03 22:00 | 0 | 0.751 | 0.54882 | 24.13
2019-07-03 23:00 | 0 | 0.829 | 0.53146 | 23.135
2019-07-04 | 0 | 0.863 | 0.53582 | 21.36
2019-07-04 01:00 | 0 | 0.89 | 0.55126 | 24.13
2019-07-04 02:00 | 0 | 0.916 | 0.55806 | 25.5
2019-07-04 03:00 | 0 | 0.903 | 0.55272 | 4.915
2019-07-04 04:00 | 0 | 0.898 | 0.53688 | 7.095
2019-07-04 05:00 | 0 | 0.908 | 0.51311 | 21.335
2019-07-04 06:00 | 0 | 0.919 | 0.58083 | 32.215
2019-07-04 07:00 | 0.122 | 0.897 | 0.60596 | 33.66
2019-07-04 08:00 | 0.385 | 0.818 | 0.58484 | 33.21
2019-07-04 09:00 | 0.485 | 0.965 | 0.56998 | 32.945
2019-07-04 10:00 | 0.434 | 0.872 | 0.58769 | 36.745
2019-07-04 11:00 | 0.486 | 0.772 | 0.60787 | 40.87
2019-07-04 12:00 | 0.335 | 0.76 | 0.63497 | 42.93
2019-07-04 13:00 | 0.196 | 0.883 | 0.63584 | 41.17
2019-07-04 14:00 | 0.115 | 0.963 | 0.62497 | 41.56
2019-07-04 15:00 | 0.066 | 0.943 | 0.63936 | 44.845
2019-07-04 16:00 | 0.024 | 0.907 | 0.68516 | 98.445
2019-07-04 17:00 | 0 | 0.93 | 0.68382 | 88.175
2019-07-04 18:00 | 0 | 0.568 | 0.67189 | 60.02
2019-07-04 19:00 | 0 | 0.204 | 0.66279 | 41.69
2019-07-04 20:00 | 0 | 0.09 | 0.69233 | 103.935
2019-07-04 21:00 | 0 | 0.131 | 0.69767 | 103.17
2019-07-04 22:00 | 0 | 0.154 | 0.65837 | 38.325
2019-07-04 23:00 | 0 | 0.171 | 0.63777 | 32.87
2019-07-05 | 0 | 0.399 | 0.6211 | 27.04
2019-07-05 01:00 | 0 | 0.602 | 0.55809 | 10.94
2019-07-05 02:00 | 0 | 0.691 | 0.54336 | 26.99
2019-07-05 03:00 | 0 | 0.74 | 0.53882 | -5.135
2019-07-05 04:00 | 0 | 0.733 | 0.53944 | 10.95
2019-07-05 05:00 | 0 | 0.674 | 0.57417 | 33.3
2019-07-05 06:00 | 0 | 0.613 | 0.60907 | 33.84
2019-07-05 07:00 | 0.111 | 0.538 | 0.63368 | 89.15
2019-07-05 08:00 | 0.379 | 0.28 | 0.63811 | 57.795
2019-07-05 09:00 | 0.568 | 0.478 | 0.60669 | 41.465
2019-07-05 10:00 | 0.636 | 0.486 | 0.59091 | 41.73
2019-07-05 11:00 | 0.626 | 0.424 | 0.57145 | 41.145
2019-07-05 12:00 | 0.603 | 0.388 | 0.57169 | 41.035
2019-07-05 13:00 | 0.552 | 0.403 | 0.58495 | 37.07
2019-07-05 14:00 | 0.351 | 0.425 | 0.52188 | 36.44
2019-07-05 15:00 | 0.232 | 0.424 | 0.60408 | 37.92
2019-07-05 16:00 | 0.049 | 0.342 | 0.63026 | 39.005
2019-07-05 17:00 | 0 | 0.292 | 0.6869 | 112.015
2019-07-05 18:00 | 0 | 0.255 | 0.70059 | 112.18
2019-07-05 19:00 | 0 | 0.194 | 0.70708 | 90.56
2019-07-05 20:00 | 0 | 0.137 | 0.69964 | 64.5
2019-07-05 21:00 | 0 | 0.099 | 0.70403 | 35.315
2019-07-05 22:00 | 0 | 0.07 | 0.71166 | 44.19
2019-07-05 23:00 | 0 | 0.048 | 0.70666 | 35.24
2019-07-06 | 0 | 0.029 | 0.71128 | 40.91
2019-07-06 01:00 | 0 | 0.016 | 0.70909 | 40.425
2019-07-06 02:00 | 0 | 0.01 | 0.69963 | 40.05
2019-07-06 03:00 | 0 | 0.007 | 0.69839 | 39.86
2019-07-06 04:00 | 0 | 0.006 | 0.70205 | 39.935
2019-07-06 05:00 | 0 | 0.008 | 0.70953 | 40.645
2019-07-06 06:00 | 0 | 0.016 | 0.70639 | 34.04
2019-07-06 07:00 | 0.193 | 0.04 | 0.70996 | 36.425
2019-07-06 08:00 | 0.485 | 0.027 | 0.68913 | 46.255
2019-07-06 09:00 | 0.631 | 0.016 | 0.64495 | 43.745
2019-07-06 10:00 | 0.709 | 0.016 | 0.58488 | 40.695
2019-07-06 11:00 | 0.743 | 0.014 | 0.55679 | 39.64
2019-07-06 12:00 | 0.732 | 0.012 | 0.54171 | 35.41
2019-07-06 13:00 | 0.725 | 0.009 | 0.53204 | 35.3
2019-07-06 14:00 | 0.679 | 0.006 | 0.54684 | 39.175
2019-07-06 15:00 | 0.587 | 0.003 | 0.57874 | 38.755
2019-07-06 16:00 | 0.391 | 0.004 | 0.64569 | 42.75
2019-07-06 17:00 | 0.03 | 0.011 | 0.69949 | 57.39
2019-07-06 18:00 | 0 | 0.033 | 0.7139 | 62.88
2019-07-06 19:00 | 0 | 0.073 | 0.7126 | 48.275
2019-07-06 20:00 | 0 | 0.131 | 0.71621 | 52.355
2019-07-06 21:00 | 0 | 0.188 | 0.71399 | 46.02
2019-07-06 22:00 | 0 | 0.245 | 0.73681 | 44.755
2019-07-06 23:00 | 0 | 0.32 | 0.72869 | 40.85
2019-07-07 | 0 | 0.41 | 0.71721 | 39.96
2019-07-07 01:00 | 0 | 0.517 | 0.71422 | 39.32
2019-07-07 02:00 | 0 | 0.605 | 0.70592 | 39.335
2019-07-07 03:00 | 0 | 0.672 | 0.68489 | 24.745
2019-07-07 04:00 | 0 | 0.716 | 0.67208 | 27.08
2019-07-07 05:00 | 0 | 0.729 | 0.66088 | 27.08
2019-07-07 06:00 | 0 | 0.727 | 0.64388 | 35.2
2019-07-07 07:00 | 0.296 | 0.666 | 0.63882 | 33.875
2019-07-07 08:00 | 0.592 | 0.291 | 0.60951 | 32.68
2019-07-07 09:00 | 0.704 | 0.139 | 0.56331 | 36.05
2019-07-07 10:00 | 0.746 | 0.534 | 0.5224 | 28.215
2019-07-07 11:00 | 0.758 | 0.396 | 0.46722 | -5.15
2019-07-07 12:00 | 0.739 | 0.246 | 0.44915 | -5.15
2019-07-07 13:00 | 0.736 | 0.149 | 0.47637 | 7.355
2019-07-07 14:00 | 0.69 | 0.078 | 0.5087 | 32.965
2019-07-07 15:00 | 0.594 | 0.023 | 0.58919 | 39.785
2019-07-07 16:00 | 0.398 | 0.001 | 0.67189 | 42.255
2019-07-07 17:00 | 0.033 | 0.023 | 0.71728 | 75.865
2019-07-07 18:00 | 0 | 0.192 | 0.7236 | 68.44
2019-07-07 19:00 | 0 | 0.376 | 0.72439 | 63.43
2019-07-07 20:00 | 0 | 0.457 | 0.72406 | 65.325
2019-07-07 21:00 | 0 | 0.457 | 0.72367 | 80.78
2019-07-07 22:00 | 0 | 0.409 | 0.72448 | 43.33
2019-07-07 23:00 | 0 | 0.329 | 0.71302 | 40.57
2019-07-08 | 0 | 0.257 | 0.70843 | 39.705
2019-07-08 01:00 | 0 | 0.215 | 0.71474 | 39.44
2019-07-08 02:00 | 0 | 0.231 | 0.70978 | 39.24
2019-07-08 03:00 | 0 | 0.253 | 0.71023 | 39.16
2019-07-08 04:00 | 0 | 0.243 | 0.7207 | 39.245
2019-07-08 05:00 | 0 | 0.207 | 0.73212 | 39.875
2019-07-08 06:00 | 0 | 0.173 | 0.73283 | 104.79
2019-07-08 07:00 | 0.283 | 0.155 | 0.72397 | 166.39
2019-07-08 08:00 | 0.562 | 0.077 | 0.69348 | 85.145
2019-07-08 09:00 | 0.678 | 0.019 | 0.64549 | 45.545
2019-07-08 10:00 | 0.724 | 0.03 | 0.57747 | 33.445
2019-07-08 11:00 | 0.738 | 0.005 | 0.52973 | 32.975
2019-07-08 12:00 | 0.722 | 0.001 | 0.51658 | 32.26
2019-07-08 13:00 | 0.717 | 0.012 | 0.52813 | 28.31
2019-07-08 14:00 | 0.673 | 0.042 | 0.55121 | 25.185
2019-07-08 15:00 | 0.582 | 0.098 | 0.57772 | 29.36
2019-07-08 16:00 | 0.393 | 0.296 | 0.6265 | 33.43
2019-07-08 17:00 | 0.034 | 0.672 | 0.69493 | 54.47
2019-07-08 18:00 | 0 | 0.779 | 0.71701 | 64.525
2019-07-08 19:00 | 0 | 0.777 | 0.71803 | 41.94
2019-07-08 20:00 | 0 | 0.765 | 0.7225 | 34.06
2019-07-08 21:00 | 0 | 0.75 | 0.73502 | 32.81
2019-07-08 22:00 | 0 | 0.723 | 0.73499 | 33.9
2019-07-08 23:00 | 0 | 0.715 | 0.71903 | 37.02
2019-07-09 | 0 | 0.713 | 0.71323 | 40.055
2019-07-09 01:00 | 0 | 0.689 | 0.70917 | 39.66
2019-07-09 02:00 | 0 | 0.657 | 0.70271 | 24.875
2019-07-09 03:00 | 0 | 0.628 | 0.69378 | 23.71
2019-07-09 04:00 | 0 | 0.6 | 0.6984 | 33.28
2019-07-09 05:00 | 0 | 0.541 | 0.72494 | 39.99
2019-07-09 06:00 | 0 | 0.436 | 0.72632 | 41.445
2019-07-09 07:00 | 0.061 | 0.284 | 0.72574 | 38.9
2019-07-09 08:00 | 0.183 | 0.157 | 0.69508 | 34.93
2019-07-09 09:00 | 0.634 | 0.214 | 0.63902 | 33.855
2019-07-09 10:00 | 0.717 | 0.214 | 0.56405 | 32.32
2019-07-09 11:00 | 0.73 | 0.175 | 0.54731 | 40.72
2019-07-09 12:00 | 0.716 | 0.141 | 0.56642 | 40.495
2019-07-09 13:00 | 0.709 | 0.101 | 0.56868 | 41.025
2019-07-09 14:00 | 0.653 | 0.08 | 0.5427 | 41.05
2019-07-09 15:00 | 0.559 | 0.097 | 0.55666 | 33.88
2019-07-09 16:00 | 0.365 | 0.191 | 0.62178 | 34.415
2019-07-09 17:00 | 0.027 | 0.474 | 0.68382 | 50.94
2019-07-09 18:00 | 0 | 0.652 | 0.70616 | 53.76
2019-07-09 19:00 | 0 | 0.686 | 0.70823 | 41.58
2019-07-09 20:00 | 0 | 0.669 | 0.68968 | 36.47
2019-07-09 21:00 | 0 | 0.619 | 0.67899 | 34.38
2019-07-09 22:00 | 0 | 0.544 | 0.68245 | 42.305
2019-07-09 23:00 | 0 | 0.495 | 0.67226 | 41.395
2019-07-10 | 0 | 0.473 | 0.67261 | 40.57
2019-07-10 01:00 | 0 | 0.479 | 0.66565 | 32.24
2019-07-10 02:00 | 0 | 0.487 | 0.66065 | 22.42
2019-07-10 03:00 | 0 | 0.48 | 0.66852 | 22.51
2019-07-10 04:00 | 0 | 0.436 | 0.6784 | 40.24
2019-07-10 05:00 | 0 | 0.344 | 0.69899 | 40.865
2019-07-10 06:00 | 0 | 0.215 | 0.70807 | 36.12
2019-07-10 07:00 | 0.052 | 0.133 | 0.71437 | 38.86
2019-07-10 08:00 | 0.301 | 0.073 | 0.71093 | 41.035
2019-07-10 09:00 | 0.684 | 0.085 | 0.66278 | 39.28
2019-07-10 10:00 | 0.732 | 0.155 | 0.62686 | 42.12
2019-07-10 11:00 | 0.748 | 0.14 | 0.62378 | 41.365
2019-07-10 12:00 | 0.735 | 0.112 | 0.62169 | 40.81
2019-07-10 13:00 | 0.728 | 0.097 | 0.62448 | 41.355
2019-07-10 14:00 | 0.682 | 0.099 | 0.63356 | 41.41
2019-07-10 15:00 | 0.589 | 0.112 | 0.67307 | 45.775
2019-07-10 16:00 | 0.395 | 0.147 | 0.70887 | 53.39
2019-07-10 17:00 | 0.036 | 0.282 | 0.71762 | 67.03
2019-07-10 18:00 | 0 | 0.426 | 0.72173 | 52.525
2019-07-10 19:00 | 0 | 0.491 | 0.7301 | 41.22
2019-07-10 20:00 | 0 | 0.504 | 0.72755 | 40.555
2019-07-10 21:00 | 0 | 0.518 | 0.72127 | 40.64
2019-07-10 22:00 | 0 | 0.559 | 0.73033 | 44.445
2019-07-10 23:00 | 0 | 0.615 | 0.73985 | 41.53
2019-07-11 | 0 | 0.652 | 0.72735 | 40.69
2019-07-11 01:00 | 0 | 0.654 | 0.72594 | 40.24
2019-07-11 02:00 | 0 | 0.638 | 0.73437 | 40.265
2019-07-11 03:00 | 0 | 0.626 | 0.7319 | 40.24
2019-07-11 04:00 | 0 | 0.606 | 0.72684 | 40.315
2019-07-11 05:00 | 0 | 0.603 | 0.71818 | 40.945
2019-07-11 06:00 | 0 | 0.616 | 0.70271 | 38.635
2019-07-11 07:00 | 0.223 | 0.551 | 0.714 | 37.505
2019-07-11 08:00 | 0.412 | 0.226 | 0.70123 | 37.68
2019-07-11 09:00 | 0.683 | 0.159 | 0.67031 | 37.975
2019-07-11 10:00 | 0.727 | 0.268 | 0.58894 | 33.875
2019-07-11 11:00 | 0.741 | 0.153 | 0.56398 | 41.2
2019-07-11 12:00 | 0.725 | 0.091 | 0.56835 | 40.935
2019-07-11 13:00 | 0.717 | 0.053 | 0.56523 | 40.81
2019-07-11 14:00 | 0.67 | 0.043 | 0.56408 | 37.48
2019-07-11 15:00 | 0.576 | 0.052 | 0.58805 | 34.215
2019-07-11 16:00 | 0.382 | 0.128 | 0.654 | 43.12
2019-07-11 17:00 | 0.035 | 0.398 | 0.71335 | 49.33
2019-07-11 18:00 | 0 | 0.651 | 0.7256 | 79.49
2019-07-11 19:00 | 0 | 0.765 | 0.71676 | 36.2
2019-07-11 20:00 | 0 | 0.8 | 0.69625 | 38.88
2019-07-11 21:00 | 0 | 0.805 | 0.67275 | 38.925
2019-07-11 22:00 | 0 | 0.795 | 0.67759 | 46.36
2019-07-11 23:00 | 0 | 0.778 | 0.67394 | 42.225
2019-07-12 | 0 | 0.766 | 0.65956 | 34.125
2019-07-12 01:00 | 0 | 0.766 | 0.64413 | 25.735
2019-07-12 02:00 | 0 | 0.769 | 0.63739 | 25.575
2019-07-12 03:00 | 0 | 0.759 | 0.63477 | 25.715
2019-07-12 04:00 | 0 | 0.739 | 0.63567 | 27.06
2019-07-12 05:00 | 0 | 0.7 | 0.62023 | 40.995
2019-07-12 06:00 | 0 | 0.623 | 0.63485 | 46.195
2019-07-12 07:00 | 0.097 | 0.584 | 0.64847 | 122.98
2019-07-12 08:00 | 0.552 | 0.57 | 0.63026 | 101.635
2019-07-12 09:00 | 0.692 | 0.565 | 0.58147 | 48.56
2019-07-12 10:00 | 0.739 | 0.58 | 0.52781 | 42.91
2019-07-12 11:00 | 0.75 | 0.423 | 0.507 | 41.645
2019-07-12 12:00 | 0.73 | 0.256 | 0.50378 | 41.255
2019-07-12 13:00 | 0.723 | 0.192 | 0.48468 | 36.53
2019-07-12 14:00 | 0.678 | 0.191 | 0.49198 | 33.445
2019-07-12 15:00 | 0.587 | 0.239 | 0.52954 | 34.3
2019-07-12 16:00 | 0.398 | 0.389 | 0.5952 | 41.685
2019-07-12 17:00 | 0.039 | 0.733 | 0.65967 | 60.79
2019-07-12 18:00 | 0 | 0.883 | 0.65116 | 55.74
2019-07-12 19:00 | 0 | 0.904 | 0.6395 | 72.635
2019-07-12 20:00 | 0 | 0.893 | 0.62887 | 42.015
2019-07-12 21:00 | 0 | 0.872 | 0.62503 | 43.685
2019-07-12 22:00 | 0 | 0.862 | 0.61939 | 45.65
2019-07-12 23:00 | 0 | 0.854 | 0.5995 | 34.42
2019-07-13 | 0 | 0.847 | 0.56083 | 25.605
2019-07-13 01:00 | 0 | 0.836 | 0.54292 | 7.325
2019-07-13 02:00 | 0 | 0.818 | 0.52936 | -5.12
2019-07-13 03:00 | 0 | 0.806 | 0.53351 | -5.18
2019-07-13 04:00 | 0 | 0.802 | 0.52405 | -5.15
2019-07-13 05:00 | 0 | 0.831 | 0.53028 | 9.535
2019-07-13 06:00 | 0 | 0.849 | 0.55609 | 33.165
2019-07-13 07:00 | 0.323 | 0.831 | 0.58277 | 33.855
2019-07-13 08:00 | 0.605 | 0.651 | 0.54842 | 38.125
2019-07-13 09:00 | 0.71 | 0.706 | 0.47915 | 30.53
2019-07-13 10:00 | 0.752 | 0.863 | 0.41205 | -7.53
2019-07-13 11:00 | 0.76 | 0.749 | 0.37981 | -12.535
2019-07-13 12:00 | 0.74 | 0.58 | 0.39218 | -9.94
2019-07-13 13:00 | 0.739 | 0.454 | 0.41907 | -5.15
2019-07-13 14:00 | 0.697 | 0.383 | 0.44463 | -5.09
2019-07-13 15:00 | 0.611 | 0.353 | 0.4952 | 17.815
2019-07-13 16:00 | 0.427 | 0.425 | 0.58214 | 43.16
2019-07-13 17:00 | 0.049 | 0.621 | 0.65862 | 58.725
2019-07-13 18:00 | 0 | 0.77 | 0.655 | 54.36
2019-07-13 19:00 | 0 | 0.852 | 0.62673 | 36.3
2019-07-13 20:00 | 0 | 0.891 | 0.5805 | 30.815
2019-07-13 21:00 | 0 | 0.909 | 0.56178 | 30.595
2019-07-13 22:00 | 0 | 0.907 | 0.53554 | 28.96
2019-07-13 23:00 | 0 | 0.903 | 0.50699 | 22.505
2019-07-14 | 0 | 0.893 | 0.49985 | 8.4
2019-07-14 01:00 | 0 | 0.859 | 0.50733 | -9.94
2019-07-14 02:00 | 0 | 0.831 | 0.51661 | -7.56
2019-07-14 03:00 | 0 | 0.82 | 0.52017 | -7.56
2019-07-14 04:00 | 0 | 0.82 | 0.51846 | -5.18
2019-07-14 05:00 | 0 | 0.827 | 0.50515 | 8.44
2019-07-14 06:00 | 0 | 0.828 | 0.50985 | 23.71
2019-07-14 07:00 | 0.349 | 0.796 | 0.51612 | 27.04
2019-07-14 08:00 | 0.62 | 0.617 | 0.50371 | 32.85
2019-07-14 09:00 | 0.721 | 0.8 | 0.45383 | 23.225
2019-07-14 10:00 | 0.76 | 0.941 | 0.39465 | -7.56
2019-07-14 11:00 | 0.767 | 0.903 | 0.38263 | -15.13
2019-07-14 12:00 | 0.745 | 0.763 | 0.39701 | -24.4
2019-07-14 13:00 | 0.741 | 0.534 | 0.40342 | -7.56
2019-07-14 14:00 | 0.7 | 0.357 | 0.42913 | 9.505
2019-07-14 15:00 | 0.614 | 0.269 | 0.48296 | 31.22
2019-07-14 16:00 | 0.434 | 0.268 | 0.57469 | 43.345
2019-07-14 17:00 | 0.053 | 0.385 | 0.65337 | 90.75
2019-07-14 18:00 | 0 | 0.559 | 0.63695 | 76.765
2019-07-14 19:00 | 0 | 0.671 | 0.59629 | 44.595
2019-07-14 20:00 | 0 | 0.731 | 0.59039 | 61.36
2019-07-14 21:00 | 0 | 0.809 | 0.58134 | 40.535
2019-07-14 22:00 | 0 | 0.885 | 0.53306 | 28.845
2019-07-14 23:00 | 0 | 0.903 | 0.51371 | 23.175
2019-07-15 | 0 | 0.884 | 0.49976 | -5.135
2019-07-15 01:00 | 0 | 0.875 | 0.49262 | -5.18
2019-07-15 02:00 | 0 | 0.873 | 0.49643 | -7.56
2019-07-15 03:00 | 0 | 0.831 | 0.49852 | -5.195
2019-07-15 04:00 | 0 | 0.773 | 0.49385 | -7.5
2019-07-15 05:00 | 0 | 0.774 | 0.5087 | 25.375
2019-07-15 06:00 | 0 | 0.806 | 0.5522 | 30.5
2019-07-15 07:00 | 0.329 | 0.791 | 0.57642 | 49.545
2019-07-15 08:00 | 0.6 | 0.577 | 0.55954 | 38.13
2019-07-15 09:00 | 0.702 | 0.696 | 0.49982 | 33.33
2019-07-15 10:00 | 0.752 | 0.855 | 0.43852 | 23.84
2019-07-15 11:00 | 0.759 | 0.764 | 0.43282 | 23.54
2019-07-15 12:00 | 0.738 | 0.538 | 0.45335 | 28.075
2019-07-15 13:00 | 0.735 | 0.347 | 0.47416 | 27.56
2019-07-15 14:00 | 0.692 | 0.251 | 0.50549 | 34.02
2019-07-15 15:00 | 0.605 | 0.21 | 0.55451 | 34.005
2019-07-15 16:00 | 0.423 | 0.211 | 0.61816 | 35.725
2019-07-15 17:00 | 0.052 | 0.262 | 0.67725 | 86.235
2019-07-15 18:00 | 0 | 0.366 | 0.70072 | 91.29
2019-07-15 19:00 | 0 | 0.484 | 0.70961 | 85.705
2019-07-15 20:00 | 0 | 0.59 | 0.70266 | 55.78
2019-07-15 21:00 | 0 | 0.675 | 0.67677 | 49.275
2019-07-15 22:00 | 0 | 0.741 | 0.62205 | 41.535
2019-07-15 23:00 | 0 | 0.794 | 0.57273 | 23.8
2019-07-16 | 0 | 0.821 | 0.56473 | 23.47
2019-07-16 01:00 | 0 | 0.826 | 0.57696 | 23.8
2019-07-16 02:00 | 0 | 0.831 | 0.57423 | 26.925
2019-07-16 03:00 | 0 | 0.834 | 0.57529 | 25.565
2019-07-16 04:00 | 0 | 0.836 | 0.56441 | 24.13
2019-07-16 05:00 | 0 | 0.832 | 0.55165 | 25.355
2019-07-16 06:00 | 0 | 0.824 | 0.57108 | 42.82
2019-07-16 07:00 | 0.362 | 0.757 | 0.59762 | 42.765
2019-07-16 08:00 | 0.621 | 0.405 | 0.57966 | 37.005
2019-07-16 09:00 | 0.72 | 0.246 | 0.52908 | 33.605
2019-07-16 10:00 | 0.756 | 0.44 | 0.50392 | 32.96
2019-07-16 11:00 | 0.761 | 0.275 | 0.49564 | 34.02
2019-07-16 12:00 | 0.74 | 0.14 | 0.4924 | 30.75
2019-07-16 13:00 | 0.737 | 0.078 | 0.49959 | 31.84
2019-07-16 14:00 | 0.694 | 0.046 | 0.516 | 32.405
2019-07-16 15:00 | 0.607 | 0.032 | 0.56309 | 33.115
2019-07-16 16:00 | 0.426 | 0.037 | 0.63056 | 37.94
2019-07-16 17:00 | 0.055 | 0.09 | 0.69958 | 60.225
2019-07-16 18:00 | 0 | 0.233 | 0.7126 | 82.295
2019-07-16 19:00 | 0 | 0.411 | 0.70409 | 74.975
2019-07-16 20:00 | 0 | 0.547 | 0.70484 | 44.915
2019-07-16 21:00 | 0 | 0.63 | 0.71783 | 82.54
2019-07-16 22:00 | 0 | 0.686 | 0.7162 | 49.655
2019-07-16 23:00 | 0 | 0.73 | 0.67561 | 40.75
2019-07-17 | 0 | 0.77 | 0.64717 | 39.74
2019-07-17 01:00 | 0 | 0.796 | 0.64708 | 39.405
2019-07-17 02:00 | 0 | 0.801 | 0.62935 | 27.06
2019-07-17 03:00 | 0 | 0.798 | 0.60735 | 27.02
2019-07-17 04:00 | 0 | 0.794 | 0.59718 | 27.06
2019-07-17 05:00 | 0 | 0.781 | 0.6107 | 39.925
2019-07-17 06:00 | 0 | 0.771 | 0.63228 | 50.48
2019-07-17 07:00 | 0.384 | 0.738 | 0.63925 | 54.385
2019-07-17 08:00 | 0.635 | 0.369 | 0.60075 | 35.92
2019-07-17 09:00 | 0.732 | 0.151 | 0.54754 | 33.63
2019-07-17 10:00 | 0.767 | 0.282 | 0.51213 | 31.455
2019-07-17 11:00 | 0.766 | 0.605 | 0.48804 | 28.71
2019-07-17 12:00 | 0.742 | 0.504 | 0.46437 | 9.565
2019-07-17 13:00 | 0.741 | 0.35 | 0.45566 | 22.01
2019-07-17 14:00 | 0.701 | 0.242 | 0.48049 | 28.595
2019-07-17 15:00 | 0.616 | 0.166 | 0.53661 | 27.055
2019-07-17 16:00 | 0.438 | 0.116 | 0.60647 | 35.505
2019-07-17 17:00 | 0.059 | 0.144 | 0.6899 | 50.085
2019-07-17 18:00 | 0 | 0.283 | 0.70498 | 64.055
2019-07-17 19:00 | 0 | 0.434 | 0.70631 | 50.075
2019-07-17 20:00 | 0 | 0.497 | 0.7082 | 39.315
2019-07-17 21:00 | 0 | 0.5 | 0.70861 | 87.47
2019-07-17 22:00 | 0 | 0.473 | 0.7088 | 46.98
2019-07-17 23:00 | 0 | 0.446 | 0.70236 | 41.035
2019-07-18 | 0 | 0.429 | 0.68317 | 40.45
2019-07-18 01:00 | 0 | 0.423 | 0.68385 | 40.24
2019-07-18 02:00 | 0 | 0.418 | 0.68925 | 39.795
2019-07-18 03:00 | 0 | 0.437 | 0.68764 | 39.81
2019-07-18 04:00 | 0 | 0.46 | 0.68673 | 39.985
2019-07-18 05:00 | 0 | 0.481 | 0.71734 | 43.55
2019-07-18 06:00 | 0 | 0.51 | 0.72942 | 52.47
2019-07-18 07:00 | 0.38 | 0.53 | 0.72308 | 108.655
2019-07-18 08:00 | 0.627 | 0.225 | 0.69628 | 61.815
2019-07-18 09:00 | 0.727 | 0.055 | 0.67167 | 51.715
2019-07-18 10:00 | 0.76 | 0.086 | 0.63812 | 43.34
2019-07-18 11:00 | 0.763 | 0.136 | 0.61075 | 42.24
2019-07-18 12:00 | 0.74 | 0.174 | 0.60922 | 42.155
2019-07-18 13:00 | 0.738 | 0.207 | 0.60426 | 47.005
2019-07-18 14:00 | 0.699 | 0.212 | 0.64064 | 49.81
2019-07-18 15:00 | 0.616 | 0.189 | 0.65656 | 46.665
2019-07-18 16:00 | 0.44 | 0.188 | 0.66745 | 34.66
2019-07-18 17:00 | 0.063 | 0.302 | 0.7015 | 51.935
2019-07-18 18:00 | 0 | 0.437 | 0.71907 | 64.81
2019-07-18 19:00 | 0 | 0.51 | 0.72578 | 63.515
2019-07-18 20:00 | 0 | 0.478 | 0.73316 | 45.42
2019-07-18 21:00 | 0 | 0.361 | 0.73521 | 47.975
2019-07-18 22:00 | 0 | 0.216 | 0.73791 | 65.74
2019-07-18 23:00 | 0 | 0.113 | 0.72813 | 42.54
2019-07-19 | 0 | 0.055 | 0.71489 | 40.865
2019-07-19 01:00 | 0 | 0.024 | 0.69521 | 40.395
2019-07-19 02:00 | 0 | 0.01 | 0.68699 | 33.63
2019-07-19 03:00 | 0 | 0.005 | 0.67218 | 26.22
2019-07-19 04:00 | 0 | 0.005 | 0.65267 | 25.605
2019-07-19 05:00 | 0 | 0.012 | 0.64181 | 40.755
2019-07-19 06:00 | 0 | 0.037 | 0.64748 | 42.02
2019-07-19 07:00 | 0.367 | 0.096 | 0.6419 | 46.545
2019-07-19 08:00 | 0.574 | 0.095 | 0.64189 | 42.485
2019-07-19 09:00 | 0.7 | 0.192 | 0.58167 | 35.02
2019-07-19 10:00 | 0.742 | 0.519 | 0.51147 | 33.52
2019-07-19 11:00 | 0.751 | 0.773 | 0.46778 | 24.31
2019-07-19 12:00 | 0.733 | 0.904 | 0.43617 | 23.585
2019-07-19 13:00 | 0.723 | 0.952 | 0.43942 | 40.895
2019-07-19 14:00 | 0.677 | 0.964 | 0.49027 | 42.685
2019-07-19 15:00 | 0.585 | 0.962 | 0.52901 | 42.915
2019-07-19 16:00 | 0.381 | 0.962 | 0.55529 | 45.56
2019-07-19 17:00 | 0.01 | 0.964 | 0.57128 | 51
2019-07-19 18:00 | 0 | 0.957 | 0.5822 | 54.755
2019-07-19 19:00 | 0 | 0.955 | 0.57245 | 40.485
2019-07-19 20:00 | 0 | 0.953 | 0.55643 | 56.24
2019-07-19 21:00 | 0 | 0.952 | 0.54492 | 60.375
2019-07-19 22:00 | 0 | 0.962 | 0.54394 | 36.395
2019-07-19 23:00 | 0 | 0.957 | 0.51878 | 22.555
2019-07-20 | 0 | 0.933 | 0.51793 | 22.16
2019-07-20 01:00 | 0 | 0.926 | 0.50227 | 8.805
2019-07-20 02:00 | 0 | 0.917 | 0.50933 | 8.83
2019-07-20 03:00 | 0 | 0.901 | 0.49116 | 8.395
2019-07-20 04:00 | 0 | 0.884 | 0.5191 | 23.455
2019-07-20 05:00 | 0 | 0.872 | 0.53017 | 24.31
2019-07-20 06:00 | 0 | 0.826 | 0.53713 | 39.13
2019-07-20 07:00 | 0.053 | 0.75 | 0.57881 | 46.41
2019-07-20 08:00 | 0.249 | 0.541 | 0.57267 | 71.2
2019-07-20 09:00 | 0.499 | 0.728 | 0.54196 | 45.14
2019-07-20 10:00 | 0.622 | 0.712 | 0.4677 | 40.155
2019-07-20 11:00 | 0.647 | 0.657 | 0.43707 | 25.605
2019-07-20 12:00 | 0.704 | 0.6 | 0.42682 | 33.37
2019-07-20 13:00 | 0.71 | 0.48 | 0.44415 | 40.575
2019-07-20 14:00 | 0.668 | 0.37 | 0.46846 | 56.045
2019-07-20 15:00 | 0.565 | 0.32 | 0.55455 | 75.03
2019-07-20 16:00 | 0.364 | 0.323 | 0.60296 | 63.18
2019-07-20 17:00 | 0.043 | 0.422 | 0.65077 | 88.625
2019-07-20 18:00 | 0 | 0.493 | 0.65852 | 96.5
2019-07-20 19:00 | 0 | 0.491 | 0.65307 | 72.84
2019-07-20 20:00 | 0 | 0.45 | 0.64196 | 45.87
2019-07-20 21:00 | 0 | 0.381 | 0.64213 | 78.515
2019-07-20 22:00 | 0 | 0.298 | 0.63888 | 49.11
2019-07-20 23:00 | 0 | 0.204 | 0.62462 | 45.435
2019-07-21 | 0 | 0.126 | 0.59966 | 36.595
2019-07-21 01:00 | 0 | 0.074 | 0.57802 | 24.8
2019-07-21 02:00 | 0 | 0.044 | 0.58145 | 24.225
2019-07-21 03:00 | 0 | 0.022 | 0.57933 | 23.55
2019-07-21 04:00 | 0 | 0.006 | 0.57553 | 23.55
2019-07-21 05:00 | 0 | 0.001 | 0.57556 | 24.225
2019-07-21 06:00 | 0 | 0 | 0.57804 | 33.63
2019-07-21 07:00 | 0.055 | 0 | 0.58587 | 42.48
2019-07-21 08:00 | 0.141 | 0 | 0.57719 | 45.4
2019-07-21 09:00 | 0.287 | 0.005 | 0.5643 | 47.275
2019-07-21 10:00 | 0.579 | 0.042 | 0.5283 | 41.745
2019-07-21 11:00 | 0.595 | 0.071 | 0.48657 | 41.21
2019-07-21 12:00 | 0.568 | 0.12 | 0.44613 | 27.43
2019-07-21 13:00 | 0.659 | 0.194 | 0.43336 | 27.77
2019-07-21 14:00 | 0.51 | 0.295 | 0.46326 | 41.23
2019-07-21 15:00 | 0.424 | 0.438 | 0.51782 | 44.06
2019-07-21 16:00 | 0.121 | 0.534 | 0.55451 | 67.01
2019-07-21 17:00 | 0.005 | 0.608 | 0.59332 | 88
2019-07-21 18:00 | 0 | 0.64 | 0.60178 | 83.585
2019-07-21 19:00 | 0 | 0.59 | 0.60307 | 80.695
2019-07-21 20:00 | 0 | 0.559 | 0.60301 | 56.455
2019-07-21 21:00 | 0 | 0.552 | 0.59603 | 70.835
2019-07-21 22:00 | 0 | 0.55 | 0.57967 | 38.855
2019-07-21 23:00 | 0 | 0.543 | 0.5788 | 36.655
2019-07-22 | 0 | 0.522 | 0.57678 | 24.33
2019-07-22 01:00 | 0 | 0.488 | 0.58268 | 25.315
2019-07-22 02:00 | 0 | 0.466 | 0.58695 | 23.84
2019-07-22 03:00 | 0 | 0.47 | 0.59921 | 25.7
2019-07-22 04:00 | 0 | 0.46 | 0.60946 | 32.785
2019-07-22 05:00 | 0 | 0.377 | 0.63254 | 41.225
2019-07-22 06:00 | 0 | 0.262 | 0.65968 | 188.8
2019-07-22 07:00 | 0.02 | 0.16 | 0.6699 | 122.51
2019-07-22 08:00 | 0.096 | 0.046 | 0.66772 | 102.22
2019-07-22 09:00 | 0.375 | 0.057 | 0.62838 | 107.84
2019-07-22 10:00 | 0.57 | 0.058 | 0.59034 | 47.86
2019-07-22 11:00 | 0.489 | 0.049 | 0.53713 | 43.9
2019-07-22 12:00 | 0.618 | 0.053 | 0.53486 | 43.905
2019-07-22 13:00 | 0.583 | 0.08 | 0.54938 | 42.85
2019-07-22 14:00 | 0.517 | 0.117 | 0.55342 | 44.69
2019-07-22 15:00 | 0.3 | 0.168 | 0.58345 | 50.12
2019-07-22 16:00 | 0.171 | 0.263 | 0.63059 | 37.77
2019-07-22 17:00 | 0.01 | 0.485 | 0.67385 | 56.59
2019-07-22 18:00 | 0 | 0.602 | 0.69007 | 73.045
2019-07-22 19:00 | 0 | 0.588 | 0.68885 | 53.005
2019-07-22 20:00 | 0 | 0.596 | 0.68984 | 45.125
2019-07-22 21:00 | 0 | 0.6 | 0.70404 | 46.645
2019-07-22 22:00 | 0 | 0.593 | 0.70685 | 67.135
2019-07-22 23:00 | 0 | 0.59 | 0.68989 | 43.905
2019-07-23 | 0 | 0.56 | 0.68145 | 41.435
2019-07-23 01:00 | 0 | 0.57 | 0.66402 | 40.21
2019-07-23 02:00 | 0 | 0.584 | 0.65349 | 33.61
2019-07-23 03:00 | 0 | 0.587 | 0.63422 | 24.49
2019-07-23 04:00 | 0 | 0.583 | 0.63984 | 40.335
2019-07-23 05:00 | 0 | 0.592 | 0.65636 | 43.67
2019-07-23 06:00 | 0 | 0.61 | 0.66952 | 56.105
2019-07-23 07:00 | 0.287 | 0.519 | 0.65572 | 100.735
2019-07-23 08:00 | 0.566 | 0.268 | 0.62622 | 71.165
2019-07-23 09:00 | 0.682 | 0.469 | 0.59264 | 35.07
2019-07-23 10:00 | 0.731 | 0.419 | 0.546 | 35
2019-07-23 11:00 | 0.745 | 0.335 | 0.54241 | 44.445
2019-07-23 12:00 | 0.731 | 0.271 | 0.54829 | 44.145
2019-07-23 13:00 | 0.723 | 0.215 | 0.55247 | 44.105
2019-07-23 14:00 | 0.68 | 0.185 | 0.58832 | 43.515
2019-07-23 15:00 | 0.59 | 0.205 | 0.61813 | 45.18
2019-07-23 16:00 | 0.404 | 0.268 | 0.6349 | 42.165
2019-07-23 17:00 | 0.065 | 0.453 | 0.63706 | 51.785
2019-07-23 18:00 | 0 | 0.63 | 0.64343 | 62.125
2019-07-23 19:00 | 0 | 0.76 | 0.66032 | 51.87
2019-07-23 20:00 | 0 | 0.812 | 0.66978 | 64.965
2019-07-23 21:00 | 0 | 0.801 | 0.66741 | 52.58
2019-07-23 22:00 | 0 | 0.781 | 0.69271 | 58.525
2019-07-23 23:00 | 0 | 0.792 | 0.69862 | 43.25
2019-07-24 | 0 | 0.798 | 0.68667 | 41.36
2019-07-24 01:00 | 0 | 0.785 | 0.67231 | 40.465
2019-07-24 02:00 | 0 | 0.767 | 0.64851 | 26.785
2019-07-24 03:00 | 0 | 0.76 | 0.6074 | 21.085
2019-07-24 04:00 | 0 | 0.76 | 0.58219 | 22.295
2019-07-24 05:00 | 0 | 0.759 | 0.59205 | 34.625
2019-07-24 06:00 | 0 | 0.751 | 0.60787 | 32.05
2019-07-24 07:00 | 0.386 | 0.661 | 0.62728 | 57.895
2019-07-24 08:00 | 0.59 | 0.246 | 0.6323 | 45.415
2019-07-24 09:00 | 0.695 | 0.071 | 0.58802 | 35.07
2019-07-24 10:00 | 0.726 | 0.132 | 0.53515 | 33.84
2019-07-24 11:00 | 0.694 | 0.146 | 0.51557 | 37.605
2019-07-24 12:00 | 0.606 | 0.087 | 0.51142 | 40.435
2019-07-24 13:00 | 0.589 | 0.064 | 0.51225 | 41.165
2019-07-24 14:00 | 0.579 | 0.049 | 0.54002 | 42.955
2019-07-24 15:00 | 0.536 | 0.036 | 0.59545 | 46.695
2019-07-24 16:00 | 0.384 | 0.071 | 0.66481 | 57.94
2019-07-24 17:00 | 0.063 | 0.217 | 0.69627 | 65.98
2019-07-24 18:00 | 0 | 0.405 | 0.70103 | 72.035
2019-07-24 19:00 | 0 | 0.66 | 0.69793 | 50.31
2019-07-24 20:00 | 0 | 0.791 | 0.69351 | 36.1
2019-07-24 21:00 | 0 | 0.789 | 0.67846 | 33.6
2019-07-24 22:00 | 0 | 0.746 | 0.67465 | 41.195
2019-07-24 23:00 | 0 | 0.682 | 0.6669 | 41.97
2019-07-25 | 0 | 0.618 | 0.64759 | 23.935
2019-07-25 01:00 | 0 | 0.563 | 0.65866 | 25.795
2019-07-25 02:00 | 0 | 0.535 | 0.67028 | 34.81
2019-07-25 03:00 | 0 | 0.517 | 0.66449 | 28.705
2019-07-25 04:00 | 0 | 0.47 | 0.6688 | 40.975
2019-07-25 05:00 | 0 | 0.423 | 0.69571 | 45.005
2019-07-25 06:00 | 0 | 0.366 | 0.69372 | 53.87
2019-07-25 07:00 | 0.157 | 0.28 | 0.70335 | 103.72
2019-07-25 08:00 | 0.494 | 0.116 | 0.70041 | 81.69
2019-07-25 09:00 | 0.64 | 0.13 | 0.66825 | 73.335
2019-07-25 10:00 | 0.709 | 0.056 | 0.60261 | 46.225
2019-07-25 11:00 | 0.723 | 0.012 | 0.56437 | 44.28
2019-07-25 12:00 | 0.72 | 0.001 | 0.56679 | 45.355
2019-07-25 13:00 | 0.716 | 0 | 0.59593 | 50.025
2019-07-25 14:00 | 0.668 | 0 | 0.62569 | 69.13
2019-07-25 15:00 | 0.58 | 0.001 | 0.66894 | 68.18
2019-07-25 16:00 | 0.389 | 0.006 | 0.69306 | 105.89
2019-07-25 17:00 | 0.063 | 0.114 | 0.6978 | 117.12
2019-07-25 18:00 | 0 | 0.34 | 0.68877 | 101.96
2019-07-25 19:00 | 0 | 0.457 | 0.67859 | 75.67
2019-07-25 20:00 | 0 | 0.481 | 0.65278 | 40.225
2019-07-25 21:00 | 0 | 0.481 | 0.64202 | 49.98
2019-07-25 22:00 | 0 | 0.495 | 0.63081 | 44.915
2019-07-25 23:00 | 0 | 0.485 | 0.60692 | 28.68
2019-07-26 | 0 | 0.478 | 0.59671 | 25.305
2019-07-26 01:00 | 0 | 0.462 | 0.58033 | 19.77
2019-07-26 02:00 | 0 | 0.51 | 0.58112 | -5.06
2019-07-26 03:00 | 0 | 0.558 | 0.56321 | -5.15
2019-07-26 04:00 | 0 | 0.48 | 0.55197 | -5.09
2019-07-26 05:00 | 0 | 0.505 | 0.55961 | 32.345
2019-07-26 06:00 | 0 | 0.526 | 0.58429 | 45.185
2019-07-26 07:00 | 0.207 | 0.476 | 0.61677 | 241.455
2019-07-26 08:00 | 0.238 | 0.224 | 0.62008 | 162.025
2019-07-26 09:00 | 0.44 | 0.126 | 0.60665 | 236.92
2019-07-26 10:00 | 0.353 | 0.097 | 0.6165 | 182.805
2019-07-26 11:00 | 0.451 | 0.037 | 0.61947 | 86.75
2019-07-26 12:00 | 0.505 | 0.024 | 0.62352 | 94.38
2019-07-26 13:00 | 0.47 | 0.023 | 0.63549 | 97.385
2019-07-26 14:00 | 0.423 | 0.024 | 0.64344 | 122.5
2019-07-26 15:00 | 0.41 | 0.028 | 0.66858 | 144.205
2019-07-26 16:00 | 0.216 | 0.086 | 0.68236 | 59.255
2019-07-26 17:00 | 0.02 | 0.354 | 0.69849 | 91.3
2019-07-26 18:00 | 0 | 0.59 | 0.70154 | 75.675
2019-07-26 19:00 | 0 | 0.624 | 0.70118 | 58.805
2019-07-26 20:00 | 0 | 0.577 | 0.70427 | 51.77
2019-07-26 21:00 | 0 | 0.529 | 0.71199 | 38.68
2019-07-26 22:00 | 0 | 0.491 | 0.71918 | 59.805
2019-07-26 23:00 | 0 | 0.451 | 0.71821 | 44.625
2019-07-27 | 0 | 0.448 | 0.69549 | 41.355
2019-07-27 01:00 | 0 | 0.507 | 0.68121 | 41.065
2019-07-27 02:00 | 0 | 0.557 | 0.68453 | 40.8
2019-07-27 03:00 | 0 | 0.576 | 0.69093 | 41.45
2019-07-27 04:00 | 0 | 0.592 | 0.6981 | 41.56
2019-07-27 05:00 | 0 | 0.602 | 0.70488 | 41.835
2019-07-27 06:00 | 0 | 0.598 | 0.71489 | 47.11
2019-07-27 07:00 | 0.138 | 0.491 | 0.71927 | 128.25
2019-07-27 08:00 | 0.174 | 0.178 | 0.69033 | 157.085
2019-07-27 09:00 | 0.294 | 0.09 | 0.65855 | 60.315
2019-07-27 10:00 | 0.484 | 0.101 | 0.59367 | 42.545
2019-07-27 11:00 | 0.533 | 0.056 | 0.50873 | 23.985
2019-07-27 12:00 | 0.545 | 0.012 | 0.49525 | 25.59
2019-07-27 13:00 | 0.441 | 0.003 | 0.51713 | 26.305
2019-07-27 14:00 | 0.415 | 0.002 | 0.52599 | 40.615
2019-07-27 15:00 | 0.365 | 0.008 | 0.58117 | 44.46
2019-07-27 16:00 | 0.214 | 0.092 | 0.65158 | 42.62
2019-07-27 17:00 | 0.033 | 0.43 | 0.66872 | 43.58
2019-07-27 18:00 | 0 | 0.687 | 0.66137 | 41.145
2019-07-27 19:00 | 0 | 0.739 | 0.64657 | 33.495
2019-07-27 20:00 | 0 | 0.718 | 0.64094 | 44.145
2019-07-27 21:00 | 0 | 0.664 | 0.64299 | 44.17
2019-07-27 22:00 | 0 | 0.612 | 0.65456 | 46.075
2019-07-27 23:00 | 0 | 0.551 | 0.66074 | 41.8
2019-07-28 | 0 | 0.518 | 0.66213 | 33.845
2019-07-28 01:00 | 0 | 0.515 | 0.65982 | 23.485
2019-07-28 02:00 | 0 | 0.549 | 0.65702 | 23.935
2019-07-28 03:00 | 0 | 0.58 | 0.66226 | 27.06
2019-07-28 04:00 | 0 | 0.577 | 0.66338 | 28.07
2019-07-28 05:00 | 0 | 0.559 | 0.66734 | 36.575
2019-07-28 06:00 | 0 | 0.54 | 0.68594 | 42.525
2019-07-28 07:00 | 0.337 | 0.424 | 0.6821 | 45.615
2019-07-28 08:00 | 0.572 | 0.124 | 0.63604 | 44.155
2019-07-28 09:00 | 0.681 | 0.094 | 0.57696 | 34.03
2019-07-28 10:00 | 0.722 | 0.202 | 0.50571 | 21.57
2019-07-28 11:00 | 0.736 | 0.14 | 0.45118 | -5.03
2019-07-28 12:00 | 0.725 | 0.106 | 0.45356 | -5.03
2019-07-28 13:00 | 0.716 | 0.094 | 0.45385 | -5.06
2019-07-28 14:00 | 0.673 | 0.101 | 0.46467 | 8.44
2019-07-28 15:00 | 0.584 | 0.135 | 0.48796 | 23.165
2019-07-28 16:00 | 0.402 | 0.224 | 0.53478 | 32.38
2019-07-28 17:00 | 0.078 | 0.56 | 0.60226 | 36.535
2019-07-28 18:00 | 0 | 0.791 | 0.64137 | 44.29
2019-07-28 19:00 | 0 | 0.84 | 0.62818 | 42.015
2019-07-28 20:00 | 0 | 0.838 | 0.61299 | 45.13
2019-07-28 21:00 | 0 | 0.826 | 0.62018 | 46.985
2019-07-28 22:00 | 0 | 0.805 | 0.58542 | 30.47
2019-07-28 23:00 | 0 | 0.795 | 0.55149 | 24.52
2019-07-29 | 0 | 0.796 | 0.5438 | 21.825
2019-07-29 01:00 | 0 | 0.786 | 0.53421 | 21.825
2019-07-29 02:00 | 0 | 0.774 | 0.53731 | 20.1
2019-07-29 03:00 | 0 | 0.763 | 0.5478 | 23.485
2019-07-29 04:00 | 0 | 0.752 | 0.54694 | 27.04
2019-07-29 05:00 | 0 | 0.747 | 0.55867 | 34.195
2019-07-29 06:00 | 0 | 0.743 | 0.59142 | 100.525
2019-07-29 07:00 | 0.395 | 0.668 | 0.60386 | 108.67
2019-07-29 08:00 | 0.58 | 0.454 | 0.57761 | 39.46
2019-07-29 09:00 | 0.686 | 0.424 | 0.53128 | 34.59
2019-07-29 10:00 | 0.728 | 0.502 | 0.47686 | 29.66
2019-07-29 11:00 | 0.74 | 0.381 | 0.46847 | 29.66
2019-07-29 12:00 | 0.726 | 0.247 | 0.47142 | 29.66
2019-07-29 13:00 | 0.718 | 0.154 | 0.47949 | 31.53
2019-07-29 14:00 | 0.675 | 0.078 | 0.50033 | 33.305
2019-07-29 15:00 | 0.588 | 0.052 | 0.55061 | 35.51
2019-07-29 16:00 | 0.41 | 0.082 | 0.60586 | 37.665
2019-07-29 17:00 | 0.086 | 0.271 | 0.65798 | 112.845
2019-07-29 18:00 | 0 | 0.612 | 0.65176 | 133.17
2019-07-29 19:00 | 0 | 0.8 | 0.63032 | 50.3
2019-07-29 20:00 | 0 | 0.847 | 0.61873 | 101.225
2019-07-29 21:00 | 0 | 0.849 | 0.61339 | 67.91
2019-07-29 22:00 | 0 | 0.827 | 0.59176 | 43.09
2019-07-29 23:00 | 0 | 0.823 | 0.56159 | 40.155
2019-07-30 | 0 | 0.81 | 0.53274 | 27.395
2019-07-30 01:00 | 0 | 0.77 | 0.51856 | 27.06
2019-07-30 02:00 | 0 | 0.709 | 0.51382 | 27.02
2019-07-30 03:00 | 0 | 0.712 | 0.51755 | 25.305
2019-07-30 04:00 | 0 | 0.756 | 0.52261 | 27.415
2019-07-30 05:00 | 0 | 0.792 | 0.55726 | 42.8
2019-07-30 06:00 | 0 | 0.824 | 0.5886 | 156.425
2019-07-30 07:00 | 0.426 | 0.809 | 0.60373 | 290.5
2019-07-30 08:00 | 0.595 | 0.757 | 0.56658 | 126.4
2019-07-30 09:00 | 0.695 | 0.855 | 0.51285 | 43.29
2019-07-30 10:00 | 0.735 | 0.882 | 0.46169 | 32.785
2019-07-30 11:00 | 0.744 | 0.783 | 0.44482 | 31.4
2019-07-30 12:00 | 0.729 | 0.605 | 0.43773 | 27.63
2019-07-30 13:00 | 0.72 | 0.417 | 0.45112 | 34.505
2019-07-30 14:00 | 0.68 | 0.321 | 0.47395 | 32.14
2019-07-30 15:00 | 0.596 | 0.31 | 0.51004 | 33.715
2019-07-30 16:00 | 0.424 | 0.383 | 0.55354 | 32.84
2019-07-30 17:00 | 0.098 | 0.548 | 0.62251 | 47.47
2019-07-30 18:00 | 0 | 0.64 | 0.63732 | 82.61
2019-07-30 19:00 | 0 | 0.678 | 0.62896 | 90.84
2019-07-30 20:00 | 0 | 0.7 | 0.62632 | 152.72
2019-07-30 21:00 | 0 | 0.735 | 0.62222 | 209.55
2019-07-30 22:00 | 0 | 0.787 | 0.62459 | 42.765
2019-07-30 23:00 | 0 | 0.819 | 0.60401 | 40.595
2019-07-31 | 0 | 0.83 | 0.58226 | 33.005
2019-07-31 01:00 | 0 | 0.836 | 0.57382 | 27.195
2019-07-31 02:00 | 0 | 0.843 | 0.56926 | 27.295
2019-07-31 03:00 | 0 | 0.846 | 0.55672 | 27.195
2019-07-31 04:00 | 0 | 0.847 | 0.5691 | 33.215
2019-07-31 05:00 | 0 | 0.844 | 0.57637 | 38.03
2019-07-31 06:00 | 0 | 0.839 | 0.59708 | 146.5
2019-07-31 07:00 | 0.464 | 0.782 | 0.59244 | 151.245
2019-07-31 08:00 | 0.619 | 0.502 | 0.56539 | 39.455
2019-07-31 09:00 | 0.714 | 0.594 | 0.53368 | 31.93
2019-07-31 10:00 | 0.752 | 0.751 | 0.47429 | 28.36
2019-07-31 11:00 | 0.762 | 0.666 | 0.44813 | 25.69
2019-07-31 12:00 | 0.748 | 0.615 | 0.43407 | 23.87
2019-07-31 13:00 | 0.744 | 0.57 | 0.44281 | 28.36
2019-07-31 14:00 | 0.705 | 0.537 | 0.46586 | 33.18
2019-07-31 15:00 | 0.623 | 0.537 | 0.52227 | 32.085
2019-07-31 16:00 | 0.45 | 0.573 | 0.57247 | 35.565
2019-07-31 17:00 | 0.111 | 0.758 | 0.62404 | 59.545
2019-07-31 18:00 | 0 | 0.875 | 0.62046 | 52.505
2019-07-31 19:00 | 0 | 0.905 | 0.62001 | 48.14
2019-07-31 20:00 | 0 | 0.907 | 0.5898 | 31.58
2019-07-31 21:00 | 0 | 0.903 | 0.55764 | 31.575
2019-07-31 22:00 | 0 | 0.899 | 0.54799 | 33.795
2019-07-31 23:00 | 0 | 0.873 | 0.52376 | 25.775
2019-08-01 | 0 | 0.853 | 0.50885 | 25.745
2019-08-01 01:00 | 0 | 0.845 | 0.49935 | 22.295
2019-08-01 02:00 | 0 | 0.836 | 0.49794 | 7.475
2019-08-01 03:00 | 0 | 0.826 | 0.4944 | 20.1
2019-08-01 04:00 | 0 | 0.821 | 0.50588 | 23.28
2019-08-01 05:00 | 0 | 0.827 | 0.52562 | 32.495
2019-08-01 06:00 | 0 | 0.84 | 0.54892 | 40.24
2019-08-01 07:00 | 0.504 | 0.796 | 0.56111 | 54.385
2019-08-01 08:00 | 0.643 | 0.602 | 0.54332 | 44.5
2019-08-01 09:00 | 0.734 | 0.862 | 0.47533 | 33.41
2019-08-01 10:00 | 0.768 | 0.95 | 0.4059 | 23.2
2019-08-01 11:00 | 0.771 | 0.928 | 0.36308 | -9.94
2019-08-01 12:00 | 0.754 | 0.887 | 0.36348 | 21.4
2019-08-01 13:00 | 0.748 | 0.83 | 0.37189 | 8.66
2019-08-01 14:00 | 0.706 | 0.737 | 0.41683 | 29.66
2019-08-01 15:00 | 0.625 | 0.611 | 0.47641 | 37.045
2019-08-01 16:00 | 0.459 | 0.511 | 0.54534 | 41.57
2019-08-01 17:00 | 0.123 | 0.64 | 0.62859 | 67.915
2019-08-01 18:00 | 0 | 0.796 | 0.61838 | 71.19
2019-08-01 19:00 | 0 | 0.879 | 0.58907 | 57.835
2019-08-01 20:00 | 0 | 0.91 | 0.56894 | 41.89
2019-08-01 21:00 | 0 | 0.908 | 0.56371 | 76.17
2019-08-01 22:00 | 0 | 0.915 | 0.539 | 43.355
2019-08-01 23:00 | 0 | 0.92 | 0.49821 | 28.87
2019-08-02 | 0 | 0.901 | 0.50272 | 24.49
2019-08-02 01:00 | 0 | 0.894 | 0.49883 | 22.645
2019-08-02 02:00 | 0 | 0.891 | 0.48093 | 22.07
2019-08-02 03:00 | 0 | 0.881 | 0.47678 | 21.99
2019-08-02 04:00 | 0 | 0.897 | 0.48382 | 23.635
2019-08-02 05:00 | 0 | 0.917 | 0.51909 | 42.335
2019-08-02 06:00 | 0 | 0.96 | 0.54367 | 44.68
2019-08-02 07:00 | 0.491 | 0.956 | 0.55095 | 50.055
2019-08-02 08:00 | 0.609 | 0.879 | 0.51205 | 31.575
2019-08-02 09:00 | 0.695 | 0.789 | 0.43996 | 32.125
2019-08-02 10:00 | 0.718 | 0.816 | 0.39382 | 22.86
2019-08-02 11:00 | 0.703 | 0.816 | 0.37677 | 21.4
2019-08-02 12:00 | 0.705 | 0.735 | 0.36508 | 8.66
2019-08-02 13:00 | 0.712 | 0.646 | 0.39268 | 27.515
2019-08-02 14:00 | 0.675 | 0.579 | 0.4194 | 34.325
2019-08-02 15:00 | 0.594 | 0.517 | 0.48332 | 40.13
2019-08-02 16:00 | 0.426 | 0.42 | 0.56489 | 41.64
2019-08-02 17:00 | 0.108 | 0.36 | 0.6342 | 41.55
2019-08-02 18:00 | 0 | 0.318 | 0.66332 | 41.88
2019-08-02 19:00 | 0 | 0.35 | 0.66484 | 41.55
2019-08-02 20:00 | 0 | 0.418 | 0.66051 | 41.41
2019-08-02 21:00 | 0 | 0.426 | 0.66001 | 41.245
2019-08-02 22:00 | 0 | 0.395 | 0.64999 | 41.305
2019-08-02 23:00 | 0 | 0.366 | 0.61385 | 40.905
2019-08-03 | 0 | 0.339 | 0.58232 | 37.58
2019-08-03 01:00 | 0 | 0.328 | 0.57294 | 33.995
2019-08-03 02:00 | 0 | 0.335 | 0.58406 | 25.11
2019-08-03 03:00 | 0 | 0.38 | 0.5772 | 24.915
2019-08-03 04:00 | 0 | 0.411 | 0.5653 | 24.915
2019-08-03 05:00 | 0 | 0.441 | 0.55607 | 29.5
2019-08-03 06:00 | 0 | 0.458 | 0.57155 | 37.61
2019-08-03 07:00 | 0.371 | 0.409 | 0.58201 | 41.37
2019-08-03 08:00 | 0.551 | 0.176 | 0.58266 | 46.04
2019-08-03 09:00 | 0.601 | 0.083 | 0.51306 | 41.38
2019-08-03 10:00 | 0.534 | 0.172 | 0.47616 | 50.765
2019-08-03 11:00 | 0.523 | 0.308 | 0.52594 | 46.51
2019-08-03 12:00 | 0.57 | 0.413 | 0.47962 | 44.835
2019-08-03 13:00 | 0.576 | 0.515 | 0.4739 | 45.105
2019-08-03 14:00 | 0.633 | 0.624 | 0.50219 | 45.365
2019-08-03 15:00 | 0.559 | 0.672 | 0.57195 | 117.61
2019-08-03 16:00 | 0.383 | 0.62 | 0.61798 | 113.985
2019-08-03 17:00 | 0.09 | 0.636 | 0.65943 | 189.12
2019-08-03 18:00 | 0 | 0.669 | 0.66318 | 146.94
2019-08-03 19:00 | 0 | 0.572 | 0.66098 | 130.75
2019-08-03 20:00 | 0 | 0.441 | 0.64903 | 91.61
2019-08-03 21:00 | 0 | 0.328 | 0.66835 | 131
2019-08-03 22:00 | 0 | 0.251 | 0.64599 | 44.895
2019-08-03 23:00 | 0 | 0.214 | 0.6495 | 44.855
2019-08-04 | 0 | 0.176 | 0.65477 | 45.57
2019-08-04 01:00 | 0 | 0.136 | 0.65548 | 46.23
2019-08-04 02:00 | 0 | 0.117 | 0.65539 | 46.415
2019-08-04 03:00 | 0 | 0.111 | 0.65521 | 46.375
2019-08-04 04:00 | 0 | 0.098 | 0.66329 | 44.625
2019-08-04 05:00 | 0 | 0.078 | 0.68079 | 46.03
2019-08-04 06:00 | 0 | 0.06 | 0.69354 | 59.41
2019-08-04 07:00 | 0.121 | 0.049 | 0.68773 | 89.335
2019-08-04 08:00 | 0.296 | 0.017 | 0.66158 | 102.865
2019-08-04 09:00 | 0.611 | 0 | 0.61862 | 78.47
2019-08-04 10:00 | 0.682 | 0 | 0.59434 | 75.115
2019-08-04 11:00 | 0.664 | 0.025 | 0.55747 | 45.615
2019-08-04 12:00 | 0.639 | 0.066 | 0.53658 | 44.915
2019-08-04 13:00 | 0.658 | 0.11 | 0.5472 | 45.615
2019-08-04 14:00 | 0.627 | 0.166 | 0.57317 | 45.65
2019-08-04 15:00 | 0.421 | 0.271 | 0.58716 | 45.86
2019-08-04 16:00 | 0.23 | 0.395 | 0.63683 | 57.17
2019-08-04 17:00 | 0.024 | 0.587 | 0.68461 | 71.03
2019-08-04 18:00 | 0 | 0.671 | 0.70939 | 47.295
2019-08-04 19:00 | 0 | 0.538 | 0.71457 | 59.095
2019-08-04 20:00 | 0 | 0.401 | 0.72145 | 44.805
2019-08-04 21:00 | 0 | 0.302 | 0.71668 | 43.28
2019-08-04 22:00 | 0 | 0.225 | 0.7102 | 45.78
2019-08-04 23:00 | 0 | 0.173 | 0.69308 | 45.405
2019-08-05 | 0 | 0.161 | 0.67959 | 40.01
2019-08-05 01:00 | 0 | 0.129 | 0.68203 | 32.93
2019-08-05 02:00 | 0 | 0.108 | 0.68412 | 32.93
2019-08-05 03:00 | 0 | 0.086 | 0.68134 | 38.465
2019-08-05 04:00 | 0 | 0.061 | 0.67646 | 43.445
2019-08-05 05:00 | 0 | 0.031 | 0.6834 | 45.76
2019-08-05 06:00 | 0 | 0.009 | 0.69777 | 47.165
2019-08-05 07:00 | 0.207 | 0.003 | 0.69913 | 59.605
2019-08-05 08:00 | 0.455 | 0.022 | 0.66447 | 35.155
2019-08-05 09:00 | 0.565 | 0.064 | 0.61571 | 47.985
2019-08-05 10:00 | 0.671 | 0.111 | 0.56294 | 42.615
2019-08-05 11:00 | 0.684 | 0.18 | 0.57429 | 46.165
2019-08-05 12:00 | 0.697 | 0.277 | 0.58589 | 41.52
2019-08-05 13:00 | 0.671 | 0.399 | 0.57065 | 47.095
2019-08-05 14:00 | 0.616 | 0.521 | 0.57396 | 42.6
2019-08-05 15:00 | 0.5 | 0.611 | 0.58891 | 49.235
2019-08-05 16:00 | 0.203 | 0.628 | 0.61823 | 41.945
2019-08-05 17:00 | 0.064 | 0.551 | 0.65912 | 83.175
2019-08-05 18:00 | 0 | 0.503 | 0.68223 | 104.45
2019-08-05 19:00 | 0 | 0.367 | 0.68893 | 104.79
2019-08-05 20:00 | 0 | 0.254 | 0.69044 | 85.53
2019-08-05 21:00 | 0 | 0.18 | 0.69826 | 55.88
2019-08-05 22:00 | 0 | 0.151 | 0.70686 | 132.365
2019-08-05 23:00 | 0 | 0.165 | 0.70355 | 44.385
2019-08-06 | 0 | 0.199 | 0.70247 | 42.46
2019-08-06 01:00 | 0 | 0.243 | 0.6964 | 41.49
2019-08-06 02:00 | 0 | 0.302 | 0.69598 | 41.54
2019-08-06 03:00 | 0 | 0.38 | 0.69513 | 41.575
2019-08-06 04:00 | 0 | 0.401 | 0.69628 | 42.79
2019-08-06 05:00 | 0 | 0.327 | 0.70604 | 45.42
2019-08-06 06:00 | 0 | 0.201 | 0.6982 | 72.92
2019-08-06 07:00 | 0.19 | 0.116 | 0.69967 | 139.88
2019-08-06 08:00 | 0.456 | 0.06 | 0.66472 | 71.685
2019-08-06 09:00 | 0.622 | 0.1 | 0.60998 | 62.305
2019-08-06 10:00 | 0.671 | 0.115 | 0.59157 | 40.02
2019-08-06 11:00 | 0.69 | 0.151 | 0.53877 | 42.975
2019-08-06 12:00 | 0.674 | 0.207 | 0.53804 | 41.82
2019-08-06 13:00 | 0.644 | 0.309 | 0.52792 | 42.755
2019-08-06 14:00 | 0.585 | 0.447 | 0.48963 | 33.66
2019-08-06 15:00 | 0.461 | 0.567 | 0.48726 | 33.425
2019-08-06 16:00 | 0.211 | 0.659 | 0.50398 | 30.115
2019-08-06 17:00 | 0.018 | 0.7 | 0.58618 | 54.725
2019-08-06 18:00 | 0 | 0.768 | 0.62599 | 77.555
2019-08-06 19:00 | 0 | 0.83 | 0.62239 | 69.57
2019-08-06 20:00 | 0 | 0.832 | 0.62269 | 119.33
2019-08-06 21:00 | 0 | 0.834 | 0.61881 | 52.845
2019-08-06 22:00 | 0 | 0.804 | 0.63102 | 41.75
2019-08-06 23:00 | 0 | 0.796 | 0.64176 | 37.955
2019-08-07 | 0 | 0.753 | 0.63104 | 37.225
2019-08-07 01:00 | 0 | 0.68 | 0.637 | 36.88
2019-08-07 02:00 | 0 | 0.577 | 0.65173 | 33.415
2019-08-07 03:00 | 0 | 0.539 | 0.65289 | 33.395
2019-08-07 04:00 | 0 | 0.457 | 0.64714 | 39.08
2019-08-07 05:00 | 0 | 0.417 | 0.66541 | 40.36
2019-08-07 06:00 | 0.006 | 0.384 | 0.65297 | 44.77
2019-08-07 07:00 | 0.376 | 0.192 | 0.65068 | 77.505
2019-08-07 08:00 | 0.622 | 0.058 | 0.60673 | 34.83
2019-08-07 09:00 | 0.705 | 0.304 | 0.52842 | 33.52
2019-08-07 10:00 | 0.747 | 0.42 | 0.49001 | 29.315
2019-08-07 11:00 | 0.743 | 0.409 | 0.46855 | 37.47
2019-08-07 12:00 | 0.724 | 0.371 | 0.48188 | 40.805
2019-08-07 13:00 | 0.677 | 0.352 | 0.4759 | 40.63
2019-08-07 14:00 | 0.661 | 0.371 | 0.48459 | 42.74
2019-08-07 15:00 | 0.619 | 0.425 | 0.51314 | 52.995
2019-08-07 16:00 | 0.453 | 0.515 | 0.54434 | 38.045
2019-08-07 17:00 | 0.148 | 0.702 | 0.60431 | 72.59
2019-08-07 18:00 | 0 | 0.844 | 0.62988 | 81.375
2019-08-07 19:00 | 0 | 0.827 | 0.63557 | 69.26
2019-08-07 20:00 | 0 | 0.798 | 0.63423 | 55.645
2019-08-07 21:00 | 0 | 0.779 | 0.63124 | 45.7
2019-08-07 22:00 | 0 | 0.754 | 0.62685 | 43.385
2019-08-07 23:00 | 0 | 0.713 | 0.64958 | 43.93
2019-08-08 | 0 | 0.666 | 0.66273 | 41.595
2019-08-08 01:00 | 0 | 0.617 | 0.64928 | 34.15
2019-08-08 02:00 | 0 | 0.559 | 0.62452 | 24.915
2019-08-08 03:00 | 0 | 0.507 | 0.62263 | 24.665
2019-08-08 04:00 | 0 | 0.48 | 0.62242 | 37.06
2019-08-08 05:00 | 0 | 0.487 | 0.64208 | 43.525
2019-08-08 06:00 | 0 | 0.494 | 0.64809 | 62.925
2019-08-08 07:00 | 0.413 | 0.36 | 0.66153 | 112.815
2019-08-08 08:00 | 0.645 | 0.115 | 0.64188 | 78.375
2019-08-08 09:00 | 0.736 | 0.359 | 0.61073 | 69.52
2019-08-08 10:00 | 0.778 | 0.357 | 0.59293 | 86.545
2019-08-08 11:00 | 0.785 | 0.265 | 0.59764 | 84.79
2019-08-08 12:00 | 0.771 | 0.178 | 0.59246 | 157.165
2019-08-08 13:00 | 0.764 | 0.13 | 0.58333 | 159.61
2019-08-08 14:00 | 0.726 | 0.116 | 0.58754 | 61.035
2019-08-08 15:00 | 0.647 | 0.131 | 0.59926 | 67.32
2019-08-08 16:00 | 0.48 | 0.179 | 0.59398 | 55.685
2019-08-08 17:00 | 0.165 | 0.395 | 0.63866 | 59.65
2019-08-08 18:00 | 0 | 0.648 | 0.64318 | 87.235
2019-08-08 19:00 | 0 | 0.737 | 0.6415 | 67
2019-08-08 20:00 | 0 | 0.727 | 0.63568 | 55.88
2019-08-08 21:00 | 0 | 0.677 | 0.6354 | 117.805
2019-08-08 22:00 | 0 | 0.631 | 0.65825 | 54.255
2019-08-08 23:00 | 0 | 0.612 | 0.68147 | 51.37
2019-08-09 | 0 | 0.605 | 0.68171 | 45.415
2019-08-09 01:00 | 0 | 0.577 | 0.67731 | 45.44
2019-08-09 02:00 | 0 | 0.539 | 0.67772 | 45.41
2019-08-09 03:00 | 0 | 0.511 | 0.67064 | 45.41
2019-08-09 04:00 | 0 | 0.524 | 0.66448 | 45.4
2019-08-09 05:00 | 0 | 0.572 | 0.67073 | 50.925
2019-08-09 06:00 | 0 | 0.6 | 0.66939 | 78.135
2019-08-09 07:00 | 0.351 | 0.465 | 0.66967 | 101.06
2019-08-09 08:00 | 0.581 | 0.158 | 0.63294 | 78
2019-08-09 09:00 | 0.683 | 0.477 | 0.5931 | 80.93
2019-08-09 10:00 | 0.755 | 0.431 | 0.54616 | 46.015
2019-08-09 11:00 | 0.769 | 0.31 | 0.51627 | 39.95
2019-08-09 12:00 | 0.759 | 0.241 | 0.50589 | 38.085
2019-08-09 13:00 | 0.75 | 0.224 | 0.52446 | 45.215
2019-08-09 14:00 | 0.711 | 0.256 | 0.56693 | 45.41
2019-08-09 15:00 | 0.631 | 0.32 | 0.57286 | 45.405
2019-08-09 16:00 | 0.465 | 0.382 | 0.59984 | 49.985
2019-08-09 17:00 | 0.161 | 0.51 | 0.65998 | 87.055
2019-08-09 18:00 | 0 | 0.646 | 0.68232 | 93.37
2019-08-09 19:00 | 0 | 0.705 | 0.65153 | 62.33
2019-08-09 20:00 | 0 | 0.741 | 0.63091 | 46.81
2019-08-09 21:00 | 0 | 0.767 | 0.62734 | 61.215
2019-08-09 22:00 | 0 | 0.788 | 0.61056 | 47.805
2019-08-09 23:00 | 0 | 0.81 | 0.58836 | 45.775
2019-08-10 | 0 | 0.818 | 0.56219 | 30.66
2019-08-10 01:00 | 0 | 0.812 | 0.54328 | 27.06
2019-08-10 02:00 | 0 | 0.81 | 0.53484 | 27.16
2019-08-10 03:00 | 0 | 0.808 | 0.52783 | 27.06
2019-08-10 04:00 | 0 | 0.798 | 0.51823 | 27.04
2019-08-10 05:00 | 0 | 0.782 | 0.53034 | 30.455
2019-08-10 06:00 | 0 | 0.768 | 0.55234 | 46.065
2019-08-10 07:00 | 0.381 | 0.663 | 0.56899 | 57.905
2019-08-10 08:00 | 0.624 | 0.576 | 0.54457 | 45.94
2019-08-10 09:00 | 0.719 | 0.878 | 0.47888 | 43.515
2019-08-10 10:00 | 0.759 | 0.831 | 0.41894 | 27.02
2019-08-10 11:00 | 0.767 | 0.695 | 0.40493 | 27.2
2019-08-10 12:00 | 0.755 | 0.519 | 0.41613 | 27.06
2019-08-10 13:00 | 0.747 | 0.357 | 0.42635 | 27.51
2019-08-10 14:00 | 0.709 | 0.262 | 0.45558 | 40.67
2019-08-10 15:00 | 0.632 | 0.244 | 0.5212 | 45.775
2019-08-10 16:00 | 0.471 | 0.317 | 0.57891 | 77.06
2019-08-10 17:00 | 0.175 | 0.595 | 0.64073 | 75.995
2019-08-10 18:00 | 0 | 0.828 | 0.64504 | 76.455
2019-08-10 19:00 | 0 | 0.902 | 0.60794 | 62.88
2019-08-10 20:00 | 0 | 0.912 | 0.57538 | 45.7
2019-08-10 21:00 | 0 | 0.893 | 0.57049 | 52.65
2019-08-10 22:00 | 0 | 0.871 | 0.55965 | 45.705
2019-08-10 23:00 | 0 | 0.867 | 0.53917 | 35.405
2019-08-11 | 0 | 0.879 | 0.52608 | 25.935
2019-08-11 01:00 | 0 | 0.89 | 0.51509 | 27
2019-08-11 02:00 | 0 | 0.891 | 0.49919 | 26.96
2019-08-11 03:00 | 0 | 0.885 | 0.49254 | 26.94
2019-08-11 04:00 | 0 | 0.877 | 0.49907 | 25.775
2019-08-11 05:00 | 0 | 0.869 | 0.50097 | 26.925
2019-08-11 06:00 | 0 | 0.871 | 0.51027 | 25.835
2019-08-11 07:00 | 0.42 | 0.836 | 0.51166 | 30.505
2019-08-11 08:00 | 0.643 | 0.754 | 0.47399 | 23.67
2019-08-11 09:00 | 0.729 | 0.784 | 0.41941 | 6.345
2019-08-11 10:00 | 0.762 | 0.857 | 0.38719 | -15.13
2019-08-11 11:00 | 0.765 | 0.798 | 0.39318 | -45.62
2019-08-11 12:00 | 0.751 | 0.642 | 0.39449 | -45.62
2019-08-11 13:00 | 0.744 | 0.449 | 0.40583 | 10.865
2019-08-11 14:00 | 0.71 | 0.3 | 0.43529 | 33.325
2019-08-11 15:00 | 0.636 | 0.197 | 0.51033 | 40.215
2019-08-11 16:00 | 0.481 | 0.152 | 0.58112 | 53.88
2019-08-11 17:00 | 0.19 | 0.218 | 0.65643 | 96.495
2019-08-11 18:00 | 0 | 0.413 | 0.67437 | 105.665
2019-08-11 19:00 | 0 | 0.647 | 0.65362 | 84.21
2019-08-11 20:00 | 0 | 0.805 | 0.62914 | 71.21
2019-08-11 21:00 | 0 | 0.872 | 0.60604 | 74.285
2019-08-11 22:00 | 0 | 0.896 | 0.57921 | 41.23
2019-08-11 23:00 | 0 | 0.901 | 0.54742 | 27.65
2019-08-12 | 0 | 0.904 | 0.53101 | 27.01
2019-08-12 01:00 | 0 | 0.9 | 0.50623 | 25.775
2019-08-12 02:00 | 0 | 0.889 | 0.49204 | 22.355
2019-08-12 03:00 | 0 | 0.876 | 0.48802 | 22.355
2019-08-12 04:00 | 0 | 0.858 | 0.48831 | 25.795
2019-08-12 05:00 | 0 | 0.838 | 0.50936 | 33.755
2019-08-12 06:00 | 0 | 0.818 | 0.5509 | 61.715
2019-08-12 07:00 | 0.434 | 0.689 | 0.5647 | 83.395
2019-08-12 08:00 | 0.649 | 0.425 | 0.52962 | 35.46
2019-08-12 09:00 | 0.734 | 0.317 | 0.45524 | 28.51
2019-08-12 10:00 | 0.76 | 0.443 | 0.40361 | 22.385
2019-08-12 11:00 | 0.76 | 0.457 | 0.3847 | 24.625
2019-08-12 12:00 | 0.747 | 0.37 | 0.3859 | 22.12
2019-08-12 13:00 | 0.739 | 0.307 | 0.39856 | 30.295
2019-08-12 14:00 | 0.703 | 0.255 | 0.42121 | 24.915
2019-08-12 15:00 | 0.625 | 0.223 | 0.44964 | 29.975
2019-08-12 16:00 | 0.465 | 0.225 | 0.52506 | 33.92
2019-08-12 17:00 | 0.18 | 0.443 | 0.6337 | 60.385
2019-08-12 18:00 | 0 | 0.723 | 0.66339 | 66.135
2019-08-12 19:00 | 0 | 0.772 | 0.64864 | 41.35
2019-08-12 20:00 | 0 | 0.67 | 0.62242 | 33.85
2019-08-12 21:00 | 0 | 0.471 | 0.62545 | 45.5
2019-08-12 22:00 | 0 | 0.301 | 0.63039 | 67.6
2019-08-12 23:00 | 0 | 0.227 | 0.62659 | 40.75
2019-08-13 | 0 | 0.164 | 0.61027 | 34.765
2019-08-13 01:00 | 0 | 0.092 | 0.5894 | 28.04
2019-08-13 02:00 | 0 | 0.059 | 0.6061 | 40.235
2019-08-13 03:00 | 0 | 0.067 | 0.5907 | 28.305
2019-08-13 04:00 | 0 | 0.075 | 0.60147 | 40.385
2019-08-13 05:00 | 0 | 0.071 | 0.63438 | 42.49
2019-08-13 06:00 | 0 | 0.047 | 0.65336 | 50.995
2019-08-13 07:00 | 0.155 | 0.035 | 0.64652 | 84.28
2019-08-13 08:00 | 0.332 | 0.034 | 0.62212 | 75.08
2019-08-13 09:00 | 0.623 | 0.083 | 0.58477 | 58.13
2019-08-13 10:00 | 0.697 | 0.197 | 0.53692 | 37.855
2019-08-13 11:00 | 0.714 | 0.373 | 0.50699 | 41.035
2019-08-13 12:00 | 0.712 | 0.497 | 0.47236 | 29.995
2019-08-13 13:00 | 0.7 | 0.567 | 0.4475 | 32.77
2019-08-13 14:00 | 0.656 | 0.621 | 0.48778 | 33.955
2019-08-13 15:00 | 0.57 | 0.633 | 0.50608 | 35.645
2019-08-13 16:00 | 0.397 | 0.57 | 0.57501 | 41.525
2019-08-13 17:00 | 0.099 | 0.457 | 0.63159 | 64.72
2019-08-13 18:00 | 0 | 0.44 | 0.67177 | 74.87
2019-08-13 19:00 | 0 | 0.344 | 0.67311 | 59.675
2019-08-13 20:00 | 0 | 0.214 | 0.66815 | 58.69
2019-08-13 21:00 | 0 | 0.124 | 0.67961 | 43.48
2019-08-13 22:00 | 0 | 0.064 | 0.69689 | 53.96
2019-08-13 23:00 | 0 | 0.029 | 0.70425 | 46.2
2019-08-14 | 0 | 0.016 | 0.70168 | 46.345
2019-08-14 01:00 | 0 | 0.013 | 0.70015 | 43.87
2019-08-14 02:00 | 0 | 0.023 | 0.68511 | 40.92
2019-08-14 03:00 | 0 | 0.063 | 0.68309 | 41.31
2019-08-14 04:00 | 0 | 0.14 | 0.68938 | 43.265
2019-08-14 05:00 | 0 | 0.25 | 0.68929 | 47.41
2019-08-14 06:00 | 0 | 0.375 | 0.68046 | 68.15
2019-08-14 07:00 | 0.075 | 0.41 | 0.67866 | 78.475
2019-08-14 08:00 | 0.176 | 0.383 | 0.63607 | 70.76
2019-08-14 09:00 | 0.367 | 0.655 | 0.61175 | 64.165
2019-08-14 10:00 | 0.29 | 0.791 | 0.54128 | 35.515
2019-08-14 11:00 | 0.31 | 0.864 | 0.50949 | 45.42
2019-08-14 12:00 | 0.514 | 0.908 | 0.56456 | 48.42
2019-08-14 13:00 | 0.527 | 0.926 | 0.61057 | 44.09
2019-08-14 14:00 | 0.376 | 0.931 | 0.52542 | 41.145
2019-08-14 15:00 | 0.213 | 0.924 | 0.5123 | 57.815
2019-08-14 16:00 | 0.119 | 0.883 | 0.5454 | 37.385
2019-08-14 17:00 | 0.031 | 0.814 | 0.57327 | 34.14
2019-08-14 18:00 | 0 | 0.804 | 0.59166 | 48.28
2019-08-14 19:00 | 0 | 0.722 | 0.61801 | 47.7
2019-08-14 20:00 | 0 | 0.68 | 0.61301 | 45.305
2019-08-14 21:00 | 0 | 0.58 | 0.60207 | 56.84
2019-08-14 22:00 | 0 | 0.476 | 0.61845 | 66.715
2019-08-14 23:00 | 0 | 0.43 | 0.62877 | 33.42
2019-08-15 | 0 | 0.383 | 0.6193 | 33.185
2019-08-15 01:00 | 0 | 0.343 | 0.6249 | 37.02
2019-08-15 02:00 | 0 | 0.37 | 0.631 | 33.06
2019-08-15 03:00 | 0 | 0.417 | 0.62227 | 40.445
2019-08-15 04:00 | 0 | 0.43 | 0.63598 | 40.58
2019-08-15 05:00 | 0 | 0.442 | 0.66273 | 62.595
2019-08-15 06:00 | 0 | 0.439 | 0.65003 | 134.99
2019-08-15 07:00 | 0.212 | 0.353 | 0.63965 | 70.265
2019-08-15 08:00 | 0.582 | 0.358 | 0.60158 | 46.825
2019-08-15 09:00 | 0.702 | 0.418 | 0.54156 | 33.785
2019-08-15 10:00 | 0.782 | 0.353 | 0.47774 | 33.595
2019-08-15 11:00 | 0.789 | 0.268 | 0.44631 | 28.825
2019-08-15 12:00 | 0.781 | 0.213 | 0.43898 | 32.93
2019-08-15 13:00 | 0.776 | 0.187 | 0.44064 | 28.96
2019-08-15 14:00 | 0.746 | 0.181 | 0.46089 | 33.265
2019-08-15 15:00 | 0.676 | 0.195 | 0.49663 | 34.895
2019-08-15 16:00 | 0.524 | 0.223 | 0.57468 | 40.27
2019-08-15 17:00 | 0.247 | 0.353 | 0.63263 | 48.475
2019-08-15 18:00 | 0 | 0.505 | 0.65549 | 53.77
2019-08-15 19:00 | 0 | 0.561 | 0.65669 | 56.505
2019-08-15 20:00 | 0 | 0.564 | 0.65528 | 48.44
2019-08-15 21:00 | 0 | 0.54 | 0.65681 | 47.175
2019-08-15 22:00 | 0 | 0.497 | 0.65656 | 43.565
2019-08-15 23:00 | 0 | 0.425 | 0.66057 | 41.1
2019-08-16 | 0 | 0.343 | 0.66066 | 40.92
2019-08-16 01:00 | 0 | 0.261 | 0.66925 | 40.985
2019-08-16 02:00 | 0 | 0.188 | 0.66456 | 41.125
2019-08-16 03:00 | 0 | 0.136 | 0.65116 | 41.145
2019-08-16 04:00 | 0 | 0.104 | 0.64174 | 41.605
2019-08-16 05:00 | 0 | 0.116 | 0.63174 | 41.28
2019-08-16 06:00 | 0 | 0.172 | 0.61537 | 43.39
2019-08-16 07:00 | 0.454 | 0.191 | 0.59858 | 43.295
2019-08-16 08:00 | 0.667 | 0.053 | 0.58106 | 38.785
2019-08-16 09:00 | 0.751 | 0.026 | 0.56491 | 45.77
2019-08-16 10:00 | 0.784 | 0.084 | 0.54504 | 55.78
2019-08-16 11:00 | 0.788 | 0.184 | 0.54391 | 45.1
2019-08-16 12:00 | 0.772 | 0.355 | 0.50418 | 43.355
2019-08-16 13:00 | 0.763 | 0.554 | 0.49812 | 41.915
2019-08-16 14:00 | 0.722 | 0.717 | 0.48624 | 45.39
2019-08-16 15:00 | 0.624 | 0.821 | 0.50016 | 57.91
2019-08-16 16:00 | 0.439 | 0.876 | 0.52479 | 69.855
2019-08-16 17:00 | 0.037 | 0.872 | 0.55528 | 89.2
2019-08-16 18:00 | 0 | 0.882 | 0.57422 | 86.705
2019-08-16 19:00 | 0 | 0.904 | 0.56631 | 76.045
2019-08-16 20:00 | 0 | 0.914 | 0.55222 | 63.965
2019-08-16 21:00 | 0 | 0.921 | 0.55241 | 45.195
2019-08-16 22:00 | 0 | 0.926 | 0.52929 | 42.645
2019-08-16 23:00 | 0 | 0.959 | 0.52155 | 41.125
2019-08-17 | 0 | 0.923 | 0.52854 | 32.27
2019-08-17 01:00 | 0 | 0.798 | 0.50538 | 23.61
2019-08-17 02:00 | 0 | 0.832 | 0.51061 | 24.015
2019-08-17 03:00 | 0 | 0.728 | 0.51984 | 23.24
2019-08-17 04:00 | 0 | 0.661 | 0.52739 | 23.24
2019-08-17 05:00 | 0 | 0.556 | 0.53584 | 28.935
2019-08-17 06:00 | 0 | 0.467 | 0.56224 | 39.41
2019-08-17 07:00 | 0.33 | 0.318 | 0.60749 | 98.74
2019-08-17 08:00 | 0.557 | 0.519 | 0.57002 | 84.945
2019-08-17 09:00 | 0.673 | 0.634 | 0.49511 | 46.805
2019-08-17 10:00 | 0.718 | 0.594 | 0.42644 | 41.23
2019-08-17 11:00 | 0.734 | 0.534 | 0.41559 | 32.095
2019-08-17 12:00 | 0.767 | 0.39 | 0.37895 | 34.14
2019-08-17 13:00 | 0.749 | 0.384 | 0.41898 | 42.33
2019-08-17 14:00 | 0.715 | 0.489 | 0.43009 | 25.53
2019-08-17 15:00 | 0.636 | 0.56 | 0.41373 | 23.53
2019-08-17 16:00 | 0.476 | 0.627 | 0.47607 | 69.03
2019-08-17 17:00 | 0.182 | 0.68 | 0.55492 | 64.435
2019-08-17 18:00 | 0 | 0.748 | 0.591 | 113.02
2019-08-17 19:00 | 0 | 0.744 | 0.5938 | 81.705
2019-08-17 20:00 | 0 | 0.736 | 0.58855 | 65.28
2019-08-17 21:00 | 0 | 0.722 | 0.58026 | 81.72
2019-08-17 22:00 | 0 | 0.705 | 0.57216 | 57.39
2019-08-17 23:00 | 0 | 0.7 | 0.54694 | 72.795
2019-08-18 | 0 | 0.691 | 0.5592 | 80.08
2019-08-18 01:00 | 0 | 0.66 | 0.56404 | 83.515
2019-08-18 02:00 | 0 | 0.622 | 0.55579 | 36.38
2019-08-18 03:00 | 0 | 0.608 | 0.54873 | 27.05
2019-08-18 04:00 | 0 | 0.6 | 0.53641 | 25.1
2019-08-18 05:00 | 0 | 0.608 | 0.52987 | 24.125
2019-08-18 06:00 | 0.001 | 0.634 | 0.54545 | 55.885
2019-08-18 07:00 | 0.429 | 0.443 | 0.53943 | 65.36
2019-08-18 08:00 | 0.67 | 0.317 | 0.50424 | 74.125
2019-08-18 09:00 | 0.757 | 0.784 | 0.47243 | 44.035
2019-08-18 10:00 | 0.794 | 0.78 | 0.42885 | 22.495
2019-08-18 11:00 | 0.8 | 0.73 | 0.40198 | 24.185
2019-08-18 12:00 | 0.788 | 0.669 | 0.41391 | 27.43
2019-08-18 13:00 | 0.783 | 0.618 | 0.4534 | 7.535
2019-08-18 14:00 | 0.752 | 0.587 | 0.47943 | 27.455
2019-08-18 15:00 | 0.683 | 0.577 | 0.50799 | 41.64
2019-08-18 16:00 | 0.538 | 0.577 | 0.55916 | 43.955
2019-08-18 17:00 | 0.281 | 0.645 | 0.6405 | 85.055
2019-08-18 18:00 | 0 | 0.767 | 0.67321 | 121.62
2019-08-18 19:00 | 0 | 0.837 | 0.65361 | 76.91
2019-08-18 20:00 | 0 | 0.866 | 0.63942 | 47.435
2019-08-18 21:00 | 0 | 0.844 | 0.625 | 52.01
2019-08-18 22:00 | 0 | 0.82 | 0.59818 | 37.58
2019-08-18 23:00 | 0 | 0.806 | 0.56743 | 23.415
2019-08-19 | 0 | 0.798 | 0.56246 | 20.705
2019-08-19 01:00 | 0 | 0.785 | 0.55096 | 7.505
2019-08-19 02:00 | 0 | 0.77 | 0.54351 | 20.835
2019-08-19 03:00 | 0 | 0.755 | 0.5546 | 22.275
2019-08-19 04:00 | 0 | 0.744 | 0.5605 | 23.16
2019-08-19 05:00 | 0 | 0.731 | 0.56489 | 42.42
2019-08-19 06:00 | 0.002 | 0.729 | 0.61162 | 50.835
2019-08-19 07:00 | 0.47 | 0.577 | 0.63657 | 63.965
2019-08-19 08:00 | 0.688 | 0.331 | 0.60516 | 54.45
2019-08-19 09:00 | 0.766 | 0.844 | 0.54215 | 42.89
2019-08-19 10:00 | 0.797 | 0.814 | 0.46975 | 28.39
2019-08-19 11:00 | 0.799 | 0.732 | 0.43775 | 32.605
2019-08-19 12:00 | 0.787 | 0.658 | 0.44543 | 26.305
2019-08-19 13:00 | 0.782 | 0.612 | 0.4483 | 26.395
2019-08-19 14:00 | 0.753 | 0.59 | 0.4695 | 37.645
2019-08-19 15:00 | 0.688 | 0.58 | 0.5169 | 35.715
2019-08-19 16:00 | 0.549 | 0.56 | 0.5837 | 45.7
2019-08-19 17:00 | 0.3 | 0.655 | 0.66005 | 46.3
2019-08-19 18:00 | 0 | 0.793 | 0.67986 | 83.65
2019-08-19 19:00 | 0 | 0.865 | 0.67476 | 73.235
2019-08-19 20:00 | 0 | 0.901 | 0.66042 | 43.44
2019-08-19 21:00 | 0 | 0.918 | 0.64169 | 41.585
2019-08-19 22:00 | 0 | 0.921 | 0.62058 | 53.065
2019-08-19 23:00 | 0 | 0.897 | 0.58545 | 34.32
2019-08-20 | 0 | 0.879 | 0.5639 | 25.39
2019-08-20 01:00 | 0 | 0.866 | 0.55901 | 26.96
2019-08-20 02:00 | 0 | 0.857 | 0.57309 | 26.98
2019-08-20 03:00 | 0 | 0.853 | 0.57986 | 26.98
2019-08-20 04:00 | 0 | 0.853 | 0.56354 | 27
2019-08-20 05:00 | 0 | 0.855 | 0.57842 | 38.66
2019-08-20 06:00 | 0.004 | 0.868 | 0.60819 | 62.15
2019-08-20 07:00 | 0.502 | 0.782 | 0.62191 | 77.925
2019-08-20 08:00 | 0.71 | 0.538 | 0.57795 | 52.535
2019-08-20 09:00 | 0.782 | 0.9 | 0.50232 | 32.385
2019-08-20 10:00 | 0.808 | 0.904 | 0.4343 | 8.11
2019-08-20 11:00 | 0.805 | 0.853 | 0.40249 | -5.15
2019-08-20 12:00 | 0.789 | 0.784 | 0.39413 | -5.15
2019-08-20 13:00 | 0.785 | 0.723 | 0.40401 | -5.15
2019-08-20 14:00 | 0.757 | 0.679 | 0.43941 | 8.43
2019-08-20 15:00 | 0.697 | 0.643 | 0.49528 | 29.465
2019-08-20 16:00 | 0.568 | 0.59 | 0.56745 | 35.31
2019-08-20 17:00 | 0.339 | 0.667 | 0.65008 | 45.52
2019-08-20 18:00 | 0 | 0.794 | 0.67966 | 55.96
2019-08-20 19:00 | 0 | 0.874 | 0.66097 | 36.585
2019-08-20 20:00 | 0 | 0.91 | 0.64238 | 41.26
2019-08-20 21:00 | 0 | 0.921 | 0.62194 | 46.815
2019-08-20 22:00 | 0 | 0.927 | 0.59964 | 43.83
2019-08-20 23:00 | 0 | 0.927 | 0.54363 | 27.55
2019-08-21 | 0 | 0.921 | 0.51143 | 27.02
2019-08-21 01:00 | 0 | 0.914 | 0.49941 | 26.98
2019-08-21 02:00 | 0 | 0.906 | 0.49519 | 26.98
2019-08-21 03:00 | 0 | 0.9 | 0.49371 | 26.94
2019-08-21 04:00 | 0 | 0.896 | 0.50037 | 27.02
2019-08-21 05:00 | 0 | 0.891 | 0.52757 | 34.25
2019-08-21 06:00 | 0.006 | 0.889 | 0.5745 | 46.34
2019-08-21 07:00 | 0.516 | 0.803 | 0.5909 | 85.305
2019-08-21 08:00 | 0.715 | 0.59 | 0.54347 | 45.45
2019-08-21 09:00 | 0.783 | 0.864 | 0.46428 | 28.765
2019-08-21 10:00 | 0.805 | 0.946 | 0.37693 | -5.12
2019-08-21 11:00 | 0.8 | 0.901 | 0.35377 | -5.135
2019-08-21 12:00 | 0.787 | 0.783 | 0.36449 | 7.475
2019-08-21 13:00 | 0.785 | 0.613 | 0.3925 | 24.185
2019-08-21 14:00 | 0.759 | 0.448 | 0.422 | 33.95
2019-08-21 15:00 | 0.7 | 0.31 | 0.46599 | 30.575
2019-08-21 16:00 | 0.572 | 0.201 | 0.55259 | 40
2019-08-21 17:00 | 0.346 | 0.146 | 0.64958 | 75.22
2019-08-21 18:00 | 0 | 0.154 | 0.68111 | 101.19
2019-08-21 19:00 | 0 | 0.219 | 0.67349 | 72.1
2019-08-21 20:00 | 0 | 0.332 | 0.67291 | 56.75
2019-08-21 21:00 | 0 | 0.466 | 0.68352 | 110.46
2019-08-21 22:00 | 0 | 0.573 | 0.67217 | 56.93
2019-08-21 23:00 | 0 | 0.633 | 0.60403 | 35.615
2019-08-22 | 0 | 0.662 | 0.55438 | 27.43
2019-08-22 01:00 | 0 | 0.694 | 0.55821 | 34.275
2019-08-22 02:00 | 0 | 0.741 | 0.57486 | 35.04
2019-08-22 03:00 | 0 | 0.783 | 0.58252 | 27.65
2019-08-22 04:00 | 0 | 0.801 | 0.58817 | 34.99
2019-08-22 05:00 | 0 | 0.803 | 0.61642 | 41.485
2019-08-22 06:00 | 0.009 | 0.805 | 0.63014 | 79.665
2019-08-22 07:00 | 0.539 | 0.722 | 0.61731 | 91.195
2019-08-22 08:00 | 0.691 | 0.392 | 0.55246 | 36.1
2019-08-22 09:00 | 0.748 | 0.271 | 0.46855 | 27.915
2019-08-22 10:00 | 0.753 | 0.49 | 0.3877 | -5.09
2019-08-22 11:00 | 0.738 | 0.647 | 0.36084 | -7.545
2019-08-22 12:00 | 0.69 | 0.73 | 0.36227 | -5.15
2019-08-22 13:00 | 0.646 | 0.808 | 0.37078 | 11.09
2019-08-22 14:00 | 0.48 | 0.868 | 0.43019 | 24.125
2019-08-22 15:00 | 0.316 | 0.908 | 0.48514 | 40.185
2019-08-22 16:00 | 0.185 | 0.896 | 0.56487 | 68.045
2019-08-22 17:00 | 0.072 | 0.825 | 0.62432 | 56.69
2019-08-22 18:00 | 0 | 0.689 | 0.62773 | 64.65
2019-08-22 19:00 | 0 | 0.5 | 0.6066 | 36.745
2019-08-22 20:00 | 0 | 0.436 | 0.62073 | 67.665
2019-08-22 21:00 | 0 | 0.541 | 0.63245 | 55.035
2019-08-22 22:00 | 0 | 0.658 | 0.5819 | 34.48
2019-08-22 23:00 | 0 | 0.534 | 0.5533 | 27.02
2019-08-23 | 0 | 0.57 | 0.59291 | 33.795
2019-08-23 01:00 | 0 | 0.624 | 0.61984 | 36.845
2019-08-23 02:00 | 0 | 0.642 | 0.6186 | 34.305
2019-08-23 03:00 | 0 | 0.764 | 0.57884 | 25.835
2019-08-23 04:00 | 0 | 0.867 | 0.56004 | 34.04
2019-08-23 05:00 | 0 | 0.837 | 0.61441 | 41.395
2019-08-23 06:00 | 0 | 0.622 | 0.65759 | 118.26
2019-08-23 07:00 | 0.041 | 0.396 | 0.66359 | 91.46
2019-08-23 08:00 | 0.167 | 0.501 | 0.62846 | 85.035
2019-08-23 09:00 | 0.445 | 0.616 | 0.586 | 57.31
2019-08-23 10:00 | 0.614 | 0.548 | 0.49443 | 34.665
2019-08-23 11:00 | 0.76 | 0.47 | 0.45772 | 37.945
2019-08-23 12:00 | 0.78 | 0.44 | 0.44586 | 28.56
2019-08-23 13:00 | 0.781 | 0.443 | 0.41698 | 31.605
2019-08-23 14:00 | 0.756 | 0.46 | 0.4412 | 26.41
2019-08-23 15:00 | 0.685 | 0.48 | 0.47337 | 32.185
2019-08-23 16:00 | 0.54 | 0.504 | 0.56561 | 37.865
2019-08-23 17:00 | 0.262 | 0.567 | 0.64159 | 79.105
2019-08-23 18:00 | 0 | 0.682 | 0.66549 | 95.115
2019-08-23 19:00 | 0 | 0.662 | 0.66342 | 84.135
2019-08-23 20:00 | 0 | 0.59 | 0.67767 | 81.265
2019-08-23 21:00 | 0 | 0.537 | 0.6815 | 99.615
2019-08-23 22:00 | 0 | 0.506 | 0.68308 | 102.82
2019-08-23 23:00 | 0 | 0.476 | 0.65324 | 43.325
2019-08-24 | 0 | 0.45 | 0.6314 | 42.37
2019-08-24 01:00 | 0 | 0.443 | 0.63594 | 41.765
2019-08-24 02:00 | 0 | 0.464 | 0.63479 | 41.42
2019-08-24 03:00 | 0 | 0.497 | 0.61348 | 37.58
2019-08-24 04:00 | 0 | 0.516 | 0.59734 | 31.635
2019-08-24 05:00 | 0 | 0.541 | 0.60293 | 34.355
2019-08-24 06:00 | 0.004 | 0.552 | 0.61256 | 35.205
2019-08-24 07:00 | 0.375 | 0.366 | 0.61876 | 36.05
2019-08-24 08:00 | 0.647 | 0.402 | 0.58542 | 36.465
2019-08-24 09:00 | 0.751 | 0.484 | 0.52294 | 35.39
2019-08-24 10:00 | 0.794 | 0.467 | 0.45492 | 22.435
2019-08-24 11:00 | 0.8 | 0.433 | 0.42261 | -5.15
2019-08-24 12:00 | 0.791 | 0.373 | 0.41576 | -5.18
2019-08-24 13:00 | 0.786 | 0.31 | 0.41571 | -5.105
2019-08-24 14:00 | 0.758 | 0.245 | 0.45098 | 23.815
2019-08-24 15:00 | 0.692 | 0.187 | 0.49228 | 32.78
2019-08-24 16:00 | 0.556 | 0.164 | 0.55254 | 35.23
2019-08-24 17:00 | 0.35 | 0.254 | 0.66351 | 41.02
2019-08-24 18:00 | 0 | 0.47 | 0.68423 | 66.985
2019-08-24 19:00 | 0 | 0.677 | 0.65933 | 39.795
2019-08-24 20:00 | 0 | 0.786 | 0.62077 | 40.87
2019-08-24 21:00 | 0 | 0.825 | 0.60059 | 43.21
2019-08-24 22:00 | 0 | 0.839 | 0.58538 | 40.48
2019-08-24 23:00 | 0 | 0.835 | 0.55843 | 33.275
2019-08-25 | 0 | 0.819 | 0.53554 | 23.885
2019-08-25 01:00 | 0 | 0.8 | 0.53413 | 27.06
2019-08-25 02:00 | 0 | 0.768 | 0.54585 | 27.1
2019-08-25 03:00 | 0 | 0.76 | 0.54235 | 27.06
2019-08-25 04:00 | 0 | 0.748 | 0.53086 | 26.945
2019-08-25 05:00 | 0 | 0.748 | 0.52968 | 27.295
2019-08-25 06:00 | 0.011 | 0.744 | 0.54181 | 34.225
2019-08-25 07:00 | 0.49 | 0.567 | 0.54261 | 38.125
2019-08-25 08:00 | 0.692 | 0.353 | 0.51452 | 34.255
2019-08-25 09:00 | 0.766 | 0.359 | 0.47643 | 25.835
2019-08-25 10:00 | 0.79 | 0.395 | 0.45136 | 21.025
2019-08-25 11:00 | 0.789 | 0.297 | 0.41066 | -5.105
2019-08-25 12:00 | 0.778 | 0.229 | 0.38297 | -12.535
2019-08-25 13:00 | 0.772 | 0.185 | 0.38437 | -5.18
2019-08-25 14:00 | 0.743 | 0.171 | 0.42066 | 27.04
2019-08-25 15:00 | 0.676 | 0.199 | 0.4644 | 34.31
2019-08-25 16:00 | 0.539 | 0.305 | 0.53269 | 41.52
2019-08-25 17:00 | 0.237 | 0.68 | 0.61042 | 71.05
2019-08-25 18:00 | 0 | 0.916 | 0.63557 | 94.905
2019-08-25 19:00 | 0 | 0.934 | 0.61398 | 64.98
2019-08-25 20:00 | 0 | 0.931 | 0.6 | 47.35
2019-08-25 21:00 | 0 | 0.926 | 0.58458 | 39.665
2019-08-25 22:00 | 0 | 0.91 | 0.56102 | 42.25
2019-08-25 23:00 | 0 | 0.887 | 0.54855 | 26.19
2019-08-26 | 0 | 0.868 | 0.52377 | 24.61
2019-08-26 01:00 | 0 | 0.847 | 0.51816 | 24.61
2019-08-26 02:00 | 0 | 0.836 | 0.52126 | 26.97
2019-08-26 03:00 | 0 | 0.837 | 0.52521 | 27.02
2019-08-26 04:00 | 0 | 0.838 | 0.54051 | 27.195
2019-08-26 05:00 | 0 | 0.773 | 0.55778 | 41.025
2019-08-26 06:00 | 0.009 | 0.772 | 0.59919 | 51.345
2019-08-26 07:00 | 0.443 | 0.636 | 0.59782 | 79.38
2019-08-26 08:00 | 0.657 | 0.741 | 0.5562 | 37.565
2019-08-26 09:00 | 0.742 | 0.905 | 0.49402 | 34.895
2019-08-26 10:00 | 0.777 | 0.917 | 0.44158 | 28.895
2019-08-26 11:00 | 0.781 | 0.905 | 0.41041 | 22.365
2019-08-26 12:00 | 0.773 | 0.86 | 0.38762 | 7.535
2019-08-26 13:00 | 0.767 | 0.793 | 0.39603 | 22.195
2019-08-26 14:00 | 0.739 | 0.729 | 0.43065 | 41.65
2019-08-26 15:00 | 0.676 | 0.707 | 0.47153 | 38.57
2019-08-26 16:00 | 0.545 | 0.733 | 0.5414 | 35.53
2019-08-26 17:00 | 0.256 | 0.813 | 0.62261 | 44.21
2019-08-26 18:00 | 0 | 0.912 | 0.65593 | 90.49
2019-08-26 19:00 | 0 | 0.933 | 0.64996 | 63.225
2019-08-26 20:00 | 0 | 0.928 | 0.62798 | 62.27
2019-08-26 21:00 | 0 | 0.918 | 0.61761 | 55.13
2019-08-26 22:00 | 0 | 0.908 | 0.60151 | 43.22
2019-08-26 23:00 | 0 | 0.893 | 0.5564 | 30.87
2019-08-27 | 0 | 0.88 | 0.52438 | 24.61
2019-08-27 01:00 | 0 | 0.874 | 0.52495 | 25.74
2019-08-27 02:00 | 0 | 0.871 | 0.52629 | 25.835
2019-08-27 03:00 | 0 | 0.864 | 0.55482 | 27.38
2019-08-27 04:00 | 0 | 0.847 | 0.56348 | 30.395
2019-08-27 05:00 | 0 | 0.854 | 0.57455 | 41.395
2019-08-27 06:00 | 0.015 | 0.864 | 0.60085 | 51.425
2019-08-27 07:00 | 0.487 | 0.758 | 0.58139 | 50.065
2019-08-27 08:00 | 0.689 | 0.892 | 0.53215 | 35.695
2019-08-27 09:00 | 0.764 | 0.957 | 0.46392 | 29.295
2019-08-27 10:00 | 0.791 | 0.945 | 0.40025 | 22.195
2019-08-27 11:00 | 0.789 | 0.901 | 0.38592 | 21.3
2019-08-27 12:00 | 0.776 | 0.807 | 0.38765 | 20.895
2019-08-27 13:00 | 0.769 | 0.636 | 0.41867 | 34.725
2019-08-27 14:00 | 0.74 | 0.399 | 0.46376 | 41.415
2019-08-27 15:00 | 0.677 | 0.198 | 0.52929 | 42.42
2019-08-27 16:00 | 0.549 | 0.073 | 0.61559 | 39.77
2019-08-27 17:00 | 0.257 | 0.003 | 0.65519 | 38.055
2019-08-27 18:00 | 0 | 0 | 0.6822 | 61.455
2019-08-27 19:00 | 0 | 0.013 | 0.68117 | 49.625
2019-08-27 20:00 | 0 | 0.102 | 0.67723 | 37.625
2019-08-27 21:00 | 0 | 0.335 | 0.65029 | 53.24
2019-08-27 22:00 | 0 | 0.662 | 0.60196 | 39.36
2019-08-27 23:00 | 0 | 0.834 | 0.55028 | 24.61
2019-08-28 | 0 | 0.891 | 0.52974 | 23.87
2019-08-28 01:00 | 0 | 0.903 | 0.52195 | 22.355
2019-08-28 02:00 | 0 | 0.899 | 0.50939 | -5.15
2019-08-28 03:00 | 0 | 0.899 | 0.50392 | 7.475
2019-08-28 04:00 | 0 | 0.893 | 0.51264 | 25.74
2019-08-28 05:00 | 0 | 0.889 | 0.52616 | 34.425
2019-08-28 06:00 | 0.016 | 0.888 | 0.54852 | 34.69
2019-08-28 07:00 | 0.468 | 0.823 | 0.55408 | 35.34
2019-08-28 08:00 | 0.663 | 0.707 | 0.49285 | 29.16
2019-08-28 09:00 | 0.738 | 0.686 | 0.43659 | 5.725
2019-08-28 10:00 | 0.762 | 0.84 | 0.41483 | 8.53
2019-08-28 11:00 | 0.763 | 0.872 | 0.39961 | 20.1
2019-08-28 12:00 | 0.755 | 0.837 | 0.39998 | 26.96
2019-08-28 13:00 | 0.751 | 0.783 | 0.41487 | 20.705
2019-08-28 14:00 | 0.726 | 0.711 | 0.44844 | 29.915
2019-08-28 15:00 | 0.667 | 0.634 | 0.52567 | 35.15
2019-08-28 16:00 | 0.543 | 0.551 | 0.60905 | 36.885
2019-08-28 17:00 | 0.256 | 0.581 | 0.67241 | 40.595
2019-08-28 18:00 | 0 | 0.667 | 0.69605 | 40.73
2019-08-28 19:00 | 0 | 0.702 | 0.6795 | 33.785
2019-08-28 20:00 | 0 | 0.721 | 0.66334 | 33.915
2019-08-28 21:00 | 0 | 0.751 | 0.64781 | 39.995
2019-08-28 22:00 | 0 | 0.732 | 0.62805 | 42.705
2019-08-28 23:00 | 0 | 0.756 | 0.59457 | 41.215
2019-08-29 | 0 | 0.81 | 0.57323 | 27.45
2019-08-29 01:00 | 0 | 0.839 | 0.56001 | 27.06
2019-08-29 02:00 | 0 | 0.848 | 0.55785 | 27.06
2019-08-29 03:00 | 0 | 0.866 | 0.56611 | 27.1
2019-08-29 04:00 | 0 | 0.884 | 0.56423 | 27.545
2019-08-29 05:00 | 0 | 0.89 | 0.56887 | 40.395
2019-08-29 06:00 | 0.003 | 0.889 | 0.60632 | 41.89
2019-08-29 07:00 | 0.204 | 0.843 | 0.60517 | 42.855
2019-08-29 08:00 | 0.439 | 0.952 | 0.56794 | 38.5
2019-08-29 09:00 | 0.604 | 0.964 | 0.51622 | 41.185
2019-08-29 10:00 | 0.463 | 0.962 | 0.50602 | 40.755
2019-08-29 11:00 | 0.474 | 0.957 | 0.48626 | 40.24
2019-08-29 12:00 | 0.467 | 0.956 | 0.46658 | 34.715
2019-08-29 13:00 | 0.368 | 0.956 | 0.41535 | 34.025
2019-08-29 14:00 | 0.406 | 0.955 | 0.42991 | 26.685
2019-08-29 15:00 | 0.462 | 0.955 | 0.46867 | 41.07
2019-08-29 16:00 | 0.221 | 0.962 | 0.52632 | 38.835
2019-08-29 17:00 | 0.061 | 0.953 | 0.57696 | 42.64
2019-08-29 18:00 | 0 | 0.906 | 0.59296 | 54.435
2019-08-29 19:00 | 0 | 0.889 | 0.58301 | 31.665
2019-08-29 20:00 | 0 | 0.892 | 0.56827 | 31.325
2019-08-29 21:00 | 0 | 0.879 | 0.57098 | 30.45
2019-08-29 22:00 | 0 | 0.881 | 0.5673 | 40.93
2019-08-29 23:00 | 0 | 0.907 | 0.5414 | 27.5
2019-08-30 | 0 | 0.908 | 0.53724 | 27.195
2019-08-30 01:00 | 0 | 0.866 | 0.55247 | 27.195
2019-08-30 02:00 | 0 | 0.878 | 0.54611 | 26.965
2019-08-30 03:00 | 0 | 0.846 | 0.55225 | 27.2
2019-08-30 04:00 | 0 | 0.808 | 0.56313 | 32.56
2019-08-30 05:00 | 0 | 0.727 | 0.5632 | 33.825
2019-08-30 06:00 | 0 | 0.596 | 0.58544 | 34.13
2019-08-30 07:00 | 0.038 | 0.551 | 0.62287 | 74.5
2019-08-30 08:00 | 0.114 | 0.778 | 0.59604 | 53.345
2019-08-30 09:00 | 0.267 | 0.815 | 0.51201 | 41.085
2019-08-30 10:00 | 0.359 | 0.851 | 0.43917 | 21.885
2019-08-30 11:00 | 0.53 | 0.843 | 0.38491 | 8.04
2019-08-30 12:00 | 0.586 | 0.838 | 0.37908 | -7.56
2019-08-30 13:00 | 0.521 | 0.812 | 0.37662 | -5.135
2019-08-30 14:00 | 0.543 | 0.772 | 0.40209 | 8.18
2019-08-30 15:00 | 0.546 | 0.778 | 0.44992 | 22.81
2019-08-30 16:00 | 0.387 | 0.781 | 0.51496 | 29.795
2019-08-30 17:00 | 0.108 | 0.692 | 0.62024 | 43.62
2019-08-30 18:00 | 0 | 0.622 | 0.66919 | 66.145
2019-08-30 19:00 | 0 | 0.624 | 0.66971 | 42.295
2019-08-30 20:00 | 0 | 0.639 | 0.63897 | 34.42
2019-08-30 21:00 | 0 | 0.636 | 0.62341 | 34.73
2019-08-30 22:00 | 0 | 0.648 | 0.58821 | 34.255
2019-08-30 23:00 | 0 | 0.703 | 0.56097 | 33.655
2019-08-31 | 0 | 0.768 | 0.54575 | 31.265
2019-08-31 01:00 | 0 | 0.814 | 0.53305 | 27.65
2019-08-31 02:00 | 0 | 0.836 | 0.51667 | 27.235
2019-08-31 03:00 | 0 | 0.836 | 0.52749 | 27.645
2019-08-31 04:00 | 0 | 0.801 | 0.52752 | 27.645
2019-08-31 05:00 | 0 | 0.759 | 0.54135 | 33.245
2019-08-31 06:00 | 0 | 0.695 | 0.56749 | 39.52
2019-08-31 07:00 | 0.07 | 0.51 | 0.57155 | 37.735
2019-08-31 08:00 | 0.229 | 0.507 | 0.51422 | 33.495
2019-08-31 09:00 | 0.456 | 0.518 | 0.43395 | 21.885
2019-08-31 10:00 | 0.437 | 0.413 | 0.3757 | 7.505
2019-08-31 11:00 | 0.613 | 0.31 | 0.37456 | 5.08
2019-08-31 12:00 | 0.692 | 0.227 | 0.36089 | -7.575
2019-08-31 13:00 | 0.741 | 0.178 | 0.37072 | -5.135
2019-08-31 14:00 | 0.715 | 0.157 | 0.39656 | 20.1
2019-08-31 15:00 | 0.643 | 0.132 | 0.44598 | 31.805
2019-08-31 16:00 | 0.482 | 0.107 | 0.53134 | 39.535
2019-08-31 17:00 | 0.184 | 0.161 | 0.62636 | 52.305
2019-08-31 18:00 | 0 | 0.289 | 0.66137 | 81.11
2019-08-31 19:00 | 0 | 0.301 | 0.66197 | 80.865
2019-08-31 20:00 | 0 | 0.264 | 0.65362 | 84.455
2019-08-31 21:00 | 0 | 0.251 | 0.656 | 70.905
2019-08-31 22:00 | 0 | 0.252 | 0.65281 | 75.925
2019-08-31 23:00 | 0 | 0.236 | 0.65305 | 79.125
2019-09-01 | 0 | 0.207 | 0.64045 | 43.25
2019-09-01 01:00 | 0 | 0.194 | 0.63649 | 68.895
2019-09-01 02:00 | 0 | 0.212 | 0.62304 | 40.67
2019-09-01 03:00 | 0 | 0.251 | 0.6104 | 40.95
2019-09-01 04:00 | 0 | 0.319 | 0.61323 | 40.955
2019-09-01 05:00 | 0 | 0.449 | 0.60314 | 40.76
2019-09-01 06:00 | 0.021 | 0.588 | 0.58632 | 40.76
2019-09-01 07:00 | 0.431 | 0.447 | 0.54869 | 40.8
2019-09-01 08:00 | 0.617 | 0.567 | 0.48758 | 36.795
2019-09-01 09:00 | 0.702 | 0.825 | 0.49886 | 70.335
2019-09-01 10:00 | 0.693 | 0.867 | 0.458 | 29.005
2019-09-01 11:00 | 0.499 | 0.905 | 0.3874 | 34.085
2019-09-01 12:00 | 0.53 | 0.936 | 0.43452 | 35.045
2019-09-01 13:00 | 0.476 | 0.95 | 0.42031 | 32.84
2019-09-01 14:00 | 0.388 | 0.954 | 0.44658 | 56.33
2019-09-01 15:00 | 0.259 | 0.952 | 0.46506 | 64.94
2019-09-01 16:00 | 0.267 | 0.938 | 0.46886 | 43.205
2019-09-01 17:00 | 0.083 | 0.879 | 0.51581 | 81.74
2019-09-01 18:00 | 0 | 0.782 | 0.56589 | 102.35
2019-09-01 19:00 | 0 | 0.662 | 0.58966 | 91.705
2019-09-01 20:00 | 0 | 0.491 | 0.60815 | 63.665
2019-09-01 21:00 | 0 | 0.363 | 0.62502 | 63.675
2019-09-01 22:00 | 0 | 0.265 | 0.64488 | 51.495
2019-09-01 23:00 | 0 | 0.22 | 0.66753 | 60.555
2019-09-02 | 0 | 0.21 | 0.65591 | 41.175
2019-09-02 01:00 | 0 | 0.217 | 0.65376 | 40.92
2019-09-02 02:00 | 0 | 0.223 | 0.65246 | 41.53
2019-09-02 03:00 | 0 | 0.246 | 0.63218 | 37.695
2019-09-02 04:00 | 0 | 0.267 | 0.61054 | 37.89
2019-09-02 05:00 | 0 | 0.271 | 0.61893 | 65.51
2019-09-02 06:00 | 0 | 0.262 | 0.61927 | 75.88
2019-09-02 07:00 | 0.086 | 0.177 | 0.60978 | 95.51
2019-09-02 08:00 | 0.489 | 0.194 | 0.56298 | 79.065
2019-09-02 09:00 | 0.658 | 0.295 | 0.50698 | 61.13
2019-09-02 10:00 | 0.722 | 0.327 | 0.43853 | 37.695
2019-09-02 11:00 | 0.784 | 0.347 | 0.42563 | 43.36
2019-09-02 12:00 | 0.786 | 0.378 | 0.41774 | 36.61
2019-09-02 13:00 | 0.781 | 0.43 | 0.408 | 50.405
2019-09-02 14:00 | 0.757 | 0.509 | 0.44309 | 34.435
2019-09-02 15:00 | 0.698 | 0.593 | 0.49266 | 70.01
2019-09-02 16:00 | 0.574 | 0.672 | 0.55791 | 80.66
2019-09-02 17:00 | 0.29 | 0.713 | 0.61894 | 87.57
2019-09-02 18:00 | 0 | 0.712 | 0.65515 | 87.15
2019-09-02 19:00 | 0 | 0.631 | 0.64812 | 72.305
2019-09-02 20:00 | 0 | 0.515 | 0.63794 | 53.995
2019-09-02 21:00 | 0 | 0.424 | 0.62431 | 46.74
2019-09-02 22:00 | 0 | 0.345 | 0.61557 | 38.43
2019-09-02 23:00 | 0 | 0.286 | 0.61133 | 34.27
2019-09-03 | 0 | 0.249 | 0.59166 | 27.62
2019-09-03 01:00 | 0 | 0.213 | 0.60384 | 30.66
2019-09-03 02:00 | 0 | 0.191 | 0.61377 | 31.205
2019-09-03 03:00 | 0 | 0.162 | 0.62811 | 37.64
2019-09-03 04:00 | 0 | 0.161 | 0.6693 | 42.71
2019-09-03 05:00 | 0 | 0.149 | 0.69515 | 44.925
2019-09-03 06:00 | 0.004 | 0.083 | 0.69622 | 64.65
2019-09-03 07:00 | 0.134 | 0.035 | 0.68203 | 66.39
2019-09-03 08:00 | 0.31 | 0.041 | 0.61933 | 64.435
2019-09-03 09:00 | 0.643 | 0.088 | 0.54711 | 40.01
2019-09-03 10:00 | 0.634 | 0.143 | 0.49046 | 34.215
2019-09-03 11:00 | 0.569 | 0.224 | 0.48145 | 29.66
2019-09-03 12:00 | 0.571 | 0.316 | 0.44026 | 27.09
2019-09-03 13:00 | 0.553 | 0.396 | 0.4158 | 22.355
2019-09-03 14:00 | 0.475 | 0.433 | 0.43049 | 27.535
2019-09-03 15:00 | 0.402 | 0.432 | 0.47453 | 30.265
2019-09-03 16:00 | 0.237 | 0.436 | 0.56314 | 39.2
2019-09-03 17:00 | 0.037 | 0.485 | 0.63819 | 50.02
2019-09-03 18:00 | 0 | 0.627 | 0.67126 | 65.925
2019-09-03 19:00 | 0 | 0.716 | 0.66672 | 48.305
2019-09-03 20:00 | 0 | 0.687 | 0.68069 | 42.62
2019-09-03 21:00 | 0 | 0.622 | 0.67275 | 43.42
2019-09-03 22:00 | 0 | 0.576 | 0.64687 | 39.86
2019-09-03 23:00 | 0 | 0.534 | 0.63952 | 34.35
2019-09-04 | 0 | 0.521 | 0.62796 | 34.2
2019-09-04 01:00 | 0 | 0.495 | 0.6098 | 28.39
2019-09-04 02:00 | 0 | 0.531 | 0.5978 | 28.285
2019-09-04 03:00 | 0 | 0.571 | 0.598 | 30.28
2019-09-04 04:00 | 0 | 0.559 | 0.60066 | 32.51
2019-09-04 05:00 | 0 | 0.515 | 0.61024 | 39.995
2019-09-04 06:00 | 0.019 | 0.425 | 0.64938 | 46.24
2019-09-04 07:00 | 0.332 | 0.214 | 0.64701 | 56.42
2019-09-04 08:00 | 0.575 | 0.271 | 0.61644 | 57.64
2019-09-04 09:00 | 0.697 | 0.248 | 0.5415 | 43.73
2019-09-04 10:00 | 0.769 | 0.198 | 0.4897 | 32.23
2019-09-04 11:00 | 0.784 | 0.155 | 0.46324 | 37.23
2019-09-04 12:00 | 0.776 | 0.149 | 0.45926 | 35.62
2019-09-04 13:00 | 0.762 | 0.189 | 0.45642 | 30.825
2019-09-04 14:00 | 0.729 | 0.267 | 0.45259 | 34.27
2019-09-04 15:00 | 0.664 | 0.354 | 0.47927 | 39.705
2019-09-04 16:00 | 0.526 | 0.413 | 0.53998 | 45.52
2019-09-04 17:00 | 0.224 | 0.501 | 0.62103 | 64.785
2019-09-04 18:00 | 0 | 0.682 | 0.66124 | 90.545
2019-09-04 19:00 | 0 | 0.748 | 0.65531 | 77.26
2019-09-04 20:00 | 0 | 0.78 | 0.65696 | 86.34
2019-09-04 21:00 | 0 | 0.798 | 0.65496 | 63.225
2019-09-04 22:00 | 0 | 0.807 | 0.6463 | 46.79
2019-09-04 23:00 | 0 | 0.794 | 0.65454 | 44.595
2019-09-05 | 0 | 0.686 | 0.64425 | 41.09
2019-09-05 01:00 | 0 | 0.653 | 0.63399 | 39.995
2019-09-05 02:00 | 0 | 0.659 | 0.6202 | 33.64
2019-09-05 03:00 | 0 | 0.666 | 0.60735 | 33.63
2019-09-05 04:00 | 0 | 0.666 | 0.58415 | 33.415
2019-09-05 05:00 | 0 | 0.658 | 0.5813 | 39.11
2019-09-05 06:00 | 0.041 | 0.636 | 0.59574 | 39.195
2019-09-05 07:00 | 0.493 | 0.416 | 0.6076 | 56.605
2019-09-05 08:00 | 0.704 | 0.756 | 0.57336 | 44.05
2019-09-05 09:00 | 0.782 | 0.674 | 0.4854 | 34.35
2019-09-05 10:00 | 0.814 | 0.564 | 0.43658 | 27.045
2019-09-05 11:00 | 0.816 | 0.497 | 0.42503 | 25.11
2019-09-05 12:00 | 0.81 | 0.425 | 0.41509 | 19.78
2019-09-05 13:00 | 0.807 | 0.382 | 0.41732 | 27.265
2019-09-05 14:00 | 0.785 | 0.36 | 0.43837 | 27.67
2019-09-05 15:00 | 0.735 | 0.349 | 0.48606 | 38.625
2019-09-05 16:00 | 0.629 | 0.363 | 0.56107 | 46.22
2019-09-05 17:00 | 0.378 | 0.473 | 0.63677 | 61.48
2019-09-05 18:00 | 0 | 0.706 | 0.67116 | 81.91
2019-09-05 19:00 | 0 | 0.86 | 0.65447 | 67.065
2019-09-05 20:00 | 0 | 0.91 | 0.62487 | 36.59
2019-09-05 21:00 | 0 | 0.904 | 0.62196 | 50.195
2019-09-05 22:00 | 0 | 0.886 | 0.6306 | 46.645
2019-09-05 23:00 | 0 | 0.871 | 0.59963 | 41.105
2019-09-06 | 0 | 0.866 | 0.57066 | 37.62
2019-09-06 01:00 | 0 | 0.85 | 0.56042 | 27.06
2019-09-06 02:00 | 0 | 0.828 | 0.55109 | 27.03
2019-09-06 03:00 | 0 | 0.857 | 0.54966 | 26.13
2019-09-06 04:00 | 0 | 0.83 | 0.56614 | 36.53
2019-09-06 05:00 | 0 | 0.825 | 0.58697 | 42.925
2019-09-06 06:00 | 0.046 | 0.808 | 0.60385 | 44.14
2019-09-06 07:00 | 0.484 | 0.639 | 0.60553 | 50.21
2019-09-06 08:00 | 0.678 | 0.81 | 0.55621 | 37.17
2019-09-06 09:00 | 0.756 | 0.766 | 0.49149 | 37.055
2019-09-06 10:00 | 0.785 | 0.51 | 0.45031 | 27.715
2019-09-06 11:00 | 0.786 | 0.187 | 0.43094 | 25.83
2019-09-06 12:00 | 0.779 | 0.063 | 0.4219 | 20.1
2019-09-06 13:00 | 0.774 | 0.036 | 0.42579 | 23.19
2019-09-06 14:00 | 0.749 | 0.028 | 0.4402 | 27.18
2019-09-06 15:00 | 0.693 | 0.032 | 0.46866 | 32.235
2019-09-06 16:00 | 0.577 | 0.064 | 0.52772 | 40.625
2019-09-06 17:00 | 0.315 | 0.294 | 0.62217 | 52.14
2019-09-06 18:00 | 0 | 0.71 | 0.66262 | 92.96
2019-09-06 19:00 | 0 | 0.874 | 0.65032 | 57.015
2019-09-06 20:00 | 0 | 0.904 | 0.63818 | 39.885
2019-09-06 21:00 | 0 | 0.891 | 0.62761 | 54.225
2019-09-06 22:00 | 0 | 0.846 | 0.6258 | 47.725
2019-09-06 23:00 | 0 | 0.8 | 0.60793 | 45.22
2019-09-07 | 0 | 0.761 | 0.58267 | 41.54
2019-09-07 01:00 | 0 | 0.737 | 0.59501 | 43.395
2019-09-07 02:00 | 0 | 0.727 | 0.618 | 40.975
2019-09-07 03:00 | 0 | 0.741 | 0.62048 | 38.66
2019-09-07 04:00 | 0 | 0.758 | 0.61941 | 42.665
2019-09-07 05:00 | 0 | 0.767 | 0.62693 | 43.055
2019-09-07 06:00 | 0.048 | 0.766 | 0.64802 | 43.91
2019-09-07 07:00 | 0.477 | 0.491 | 0.63719 | 45.17
2019-09-07 08:00 | 0.678 | 0.187 | 0.5815 | 44.76
2019-09-07 09:00 | 0.752 | 0.232 | 0.50415 | 44.145
2019-09-07 10:00 | 0.775 | 0.341 | 0.42111 | 36.845
2019-09-07 11:00 | 0.779 | 0.239 | 0.38002 | 28.48
2019-09-07 12:00 | 0.775 | 0.177 | 0.36837 | 27.305
2019-09-07 13:00 | 0.771 | 0.148 | 0.36553 | 23.35
2019-09-07 14:00 | 0.75 | 0.149 | 0.37802 | 27.235
2019-09-07 15:00 | 0.699 | 0.188 | 0.41677 | 36.69
2019-09-07 16:00 | 0.59 | 0.292 | 0.48496 | 43.22
2019-09-07 17:00 | 0.338 | 0.636 | 0.58262 | 79.345
2019-09-07 18:00 | 0 | 0.905 | 0.62267 | 66.945
2019-09-07 19:00 | 0 | 0.931 | 0.60708 | 72.91
2019-09-07 20:00 | 0 | 0.911 | 0.58964 | 61.88
2019-09-07 21:00 | 0 | 0.892 | 0.56919 | 59.485
2019-09-07 22:00 | 0 | 0.865 | 0.55343 | 48.08
2019-09-07 23:00 | 0 | 0.834 | 0.54177 | 40.805
2019-09-08 | 0 | 0.787 | 0.51977 | 30.415
2019-09-08 01:00 | 0 | 0.752 | 0.51775 | 27.06
2019-09-08 02:00 | 0 | 0.746 | 0.52156 | 27.95
2019-09-08 03:00 | 0 | 0.732 | 0.52626 | 27.975
2019-09-08 04:00 | 0 | 0.732 | 0.53149 | 34.3
2019-09-08 05:00 | 0 | 0.744 | 0.53806 | 40.795
2019-09-08 06:00 | 0.053 | 0.741 | 0.53502 | 39.55
2019-09-08 07:00 | 0.476 | 0.524 | 0.51233 | 36.605
2019-09-08 08:00 | 0.67 | 0.292 | 0.47491 | 42.685
2019-09-08 09:00 | 0.742 | 0.513 | 0.44055 | 34.485
2019-09-08 10:00 | 0.766 | 0.685 | 0.39778 | 27.265
2019-09-08 11:00 | 0.768 | 0.404 | 0.38432 | 20.1
2019-09-08 12:00 | 0.763 | 0.173 | 0.37649 | 7.52
2019-09-08 13:00 | 0.758 | 0.073 | 0.38185 | 23.48
2019-09-08 14:00 | 0.736 | 0.036 | 0.40619 | 29.685
2019-09-08 15:00 | 0.684 | 0.024 | 0.45581 | 42.225
2019-09-08 16:00 | 0.575 | 0.03 | 0.52917 | 53.31
2019-09-08 17:00 | 0.329 | 0.09 | 0.61531 | 101.885
2019-09-08 18:00 | 0 | 0.281 | 0.65155 | 117.38
2019-09-08 19:00 | 0 | 0.567 | 0.63716 | 108.53
2019-09-08 20:00 | 0 | 0.725 | 0.62957 | 98.925
2019-09-08 21:00 | 0 | 0.788 | 0.62415 | 98.77
2019-09-08 22:00 | 0 | 0.824 | 0.60414 | 56.24
2019-09-08 23:00 | 0 | 0.863 | 0.56626 | 40.745
2019-09-09 | 0 | 0.89 | 0.53002 | 28.825
2019-09-09 01:00 | 0 | 0.9 | 0.50444 | 27.04
2019-09-09 02:00 | 0 | 0.901 | 0.4909 | 27
2019-09-09 03:00 | 0 | 0.898 | 0.49205 | 26.99
2019-09-09 04:00 | 0 | 0.897 | 0.49436 | 27.02
2019-09-09 05:00 | 0 | 0.895 | 0.50612 | 36.44
2019-09-09 06:00 | 0.06 | 0.886 | 0.52378 | 56.215
2019-09-09 07:00 | 0.477 | 0.705 | 0.50878 | 56.54
2019-09-09 08:00 | 0.664 | 0.436 | 0.46161 | 43.475
2019-09-09 09:00 | 0.735 | 0.44 | 0.40968 | 40.515
2019-09-09 10:00 | 0.758 | 0.5 | 0.38495 | 31.59
2019-09-09 11:00 | 0.756 | 0.379 | 0.38352 | 29.33
2019-09-09 12:00 | 0.748 | 0.236 | 0.3876 | 29.66
2019-09-09 13:00 | 0.744 | 0.19 | 0.4057 | 29.66
2019-09-09 14:00 | 0.724 | 0.184 | 0.43651 | 29.66
2019-09-09 15:00 | 0.676 | 0.188 | 0.46253 | 32.535
2019-09-09 16:00 | 0.57 | 0.188 | 0.5429 | 39.985
2019-09-09 17:00 | 0.324 | 0.209 | 0.65667 | 42.665
2019-09-09 18:00 | 0 | 0.301 | 0.69758 | 50.735
2019-09-09 19:00 | 0 | 0.437 | 0.70149 | 33.59
2019-09-09 20:00 | 0 | 0.537 | 0.68985 | 32.51
2019-09-09 21:00 | 0 | 0.587 | 0.67067 | 32.985
2019-09-09 22:00 | 0 | 0.557 | 0.64219 | 37.365
2019-09-09 23:00 | 0 | 0.497 | 0.63599 | 35.475
2019-09-10 | 0 | 0.366 | 0.65576 | 31.59
2019-09-10 01:00 | 0 | 0.203 | 0.63845 | 26.27
2019-09-10 02:00 | 0 | 0.08 | 0.60742 | 24.54
2019-09-10 03:00 | 0 | 0.026 | 0.62968 | 26.23
2019-09-10 04:00 | 0 | 0.035 | 0.64362 | 27.04
2019-09-10 05:00 | 0 | 0.14 | 0.65093 | 41.325
2019-09-10 06:00 | 0.055 | 0.366 | 0.67688 | 43.49
2019-09-10 07:00 | 0.44 | 0.391 | 0.64868 | 33.26
2019-09-10 08:00 | 0.628 | 0.172 | 0.57655 | 25.825
2019-09-10 09:00 | 0.703 | 0.448 | 0.50935 | -12.665
2019-09-10 10:00 | 0.736 | 0.666 | 0.47253 | -5.195
2019-09-10 11:00 | 0.746 | 0.792 | 0.44779 | -45.43
2019-09-10 12:00 | 0.746 | 0.862 | 0.43303 | -45.43
2019-09-10 13:00 | 0.742 | 0.883 | 0.42892 | -43.48
2019-09-10 14:00 | 0.72 | 0.885 | 0.44084 | 2.485
2019-09-10 15:00 | 0.669 | 0.874 | 0.44732 | 10.65
2019-09-10 16:00 | 0.559 | 0.849 | 0.48321 | 32.1
2019-09-10 17:00 | 0.305 | 0.789 | 0.57024 | 39.63
2019-09-10 18:00 | 0 | 0.772 | 0.63624 | 40.3
2019-09-10 19:00 | 0 | 0.683 | 0.63511 | 40.185
2019-09-10 20:00 | 0 | 0.55 | 0.6237 | 36.195
2019-09-10 21:00 | 0 | 0.456 | 0.61361 | 36.625
2019-09-10 22:00 | 0 | 0.411 | 0.61302 | 37.32
2019-09-10 23:00 | 0 | 0.402 | 0.61469 | 26.11
2019-09-11 | 0 | 0.417 | 0.6414 | 27.835
2019-09-11 01:00 | 0 | 0.454 | 0.64978 | 25.49
2019-09-11 02:00 | 0 | 0.47 | 0.66694 | 26.45
2019-09-11 03:00 | 0 | 0.443 | 0.66979 | 25.775
2019-09-11 04:00 | 0 | 0.353 | 0.66787 | 28.67
2019-09-11 05:00 | 0 | 0.222 | 0.67326 | 44.19
2019-09-11 06:00 | 0.046 | 0.091 | 0.68933 | 34.455
2019-09-11 07:00 | 0.442 | 0.019 | 0.66345 | 33.695
2019-09-11 08:00 | 0.67 | 0.005 | 0.58352 | 30.07
2019-09-11 09:00 | 0.751 | 0.001 | 0.52473 | 27.07
2019-09-11 10:00 | 0.782 | 0.002 | 0.4811 | 24.11
2019-09-11 11:00 | 0.783 | 0.005 | 0.44133 | -5.135
2019-09-11 12:00 | 0.779 | 0.008 | 0.42659 | -5.165
2019-09-11 13:00 | 0.773 | 0.012 | 0.43065 | -2.53
2019-09-11 14:00 | 0.751 | 0.022 | 0.44467 | 23.825
2019-09-11 15:00 | 0.699 | 0.033 | 0.48066 | 27.355
2019-09-11 16:00 | 0.591 | 0.038 | 0.53722 | 36.82
2019-09-11 17:00 | 0.345 | 0.132 | 0.62817 | 35.29
2019-09-11 18:00 | 0 | 0.401 | 0.69481 | 32.6
2019-09-11 19:00 | 0 | 0.518 | 0.69184 | 37.875
2019-09-11 20:00 | 0 | 0.537 | 0.67313 | 36.885
2019-09-11 21:00 | 0 | 0.504 | 0.65982 | 31.2
2019-09-11 22:00 | 0 | 0.433 | 0.65517 | 35.965
2019-09-11 23:00 | 0 | 0.337 | 0.66582 | 40.175
2019-09-12 | 0 | 0.24 | 0.67231 | 30.415
2019-09-12 01:00 | 0 | 0.171 | 0.68085 | 30.26
2019-09-12 02:00 | 0 | 0.115 | 0.67146 | 25.775
2019-09-12 03:00 | 0 | 0.081 | 0.66069 | 24.9
2019-09-12 04:00 | 0 | 0.056 | 0.67483 | 37.225
2019-09-12 05:00 | 0 | 0.033 | 0.69511 | 45.29
2019-09-12 06:00 | 0.066 | 0.011 | 0.68742 | 39.06
2019-09-12 07:00 | 0.448 | 0.001 | 0.63249 | 36.61
2019-09-12 08:00 | 0.639 | 0 | 0.5634 | 31.4
2019-09-12 09:00 | 0.714 | 0.009 | 0.50222 | 25.115
2019-09-12 10:00 | 0.744 | 0.034 | 0.45511 | 10.54
2019-09-12 11:00 | 0.753 | 0.11 | 0.42266 | -5.195
2019-09-12 12:00 | 0.75 | 0.237 | 0.41061 | -9.665
2019-09-12 13:00 | 0.746 | 0.317 | 0.40916 | -7.3
2019-09-12 14:00 | 0.725 | 0.37 | 0.42875 | 23.15
2019-09-12 15:00 | 0.675 | 0.417 | 0.465 | 26.6
2019-09-12 16:00 | 0.57 | 0.449 | 0.5175 | 36.23
2019-09-12 17:00 | 0.331 | 0.543 | 0.60219 | 39.295
2019-09-12 18:00 | 0 | 0.718 | 0.66307 | 38.555
2019-09-12 19:00 | 0 | 0.693 | 0.65909 | 37.285
2019-09-12 20:00 | 0 | 0.638 | 0.65414 | 33.195
2019-09-12 21:00 | 0 | 0.6 | 0.65962 | 40.53
2019-09-12 22:00 | 0 | 0.587 | 0.66047 | 40.77
2019-09-12 23:00 | 0 | 0.593 | 0.64726 | 35.71
2019-09-13 | 0 | 0.613 | 0.64638 | 31.115
2019-09-13 01:00 | 0 | 0.641 | 0.66368 | 36.745
2019-09-13 02:00 | 0 | 0.66 | 0.65372 | 31.59
2019-09-13 03:00 | 0 | 0.678 | 0.63945 | 27.575
2019-09-13 04:00 | 0 | 0.7 | 0.62652 | 28.5
2019-09-13 05:00 | 0 | 0.72 | 0.63464 | 43.195
2019-09-13 06:00 | 0.07 | 0.719 | 0.62275 | 36.66
2019-09-13 07:00 | 0.44 | 0.398 | 0.57299 | 32.785
2019-09-13 08:00 | 0.612 | 0.112 | 0.50013 | 26.2
2019-09-13 09:00 | 0.638 | 0.077 | 0.47461 | 25.99
2019-09-13 10:00 | 0.684 | 0.069 | 0.45488 | 26.2
2019-09-13 11:00 | 0.721 | 0.028 | 0.43564 | 26.2
2019-09-13 12:00 | 0.722 | 0.007 | 0.42693 | 26.2
2019-09-13 13:00 | 0.673 | 0.002 | 0.43061 | 28.285
2019-09-13 14:00 | 0.631 | 0.005 | 0.46987 | 36.595
2019-09-13 15:00 | 0.506 | 0.032 | 0.52025 | 42.705
2019-09-13 16:00 | 0.31 | 0.165 | 0.58513 | 43.65
2019-09-13 17:00 | 0.121 | 0.624 | 0.6734 | 61.275
2019-09-13 18:00 | 0 | 0.83 | 0.69966 | 65.015
2019-09-13 19:00 | 0 | 0.754 | 0.68014 | 35.94
2019-09-13 20:00 | 0 | 0.684 | 0.63539 | 34.965
2019-09-13 21:00 | 0 | 0.662 | 0.62715 | 43.27
2019-09-13 22:00 | 0 | 0.636 | 0.614 | 40.515
2019-09-13 23:00 | 0 | 0.577 | 0.61995 | 44.31
2019-09-14 | 0 | 0.528 | 0.59272 | 38.965
2019-09-14 01:00 | 0 | 0.494 | 0.56563 | 29.915
2019-09-14 02:00 | 0 | 0.48 | 0.5847 | 33.75
2019-09-14 03:00 | 0 | 0.486 | 0.57814 | 28.785
2019-09-14 04:00 | 0 | 0.497 | 0.6091 | 41.05
2019-09-14 05:00 | 0 | 0.502 | 0.64781 | 44.82
2019-09-14 06:00 | 0.07 | 0.502 | 0.65995 | 51.355
2019-09-14 07:00 | 0.43 | 0.247 | 0.62209 | 44.67
2019-09-14 08:00 | 0.633 | 0.122 | 0.56208 | 62.365
2019-09-14 09:00 | 0.706 | 0.155 | 0.54041 | 42.17
2019-09-14 10:00 | 0.737 | 0.1 | 0.50298 | 42.27
2019-09-14 11:00 | 0.743 | 0.032 | 0.48118 | 41.995
2019-09-14 12:00 | 0.74 | 0.005 | 0.42833 | 41.66
2019-09-14 13:00 | 0.736 | 0.002 | 0.44229 | 41.735
2019-09-14 14:00 | 0.716 | 0.017 | 0.43669 | 40.22
2019-09-14 15:00 | 0.667 | 0.077 | 0.47799 | 42.32
2019-09-14 16:00 | 0.563 | 0.256 | 0.52527 | 53.585
2019-09-14 17:00 | 0.332 | 0.697 | 0.59205 | 81.655
2019-09-14 18:00 | 0 | 0.892 | 0.61839 | 76.97
2019-09-14 19:00 | 0 | 0.868 | 0.61417 | 62.33
2019-09-14 20:00 | 0 | 0.829 | 0.5783 | 41.215
2019-09-14 21:00 | 0 | 0.806 | 0.55892 | 38.755
2019-09-14 22:00 | 0 | 0.779 | 0.55836 | 42.865
2019-09-14 23:00 | 0 | 0.74 | 0.54222 | 28.5
2019-09-15 | 0 | 0.677 | 0.52745 | 27.05
2019-09-15 01:00 | 0 | 0.643 | 0.54231 | 27.06
2019-09-15 02:00 | 0 | 0.646 | 0.55104 | 27.05
2019-09-15 03:00 | 0 | 0.676 | 0.56209 | 27.06
2019-09-15 04:00 | 0 | 0.647 | 0.57019 | 30.89
2019-09-15 05:00 | 0 | 0.634 | 0.56881 | 36.295
2019-09-15 06:00 | 0.079 | 0.605 | 0.57817 | 35.09
2019-09-15 07:00 | 0.448 | 0.439 | 0.57352 | 40.14
2019-09-15 08:00 | 0.643 | 0.423 | 0.51135 | 35.67
2019-09-15 09:00 | 0.723 | 0.313 | 0.44485 | 27.995
2019-09-15 10:00 | 0.755 | 0.214 | 0.41444 | 23.48
2019-09-15 11:00 | 0.761 | 0.118 | 0.39443 | 20.1
2019-09-15 12:00 | 0.758 | 0.059 | 0.37717 | -5.135
2019-09-15 13:00 | 0.754 | 0.037 | 0.36129 | -10.17
2019-09-15 14:00 | 0.732 | 0.045 | 0.36986 | 23.53
2019-09-15 15:00 | 0.683 | 0.084 | 0.42116 | 36.38
2019-09-15 16:00 | 0.579 | 0.175 | 0.50051 | 55.93
2019-09-15 17:00 | 0.344 | 0.477 | 0.56873 | 85.07
2019-09-15 18:00 | 0 | 0.813 | 0.59949 | 84.615
2019-09-15 19:00 | 0 | 0.826 | 0.59325 | 62.88
2019-09-15 20:00 | 0 | 0.763 | 0.57052 | 43.59
2019-09-15 21:00 | 0 | 0.707 | 0.55913 | 40.42
2019-09-15 22:00 | 0 | 0.639 | 0.54969 | 43.02
2019-09-15 23:00 | 0 | 0.618 | 0.54461 | 36.3
2019-09-16 | 0 | 0.611 | 0.53268 | 26.955
2019-09-16 01:00 | 0 | 0.59 | 0.54178 | 28.285
2019-09-16 02:00 | 0 | 0.57 | 0.55674 | 30.39
2019-09-16 03:00 | 0 | 0.564 | 0.51762 | 24.615
2019-09-16 04:00 | 0 | 0.573 | 0.49002 | 25.66
2019-09-16 05:00 | 0 | 0.593 | 0.50289 | 32.41
2019-09-16 06:00 | 0.085 | 0.614 | 0.52995 | 35.48
2019-09-16 07:00 | 0.445 | 0.386 | 0.50331 | 39.385
2019-09-16 08:00 | 0.632 | 0.54 | 0.4524 | 35.035
2019-09-16 09:00 | 0.709 | 0.551 | 0.3943 | 27.57
2019-09-16 10:00 | 0.74 | 0.288 | 0.37537 | 28.535
2019-09-16 11:00 | 0.748 | 0.105 | 0.38671 | 28.275
2019-09-16 12:00 | 0.747 | 0.027 | 0.40063 | 35.31
2019-09-16 13:00 | 0.742 | 0.006 | 0.44281 | 29.18
2019-09-16 14:00 | 0.717 | 0.004 | 0.45142 | 36.33
2019-09-16 15:00 | 0.664 | 0.016 | 0.51494 | 43.535
2019-09-16 16:00 | 0.56 | 0.081 | 0.58679 | 53.215
2019-09-16 17:00 | 0.332 | 0.476 | 0.65179 | 61.77
2019-09-16 18:00 | 0 | 0.843 | 0.68846 | 50.765
2019-09-16 19:00 | 0 | 0.84 | 0.68752 | 51.01
2019-09-16 20:00 | 0 | 0.776 | 0.66956 | 66.19
2019-09-16 21:00 | 0 | 0.666 | 0.68389 | 49.81
2019-09-16 22:00 | 0 | 0.569 | 0.69137 | 43.245
2019-09-16 23:00 | 0 | 0.48 | 0.65405 | 42.52
2019-09-17 | 0 | 0.44 | 0.62631 | 40.305
2019-09-17 01:00 | 0 | 0.433 | 0.64026 | 41.77
2019-09-17 02:00 | 0 | 0.454 | 0.64699 | 42.29
2019-09-17 03:00 | 0 | 0.481 | 0.65014 | 42.495
2019-09-17 04:00 | 0 | 0.507 | 0.65486 | 42.68
2019-09-17 05:00 | 0 | 0.507 | 0.67772 | 44.01
2019-09-17 06:00 | 0.093 | 0.436 | 0.68589 | 46.46
2019-09-17 07:00 | 0.453 | 0.185 | 0.66341 | 43.945
2019-09-17 08:00 | 0.646 | 0.118 | 0.60264 | 43.745
2019-09-17 09:00 | 0.728 | 0.146 | 0.54573 | 43.81
2019-09-17 10:00 | 0.761 | 0.201 | 0.51407 | 43.025
2019-09-17 11:00 | 0.77 | 0.255 | 0.46639 | 29.775
2019-09-17 12:00 | 0.771 | 0.322 | 0.43679 | 28.39
2019-09-17 13:00 | 0.769 | 0.425 | 0.43893 | 29.51
2019-09-17 14:00 | 0.75 | 0.528 | 0.466 | 36.905
2019-09-17 15:00 | 0.703 | 0.582 | 0.495 | 42.99
2019-09-17 16:00 | 0.602 | 0.577 | 0.55302 | 49.59
2019-09-17 17:00 | 0.371 | 0.6 | 0.61661 | 48.24
2019-09-17 18:00 | 0 | 0.643 | 0.64408 | 43.185
2019-09-17 19:00 | 0 | 0.578 | 0.637 | 39.145
2019-09-17 20:00 | 0 | 0.473 | 0.63738 | 37.22
2019-09-17 21:00 | 0 | 0.386 | 0.62645 | 36.115
2019-09-17 22:00 | 0 | 0.335 | 0.61653 | 35.705
2019-09-17 23:00 | 0 | 0.277 | 0.61988 | 27.69
2019-09-18 | 0 | 0.205 | 0.63754 | 30.65
2019-09-18 01:00 | 0 | 0.158 | 0.66006 | 30.89
2019-09-18 02:00 | 0 | 0.123 | 0.66345 | 30.89
2019-09-18 03:00 | 0 | 0.099 | 0.66315 | 30.89
2019-09-18 04:00 | 0 | 0.077 | 0.66705 | 40.67
2019-09-18 05:00 | 0 | 0.058 | 0.68762 | 44.29
2019-09-18 06:00 | 0.081 | 0.063 | 0.7016 | 47.96
2019-09-18 07:00 | 0.349 | 0.03 | 0.67838 | 38.34
2019-09-18 08:00 | 0.658 | 0.019 | 0.60163 | 37.035
2019-09-18 09:00 | 0.748 | 0.041 | 0.53418 | 42.93
2019-09-18 10:00 | 0.781 | 0.106 | 0.50994 | 42.56
2019-09-18 11:00 | 0.787 | 0.231 | 0.49717 | 42.225
2019-09-18 12:00 | 0.786 | 0.424 | 0.44908 | 40.265
2019-09-18 13:00 | 0.783 | 0.638 | 0.41831 | 27.71
2019-09-18 14:00 | 0.761 | 0.805 | 0.42763 | 36.24
2019-09-18 15:00 | 0.713 | 0.907 | 0.48495 | 42.36
2019-09-18 16:00 | 0.598 | 0.95 | 0.51435 | 45.27
2019-09-18 17:00 | 0.308 | 0.955 | 0.56009 | 60.36
2019-09-18 18:00 | 0 | 0.92 | 0.58775 | 73.32
2019-09-18 19:00 | 0 | 0.858 | 0.57745 | 44.67
2019-09-18 20:00 | 0 | 0.772 | 0.5655 | 38.865
2019-09-18 21:00 | 0 | 0.729 | 0.54141 | 35.575
2019-09-18 22:00 | 0 | 0.777 | 0.54981 | 36.74
2019-09-18 23:00 | 0 | 0.796 | 0.54038 | 27.365
2019-09-19 | 0 | 0.811 | 0.53364 | 27
2019-09-19 01:00 | 0 | 0.81 | 0.50416 | 7.445
2019-09-19 02:00 | 0 | 0.837 | 0.49306 | -5.21
2019-09-19 03:00 | 0 | 0.82 | 0.50047 | 20.1
2019-09-19 04:00 | 0 | 0.836 | 0.52976 | 27.365
2019-09-19 05:00 | 0 | 0.911 | 0.54829 | 36.205
2019-09-19 06:00 | 0.005 | 0.921 | 0.59763 | 43.935
2019-09-19 07:00 | 0.21 | 0.864 | 0.5735 | 41.045
2019-09-19 08:00 | 0.454 | 0.901 | 0.48898 | 36.42
2019-09-19 09:00 | 0.61 | 0.872 | 0.42299 | 29.965
2019-09-19 10:00 | 0.752 | 0.836 | 0.41507 | 34.905
2019-09-19 11:00 | 0.732 | 0.821 | 0.38576 | 27.905
2019-09-19 12:00 | 0.761 | 0.818 | 0.37734 | 9.445
2019-09-19 13:00 | 0.737 | 0.825 | 0.37009 | 27.705
2019-09-19 14:00 | 0.721 | 0.837 | 0.38763 | 27.305
2019-09-19 15:00 | 0.754 | 0.85 | 0.42272 | 26.835
2019-09-19 16:00 | 0.665 | 0.864 | 0.48076 | 33.97
2019-09-19 17:00 | 0.444 | 0.852 | 0.5662 | 41.86
2019-09-19 18:00 | 0.002 | 0.803 | 0.64272 | 66.065
2019-09-19 19:00 | 0 | 0.785 | 0.65363 | 63.965
2019-09-19 20:00 | 0 | 0.789 | 0.63011 | 65.025
2019-09-19 21:00 | 0 | 0.805 | 0.62108 | 49.365
2019-09-19 22:00 | 0 | 0.807 | 0.61771 | 46.095
2019-09-19 23:00 | 0 | 0.796 | 0.59712 | 40.94
2019-09-20 | 0 | 0.776 | 0.58253 | 38.66
2019-09-20 01:00 | 0 | 0.744 | 0.58042 | 32.605
2019-09-20 02:00 | 0 | 0.71 | 0.5732 | 34.775
2019-09-20 03:00 | 0 | 0.674 | 0.58299 | 40.22
2019-09-20 04:00 | 0 | 0.641 | 0.58401 | 41.97
2019-09-20 05:00 | 0 | 0.617 | 0.61466 | 42.33
2019-09-20 06:00 | 0.169 | 0.555 | 0.62159 | 43.48
2019-09-20 07:00 | 0.552 | 0.383 | 0.59935 | 43.48
2019-09-20 08:00 | 0.719 | 0.593 | 0.54402 | 34.995
2019-09-20 09:00 | 0.792 | 0.559 | 0.45391 | 27.83
2019-09-20 10:00 | 0.822 | 0.486 | 0.39831 | 23.955
2019-09-20 11:00 | 0.827 | 0.413 | 0.41188 | 28.785
2019-09-20 12:00 | 0.826 | 0.328 | 0.43064 | 30.125
2019-09-20 13:00 | 0.825 | 0.254 | 0.43192 | 29.6
2019-09-20 14:00 | 0.786 | 0.219 | 0.43969 | 29.63
2019-09-20 15:00 | 0.613 | 0.23 | 0.47315 | 36.83
2019-09-20 16:00 | 0.363 | 0.254 | 0.51365 | 35.045
2019-09-20 17:00 | 0.095 | 0.344 | 0.58704 | 35.49
2019-09-20 18:00 | 0 | 0.591 | 0.64966 | 63.455
2019-09-20 19:00 | 0 | 0.712 | 0.65061 | 63
2019-09-20 20:00 | 0 | 0.74 | 0.63319 | 41.95
2019-09-20 21:00 | 0 | 0.737 | 0.61677 | 36.455
2019-09-20 22:00 | 0 | 0.729 | 0.59181 | 49.62
2019-09-20 23:00 | 0 | 0.708 | 0.58234 | 52.67
2019-09-21 | 0 | 0.642 | 0.55786 | 40.345
2019-09-21 01:00 | 0 | 0.567 | 0.55964 | 42.27
2019-09-21 02:00 | 0 | 0.515 | 0.56465 | 42.23
2019-09-21 03:00 | 0 | 0.539 | 0.54566 | 38.66
2019-09-21 04:00 | 0 | 0.6 | 0.54064 | 40.23
2019-09-21 05:00 | 0 | 0.634 | 0.54463 | 36.625
2019-09-21 06:00 | 0.083 | 0.638 | 0.55378 | 36.14
2019-09-21 07:00 | 0.449 | 0.588 | 0.52887 | 38.595
2019-09-21 08:00 | 0.709 | 0.869 | 0.48952 | 39.6
2019-09-21 09:00 | 0.784 | 0.783 | 0.41968 | 30.07
2019-09-21 10:00 | 0.813 | 0.583 | 0.39686 | 29.44
2019-09-21 11:00 | 0.818 | 0.43 | 0.40376 | 30.77
2019-09-21 12:00 | 0.818 | 0.363 | 0.41385 | 29.74
2019-09-21 13:00 | 0.819 | 0.328 | 0.39917 | 28.755
2019-09-21 14:00 | 0.807 | 0.31 | 0.40261 | 29.525
2019-09-21 15:00 | 0.771 | 0.327 | 0.41752 | 36.27
2019-09-21 16:00 | 0.691 | 0.4 | 0.46607 | 41.785
2019-09-21 17:00 | 0.502 | 0.523 | 0.54615 | 72.235
2019-09-21 18:00 | 0.007 | 0.753 | 0.62253 | 92.53
2019-09-21 19:00 | 0 | 0.852 | 0.61667 | 78.435
2019-09-21 20:00 | 0 | 0.888 | 0.61009 | 84.2
2019-09-21 21:00 | 0 | 0.896 | 0.58896 | 104.155
2019-09-21 22:00 | 0 | 0.885 | 0.56863 | 73.7
2019-09-21 23:00 | 0 | 0.869 | 0.54165 | 42.235
2019-09-22 | 0 | 0.82 | 0.52076 | 36.695
2019-09-22 01:00 | 0 | 0.794 | 0.5181 | 30.89
2019-09-22 02:00 | 0 | 0.788 | 0.51911 | 30.77
2019-09-22 03:00 | 0 | 0.783 | 0.5186 | 30.51
2019-09-22 04:00 | 0 | 0.781 | 0.51237 | 27.06
2019-09-22 05:00 | 0 | 0.777 | 0.51187 | 36.26
2019-09-22 06:00 | 0.202 | 0.744 | 0.5122 | 41.86
2019-09-22 07:00 | 0.567 | 0.473 | 0.49014 | 42.095
2019-09-22 08:00 | 0.723 | 0.519 | 0.43365 | 36.485
2019-09-22 09:00 | 0.78 | 0.802 | 0.36464 | 26.09
2019-09-22 10:00 | 0.805 | 0.75 | 0.35335 | 28.635
2019-09-22 11:00 | 0.809 | 0.694 | 0.37538 | 30.785
2019-09-22 12:00 | 0.809 | 0.63 | 0.37466 | 29.135
2019-09-22 13:00 | 0.81 | 0.57 | 0.36094 | 11.365
2019-09-22 14:00 | 0.797 | 0.522 | 0.37949 | 28.025
2019-09-22 15:00 | 0.761 | 0.49 | 0.40575 | 30.43
2019-09-22 16:00 | 0.681 | 0.457 | 0.47716 | 51.14
2019-09-22 17:00 | 0.493 | 0.417 | 0.56987 | 83.71
2019-09-22 18:00 | 0.008 | 0.464 | 0.62152 | 104.575
2019-09-22 19:00 | 0 | 0.541 | 0.60996 | 109.43
2019-09-22 20:00 | 0 | 0.63 | 0.58932 | 83.31
2019-09-22 21:00 | 0 | 0.713 | 0.5717 | 84.2
2019-09-22 22:00 | 0 | 0.789 | 0.5392 | 41.755
2019-09-22 23:00 | 0 | 0.847 | 0.52095 | 41.505
2019-09-23 | 0 | 0.873 | 0.5007 | 40.78
2019-09-23 01:00 | 0 | 0.857 | 0.49083 | 40.725
2019-09-23 02:00 | 0 | 0.854 | 0.47787 | 34.775
2019-09-23 03:00 | 0 | 0.86 | 0.47514 | 35.475
2019-09-23 04:00 | 0 | 0.855 | 0.48756 | 41.095
2019-09-23 05:00 | 0 | 0.846 | 0.5149 | 43.6
2019-09-23 06:00 | 0.183 | 0.833 | 0.52679 | 63.095
2019-09-23 07:00 | 0.531 | 0.626 | 0.50687 | 76.905
2019-09-23 08:00 | 0.692 | 0.612 | 0.45249 | 34.49
2019-09-23 09:00 | 0.756 | 0.912 | 0.39128 | 36.24
2019-09-23 10:00 | 0.783 | 0.863 | 0.37019 | 30.275
2019-09-23 11:00 | 0.791 | 0.787 | 0.39272 | 41.215
2019-09-23 12:00 | 0.793 | 0.719 | 0.40623 | 41.275
2019-09-23 13:00 | 0.794 | 0.649 | 0.41497 | 40.845
2019-09-23 14:00 | 0.782 | 0.581 | 0.43919 | 40.875
2019-09-23 15:00 | 0.737 | 0.515 | 0.49211 | 41.46
2019-09-23 16:00 | 0.585 | 0.433 | 0.52935 | 41.63
2019-09-23 17:00 | 0.194 | 0.4 | 0.59656 | 42.645
2019-09-23 18:00 | 0.001 | 0.356 | 0.6137 | 53.215
2019-09-23 19:00 | 0 | 0.404 | 0.60451 | 43.75
2019-09-23 20:00 | 0 | 0.518 | 0.60125 | 41.64
2019-09-23 21:00 | 0 | 0.606 | 0.59654 | 48.485
2019-09-23 22:00 | 0 | 0.697 | 0.59094 | 42.185
2019-09-23 23:00 | 0 | 0.761 | 0.59525 | 43.325
2019-09-24 | 0 | 0.791 | 0.59357 | 41.165
2019-09-24 01:00 | 0 | 0.791 | 0.58697 | 40.98
2019-09-24 02:00 | 0 | 0.781 | 0.60277 | 101.15
2019-09-24 03:00 | 0 | 0.763 | 0.5818 | 42.66
2019-09-24 04:00 | 0 | 0.745 | 0.55353 | 41.825
2019-09-24 05:00 | 0 | 0.76 | 0.55107 | 57.065
2019-09-24 06:00 | 0.195 | 0.798 | 0.54881 | 108.22
2019-09-24 07:00 | 0.526 | 0.496 | 0.50285 | 75.345
2019-09-24 08:00 | 0.69 | 0.281 | 0.43087 | 42.36
2019-09-24 09:00 | 0.747 | 0.812 | 0.37406 | 34.43
2019-09-24 10:00 | 0.767 | 0.85 | 0.32587 | 25.035
2019-09-24 11:00 | 0.771 | 0.776 | 0.30651 | 25.165
2019-09-24 12:00 | 0.773 | 0.719 | 0.31357 | 28.005
2019-09-24 13:00 | 0.774 | 0.674 | 0.34555 | 31.585
2019-09-24 14:00 | 0.763 | 0.66 | 0.38529 | 29.425
2019-09-24 15:00 | 0.728 | 0.68 | 0.43775 | 40.325
2019-09-24 16:00 | 0.652 | 0.734 | 0.51535 | 81.27
2019-09-24 17:00 | 0.467 | 0.788 | 0.61572 | 82.77
2019-09-24 18:00 | 0.009 | 0.874 | 0.68581 | 55.005
2019-09-24 19:00 | 0 | 0.817 | 0.68233 | 50.235
2019-09-24 20:00 | 0 | 0.658 | 0.66849 | 38.125
2019-09-24 21:00 | 0 | 0.523 | 0.6661 | 37.985
2019-09-24 22:00 | 0 | 0.473 | 0.67124 | 43.82
2019-09-24 23:00 | 0 | 0.413 | 0.67562 | 42.83
2019-09-25 | 0 | 0.338 | 0.67656 | 30.275
2019-09-25 01:00 | 0 | 0.27 | 0.68431 | 29.66
2019-09-25 02:00 | 0 | 0.205 | 0.68698 | 29.66
2019-09-25 03:00 | 0 | 0.15 | 0.68748 | 29.66
2019-09-25 04:00 | 0 | 0.102 | 0.6822 | 31.585
2019-09-25 05:00 | 0 | 0.07 | 0.69096 | 43.225
2019-09-25 06:00 | 0.209 | 0.058 | 0.71327 | 50.84
2019-09-25 07:00 | 0.535 | 0.02 | 0.68486 | 45.7
2019-09-25 08:00 | 0.687 | 0.01 | 0.61762 | 48.485
2019-09-25 09:00 | 0.751 | 0.004 | 0.53597 | 36.47
2019-09-25 10:00 | 0.776 | 0 | 0.4905 | 36.35
2019-09-25 11:00 | 0.777 | 0.014 | 0.49045 | 30.275
2019-09-25 12:00 | 0.765 | 0.063 | 0.47188 | 28.33
2019-09-25 13:00 | 0.622 | 0.125 | 0.46564 | 29.66
2019-09-25 14:00 | 0.474 | 0.204 | 0.47827 | 36.2
2019-09-25 15:00 | 0.659 | 0.26 | 0.5341 | 43.985
2019-09-25 16:00 | 0.536 | 0.34 | 0.61794 | 49.615
2019-09-25 17:00 | 0.229 | 0.583 | 0.67184 | 60.025
2019-09-25 18:00 | 0.003 | 0.816 | 0.70595 | 61.945
2019-09-25 19:00 | 0 | 0.786 | 0.69448 | 48.11
2019-09-25 20:00 | 0 | 0.666 | 0.67481 | 47.465
2019-09-25 21:00 | 0 | 0.555 | 0.66473 | 45.7
2019-09-25 22:00 | 0 | 0.483 | 0.65493 | 44.845
2019-09-25 23:00 | 0 | 0.439 | 0.64047 | 34.3
2019-09-26 | 0 | 0.418 | 0.64422 | 30.415
2019-09-26 01:00 | 0 | 0.389 | 0.64714 | 28.63
2019-09-26 02:00 | 0 | 0.37 | 0.65126 | 27.06
2019-09-26 03:00 | 0 | 0.387 | 0.65888 | 30.545
2019-09-26 04:00 | 0 | 0.423 | 0.65922 | 31.735
2019-09-26 05:00 | 0 | 0.454 | 0.67333 | 44.63
2019-09-26 06:00 | 0.054 | 0.454 | 0.68432 | 49.545
2019-09-26 07:00 | 0.301 | 0.271 | 0.64118 | 48.47
2019-09-26 08:00 | 0.619 | 0.35 | 0.57386 | 40.97
2019-09-26 09:00 | 0.716 | 0.217 | 0.51182 | 39.455
2019-09-26 10:00 | 0.685 | 0.049 | 0.51327 | 42.735
2019-09-26 11:00 | 0.623 | 0.003 | 0.50318 | 41.885
2019-09-26 12:00 | 0.736 | 0.022 | 0.5019 | 41.41
2019-09-26 13:00 | 0.705 | 0.068 | 0.50694 | 39.93
2019-09-26 14:00 | 0.598 | 0.106 | 0.49459 | 34.775
2019-09-26 15:00 | 0.489 | 0.12 | 0.48253 | 35.47
2019-09-26 16:00 | 0.403 | 0.136 | 0.51668 | 44.105
2019-09-26 17:00 | 0.132 | 0.298 | 0.6046 | 50.225
2019-09-26 18:00 | 0.001 | 0.682 | 0.66186 | 56.53
2019-09-26 19:00 | 0 | 0.741 | 0.64606 | 51.555
2019-09-26 20:00 | 0 | 0.701 | 0.62228 | 41.32
2019-09-26 21:00 | 0 | 0.64 | 0.60443 | 38.15
2019-09-26 22:00 | 0 | 0.576 | 0.57076 | 37.49
2019-09-26 23:00 | 0 | 0.53 | 0.54251 | 27.87
2019-09-27 | 0 | 0.504 | 0.54881 | 27.87
2019-09-27 01:00 | 0 | 0.473 | 0.53295 | 27.01
2019-09-27 02:00 | 0 | 0.433 | 0.53748 | 27.03
2019-09-27 03:00 | 0 | 0.41 | 0.58686 | 30.65
2019-09-27 04:00 | 0 | 0.391 | 0.59916 | 32.485
2019-09-27 05:00 | 0 | 0.385 | 0.61872 | 41.975
2019-09-27 06:00 | 0.135 | 0.331 | 0.64348 | 47.225
2019-09-27 07:00 | 0.287 | 0.114 | 0.61748 | 47.365
2019-09-27 08:00 | 0.48 | 0.058 | 0.5657 | 35.39
2019-09-27 09:00 | 0.626 | 0.032 | 0.50104 | 38.215
2019-09-27 10:00 | 0.722 | 0.001 | 0.44955 | 30.97
2019-09-27 11:00 | 0.754 | 0 | 0.41882 | 25.56
2019-09-27 12:00 | 0.733 | 0.001 | 0.39047 | 3.675
2019-09-27 13:00 | 0.717 | 0.019 | 0.37771 | -10.14
2019-09-27 14:00 | 0.709 | 0.09 | 0.38962 | -10.14
2019-09-27 15:00 | 0.619 | 0.243 | 0.43251 | 32.09
2019-09-27 16:00 | 0.552 | 0.567 | 0.51487 | 43.28
2019-09-27 17:00 | 0.382 | 0.843 | 0.61082 | 59.125
2019-09-27 18:00 | 0.009 | 0.879 | 0.66957 | 105.455
2019-09-27 19:00 | 0 | 0.801 | 0.65322 | 60.575
2019-09-27 20:00 | 0 | 0.721 | 0.61764 | 54.485
2019-09-27 21:00 | 0 | 0.658 | 0.59193 | 45.8
2019-09-27 22:00 | 0 | 0.593 | 0.57561 | 52.345
2019-09-27 23:00 | 0 | 0.554 | 0.55187 | 38.87
2019-09-28 | 0 | 0.567 | 0.53969 | 33.255
2019-09-28 01:00 | 0 | 0.66 | 0.53456 | 31.19
2019-09-28 02:00 | 0 | 0.671 | 0.53913 | 30.89
2019-09-28 03:00 | 0 | 0.653 | 0.53738 | 30.89
2019-09-28 04:00 | 0 | 0.646 | 0.53857 | 31.585
2019-09-28 05:00 | 0 | 0.58 | 0.55643 | 38.675
2019-09-28 06:00 | 0.153 | 0.453 | 0.58904 | 40.215
2019-09-28 07:00 | 0.435 | 0.446 | 0.56816 | 35.145
2019-09-28 08:00 | 0.631 | 0.399 | 0.4933 | 33.76
2019-09-28 09:00 | 0.715 | 0.31 | 0.4278 | 29.6
2019-09-28 10:00 | 0.749 | 0.19 | 0.39005 | 24.115
2019-09-28 11:00 | 0.761 | 0.097 | 0.36817 | -5.165
2019-09-28 12:00 | 0.764 | 0.059 | 0.36357 | 2.485
2019-09-28 13:00 | 0.763 | 0.059 | 0.35828 | -21.175
2019-09-28 14:00 | 0.746 | 0.095 | 0.36298 | -5.15
2019-09-28 15:00 | 0.705 | 0.186 | 0.39037 | 29.51
2019-09-28 16:00 | 0.617 | 0.363 | 0.45563 | 32
2019-09-28 17:00 | 0.416 | 0.704 | 0.53632 | 41.835
2019-09-28 18:00 | 0.012 | 0.9 | 0.57935 | 55.4
2019-09-28 19:00 | 0 | 0.902 | 0.5836 | 53.215
2019-09-28 20:00 | 0 | 0.851 | 0.56201 | 49.785
2019-09-28 21:00 | 0 | 0.755 | 0.54527 | 46.975
2019-09-28 22:00 | 0 | 0.678 | 0.52877 | 40.32
2019-09-28 23:00 | 0 | 0.596 | 0.52144 | 32.51
2019-09-29 | 0 | 0.494 | 0.53092 | 29.915
2019-09-29 01:00 | 0 | 0.433 | 0.55026 | 32.93
2019-09-29 02:00 | 0 | 0.389 | 0.57465 | 36.435
2019-09-29 03:00 | 0 | 0.355 | 0.57664 | 34.11
2019-09-29 04:00 | 0 | 0.349 | 0.58023 | 40.045
2019-09-29 05:00 | 0 | 0.381 | 0.60128 | 41.755
2019-09-29 06:00 | 0.138 | 0.367 | 0.60441 | 38.455
2019-09-29 07:00 | 0.48 | 0.137 | 0.53795 | 29.94
2019-09-29 08:00 | 0.649 | 0.162 | 0.48299 | 29.885
2019-09-29 09:00 | 0.718 | 0.26 | 0.42626 | 27.52
2019-09-29 10:00 | 0.743 | 0.26 | 0.38232 | -10.17
2019-09-29 11:00 | 0.749 | 0.153 | 0.36102 | -26.15
2019-09-29 12:00 | 0.752 | 0.075 | 0.35827 | -21.19
2019-09-29 13:00 | 0.751 | 0.047 | 0.35445 | -21.19
2019-09-29 14:00 | 0.731 | 0.026 | 0.35999 | 8.67
2019-09-29 15:00 | 0.69 | 0.033 | 0.41139 | 30.12
2019-09-29 16:00 | 0.603 | 0.072 | 0.48447 | 42.365
2019-09-29 17:00 | 0.41 | 0.51 | 0.57241 | 68.83
2019-09-29 18:00 | 0.013 | 0.844 | 0.63712 | 97.625
2019-09-29 19:00 | 0 | 0.82 | 0.63975 | 110.67
2019-09-29 20:00 | 0 | 0.737 | 0.6378 | 51.035
2019-09-29 21:00 | 0 | 0.63 | 0.63186 | 86.51
2019-09-29 22:00 | 0 | 0.518 | 0.60737 | 44.58
2019-09-29 23:00 | 0 | 0.497 | 0.57626 | 41.99
2019-09-30 | 0 | 0.491 | 0.57024 | 34.26
2019-09-30 01:00 | 0 | 0.492 | 0.56762 | 30.89
2019-09-30 02:00 | 0 | 0.484 | 0.5705 | 28.975
2019-09-30 03:00 | 0 | 0.479 | 0.57616 | 30.75
2019-09-30 04:00 | 0 | 0.537 | 0.58814 | 32.985
2019-09-30 05:00 | 0 | 0.531 | 0.60792 | 41.25
2019-09-30 06:00 | 0.106 | 0.423 | 0.62139 | 36.145
2019-09-30 07:00 | 0.444 | 0.223 | 0.60597 | 42.735
2019-09-30 08:00 | 0.638 | 0.124 | 0.51706 | 39.095
2019-09-30 09:00 | 0.718 | 0.082 | 0.44597 | 29.095
2019-09-30 10:00 | 0.752 | 0.074 | 0.39348 | 5.08
2019-09-30 11:00 | 0.764 | 0.083 | 0.35564 | -12.535
2019-09-30 12:00 | 0.768 | 0.13 | 0.33324 | -9.625
2019-09-30 13:00 | 0.769 | 0.214 | 0.33263 | -9.31
2019-09-30 14:00 | 0.758 | 0.323 | 0.34589 | -9.28
2019-09-30 15:00 | 0.725 | 0.461 | 0.39362 | 6.455
2019-09-30 16:00 | 0.651 | 0.643 | 0.47098 | 40.39
2019-09-30 17:00 | 0.474 | 0.807 | 0.57112 | 80.61
2019-09-30 18:00 | 0.021 | 0.811 | 0.63467 | 66.74
2019-09-30 19:00 | 0 | 0.677 | 0.65254 | 48.1
2019-09-30 20:00 | 0 | 0.561 | 0.64958 | 49.18
2019-09-30 21:00 | 0 | 0.483 | 0.64955 | 46.085
2019-09-30 22:00 | 0 | 0.417 | 0.65985 | 42.875
2019-09-30 23:00 | 0 | 0.389 | 0.65657 | 40.335
2019-10-01 | 0 | 0.389 | 0.64407 | 35.47
2019-10-01 01:00 | 0 | 0.396 | 0.64473 | 40.04
2019-10-01 02:00 | 0 | 0.404 | 0.67013 | 41.48
2019-10-01 03:00 | 0 | 0.404 | 0.67345 | 41.445
2019-10-01 04:00 | 0 | 0.387 | 0.67322 | 41.67
2019-10-01 05:00 | 0 | 0.353 | 0.69501 | 46.28
2019-10-01 06:00 | 0.061 | 0.269 | 0.69042 | 49.6
2019-10-01 07:00 | 0.267 | 0.21 | 0.63999 | 47.36
2019-10-01 08:00 | 0.604 | 0.138 | 0.58042 | 43.32
2019-10-01 09:00 | 0.727 | 0.057 | 0.54755 | 43.945
2019-10-01 10:00 | 0.762 | 0.006 | 0.51373 | 36.275
2019-10-01 11:00 | 0.766 | 0 | 0.45498 | 28.755
2019-10-01 12:00 | 0.769 | 0.001 | 0.4261 | 26.91
2019-10-01 13:00 | 0.766 | 0.005 | 0.42687 | 28.29
2019-10-01 14:00 | 0.743 | 0.027 | 0.44569 | 31.075
2019-10-01 15:00 | 0.706 | 0.064 | 0.48219 | 41.375
2019-10-01 16:00 | 0.631 | 0.101 | 0.53948 | 45.56
2019-10-01 17:00 | 0.461 | 0.253 | 0.61344 | 59.575
2019-10-01 18:00 | 0.023 | 0.711 | 0.67577 | 84.915
2019-10-01 19:00 | 0 | 0.763 | 0.68098 | 55.815
2019-10-01 20:00 | 0 | 0.678 | 0.68564 | 63.315
2019-10-01 21:00 | 0 | 0.6 | 0.68378 | 55.72
2019-10-01 22:00 | 0 | 0.548 | 0.66579 | 51.925
2019-10-01 23:00 | 0 | 0.497 | 0.65838 | 44.815
2019-10-02 | 0 | 0.429 | 0.64401 | 42.06
2019-10-02 01:00 | 0 | 0.368 | 0.62698 | 42.175
2019-10-02 02:00 | 0 | 0.323 | 0.64045 | 42.37
2019-10-02 03:00 | 0 | 0.28 | 0.64837 | 42.54
2019-10-02 04:00 | 0 | 0.245 | 0.65481 | 42.11
2019-10-02 05:00 | 0 | 0.23 | 0.69026 | 44.695
2019-10-02 06:00 | 0.154 | 0.187 | 0.67524 | 43.08
2019-10-02 07:00 | 0.495 | 0.08 | 0.61768 | 41.665
2019-10-02 08:00 | 0.638 | 0.053 | 0.56877 | 36.235
2019-10-02 09:00 | 0.702 | 0.022 | 0.50567 | 41.195
2019-10-02 10:00 | 0.75 | 0.008 | 0.46425 | 29.14
2019-10-02 11:00 | 0.719 | 0.014 | 0.43589 | 28.51
2019-10-02 12:00 | 0.661 | 0.094 | 0.41629 | 8.07
2019-10-02 13:00 | 0.653 | 0.196 | 0.40057 | 7.475
2019-10-02 14:00 | 0.709 | 0.277 | 0.40912 | 20.1
2019-10-02 15:00 | 0.662 | 0.354 | 0.44992 | 34.16
2019-10-02 16:00 | 0.533 | 0.417 | 0.51892 | 43.615
2019-10-02 17:00 | 0.44 | 0.512 | 0.61381 | 58.375
2019-10-02 18:00 | 0.026 | 0.703 | 0.67636 | 74.385
2019-10-02 19:00 | 0 | 0.691 | 0.68018 | 48.835
2019-10-02 20:00 | 0 | 0.575 | 0.67982 | 56.615
2019-10-02 21:00 | 0 | 0.467 | 0.65005 | 45.7
2019-10-02 22:00 | 0 | 0.348 | 0.63764 | 44.815
2019-10-02 23:00 | 0 | 0.246 | 0.64254 | 43.195
2019-10-03 | 0 | 0.225 | 0.65143 | 42.68
2019-10-03 01:00 | 0 | 0.277 | 0.64609 | 40.43
2019-10-03 02:00 | 0 | 0.311 | 0.65358 | 41.67
2019-10-03 03:00 | 0 | 0.301 | 0.66786 | 41.87
2019-10-03 04:00 | 0 | 0.271 | 0.67205 | 42.125
2019-10-03 05:00 | 0 | 0.225 | 0.6944 | 45.28
2019-10-03 06:00 | 0.16 | 0.169 | 0.67781 | 47.36
2019-10-03 07:00 | 0.512 | 0.041 | 0.61764 | 38.98
2019-10-03 08:00 | 0.674 | 0.026 | 0.55116 | 35.52
2019-10-03 09:00 | 0.741 | 0.002 | 0.5016 | 33.87
2019-10-03 10:00 | 0.77 | 0 | 0.44611 | 25.705
2019-10-03 11:00 | 0.776 | 0.01 | 0.43178 | 28.32
2019-10-03 12:00 | 0.777 | 0.087 | 0.44161 | 30.04
2019-10-03 13:00 | 0.778 | 0.195 | 0.46855 | 37.25
2019-10-03 14:00 | 0.766 | 0.321 | 0.4768 | 36.545
2019-10-03 15:00 | 0.732 | 0.443 | 0.5064 | 43.025
2019-10-03 16:00 | 0.657 | 0.51 | 0.57829 | 44.835
2019-10-03 17:00 | 0.488 | 0.467 | 0.64134 | 58.375
2019-10-03 18:00 | 0.031 | 0.578 | 0.67856 | 60.895
2019-10-03 19:00 | 0 | 0.674 | 0.67133 | 47.835
2019-10-03 20:00 | 0 | 0.689 | 0.64894 | 63.76
2019-10-03 21:00 | 0 | 0.636 | 0.63564 | 50.265
2019-10-03 22:00 | 0 | 0.524 | 0.61593 | 43.76
2019-10-03 23:00 | 0 | 0.467 | 0.59777 | 41.595
2019-10-04 | 0 | 0.462 | 0.5608 | 41.325
2019-10-04 01:00 | 0 | 0.488 | 0.54407 | 30.545
2019-10-04 02:00 | 0 | 0.568 | 0.51018 | 28.755
2019-10-04 03:00 | 0 | 0.687 | 0.51151 | 29.655
2019-10-04 04:00 | 0 | 0.795 | 0.53513 | 32.415
2019-10-04 05:00 | 0 | 0.911 | 0.52937 | 37.475
2019-10-04 06:00 | 0.049 | 0.929 | 0.54369 | 33.995
2019-10-04 07:00 | 0.323 | 0.961 | 0.5138 | 35.84
2019-10-04 08:00 | 0.63 | 0.963 | 0.45745 | 37.64
2019-10-04 09:00 | 0.724 | 0.959 | 0.43426 | 41.745
2019-10-04 10:00 | 0.766 | 0.955 | 0.38968 | 29.53
2019-10-04 11:00 | 0.787 | 0.949 | 0.36602 | 34
2019-10-04 12:00 | 0.804 | 0.927 | 0.44056 | 60.1
2019-10-04 13:00 | 0.808 | 0.893 | 0.51084 | 125.405
2019-10-04 14:00 | 0.801 | 0.867 | 0.53928 | 88.04
2019-10-04 15:00 | 0.765 | 0.857 | 0.52542 | 50.97
2019-10-04 16:00 | 0.663 | 0.878 | 0.50061 | 51.705
2019-10-04 17:00 | 0.417 | 0.927 | 0.50303 | 44.16
2019-10-04 18:00 | 0.007 | 0.964 | 0.52467 | 60.145
2019-10-04 19:00 | 0 | 0.949 | 0.52577 | 63.045
2019-10-04 20:00 | 0 | 0.926 | 0.52166 | 63.23
2019-10-04 21:00 | 0 | 0.895 | 0.52445 | 50.025
2019-10-04 22:00 | 0 | 0.837 | 0.53291 | 68.565
2019-10-04 23:00 | 0 | 0.763 | 0.53093 | 42.835
2019-10-05 | 0 | 0.624 | 0.52244 | 42.35
2019-10-05 01:00 | 0 | 0.534 | 0.51984 | 42.215
2019-10-05 02:00 | 0 | 0.538 | 0.50972 | 42.255
2019-10-05 03:00 | 0 | 0.518 | 0.50312 | 42.265
2019-10-05 04:00 | 0 | 0.55 | 0.52099 | 42.44
2019-10-05 05:00 | 0 | 0.537 | 0.54219 | 42.55
2019-10-05 06:00 | 0.063 | 0.416 | 0.5672 | 81.62
2019-10-05 07:00 | 0.26 | 0.537 | 0.55519 | 88.69
2019-10-05 08:00 | 0.403 | 0.593 | 0.5041 | 80.315
2019-10-05 09:00 | 0.703 | 0.481 | 0.46057 | 57.86
2019-10-05 10:00 | 0.739 | 0.373 | 0.42159 | 42.115
2019-10-05 11:00 | 0.765 | 0.285 | 0.42863 | 42.165
2019-10-05 12:00 | 0.776 | 0.237 | 0.41014 | 41.82
2019-10-05 13:00 | 0.776 | 0.242 | 0.38707 | 41.93
2019-10-05 14:00 | 0.76 | 0.283 | 0.3889 | 40.935
2019-10-05 15:00 | 0.736 | 0.358 | 0.41853 | 41.105
2019-10-05 16:00 | 0.66 | 0.449 | 0.4758 | 91.51
2019-10-05 17:00 | 0.485 | 0.564 | 0.54502 | 83.09
2019-10-05 18:00 | 0.034 | 0.737 | 0.60841 | 103.16
2019-10-05 19:00 | 0 | 0.804 | 0.62103 | 107.415
2019-10-05 20:00 | 0 | 0.78 | 0.60789 | 101.12
2019-10-05 21:00 | 0 | 0.77 | 0.59026 | 93.73
2019-10-05 22:00 | 0 | 0.763 | 0.58318 | 65.495
2019-10-05 23:00 | 0 | 0.739 | 0.56272 | 44.95
2019-10-06 | 0 | 0.713 | 0.5432 | 45.7
2019-10-06 01:00 | 0 | 0.684 | 0.54288 | 44.695
2019-10-06 02:00 | 0 | 0.622 | 0.54289 | 45.7
2019-10-06 03:00 | 0 | 0.556 | 0.55073 | 53.68
2019-10-06 04:00 | 0 | 0.524 | 0.54953 | 47.98
2019-10-06 05:00 | 0 | 0.487 | 0.5595 | 55.255
2019-10-06 06:00 | 0.154 | 0.447 | 0.57389 | 89.92
2019-10-06 07:00 | 0.51 | 0.446 | 0.57175 | 114
2019-10-06 08:00 | 0.674 | 0.491 | 0.54119 | 97.995
2019-10-06 09:00 | 0.741 | 0.364 | 0.50017 | 57.86
2019-10-06 10:00 | 0.772 | 0.26 | 0.44824 | 40.71
2019-10-06 11:00 | 0.783 | 0.196 | 0.41573 | 40.515
2019-10-06 12:00 | 0.786 | 0.152 | 0.42293 | 40.28
2019-10-06 13:00 | 0.788 | 0.119 | 0.3697 | 30.695
2019-10-06 14:00 | 0.78 | 0.102 | 0.35864 | 26.445
2019-10-06 15:00 | 0.75 | 0.102 | 0.37304 | 23.015
2019-10-06 16:00 | 0.686 | 0.137 | 0.43672 | 41.34
2019-10-06 17:00 | 0.538 | 0.245 | 0.53337 | 100.615
2019-10-06 18:00 | 0.051 | 0.608 | 0.61112 | 114.37
2019-10-06 19:00 | 0 | 0.833 | 0.62148 | 62.7
2019-10-06 20:00 | 0 | 0.873 | 0.60695 | 58.97
2019-10-06 21:00 | 0 | 0.852 | 0.58679 | 49.915
2019-10-06 22:00 | 0 | 0.817 | 0.55101 | 42.74
2019-10-06 23:00 | 0 | 0.791 | 0.51625 | 41.715
2019-10-07 | 0 | 0.776 | 0.51999 | 35.475
2019-10-07 01:00 | 0 | 0.736 | 0.52203 | 30.89
2019-10-07 02:00 | 0 | 0.758 | 0.52027 | 30.825
2019-10-07 03:00 | 0 | 0.777 | 0.51987 | 30.825
2019-10-07 04:00 | 0 | 0.795 | 0.50174 | 28.975
2019-10-07 05:00 | 0 | 0.814 | 0.51068 | 37.845
2019-10-07 06:00 | 0.209 | 0.776 | 0.53362 | 54.11
2019-10-07 07:00 | 0.555 | 0.527 | 0.52254 | 50.74
2019-10-07 08:00 | 0.698 | 0.836 | 0.44106 | 45.23
2019-10-07 09:00 | 0.754 | 0.908 | 0.39113 | 40.29
2019-10-07 10:00 | 0.778 | 0.828 | 0.37323 | 31.59
2019-10-07 11:00 | 0.783 | 0.726 | 0.3805 | 43.135
2019-10-07 12:00 | 0.785 | 0.618 | 0.38959 | 36.695
2019-10-07 13:00 | 0.787 | 0.501 | 0.40306 | 34.775
2019-10-07 14:00 | 0.778 | 0.375 | 0.42053 | 39.91
2019-10-07 15:00 | 0.75 | 0.277 | 0.45056 | 55.23
2019-10-07 16:00 | 0.688 | 0.233 | 0.52269 | 68.555
2019-10-07 17:00 | 0.547 | 0.31 | 0.61553 | 95.91
2019-10-07 18:00 | 0.058 | 0.679 | 0.66057 | 93.25
2019-10-07 19:00 | 0 | 0.891 | 0.63687 | 64.21
2019-10-07 20:00 | 0 | 0.936 | 0.56374 | 57.405
2019-10-07 21:00 | 0 | 0.93 | 0.52765 | 58.855
2019-10-07 22:00 | 0 | 0.916 | 0.51364 | 51.17
2019-10-07 23:00 | 0 | 0.903 | 0.49985 | 36.305
2019-10-08 | 0 | 0.896 | 0.49377 | 28.975
2019-10-08 01:00 | 0 | 0.888 | 0.48459 | 27.02
2019-10-08 02:00 | 0 | 0.877 | 0.48311 | 27.02
2019-10-08 03:00 | 0 | 0.879 | 0.4831 | 27.01
2019-10-08 04:00 | 0 | 0.891 | 0.48306 | 27.03
2019-10-08 05:00 | 0 | 0.902 | 0.49397 | 36.345
2019-10-08 06:00 | 0.194 | 0.893 | 0.50594 | 40.425
2019-10-08 07:00 | 0.528 | 0.844 | 0.47744 | 35.97
2019-10-08 08:00 | 0.665 | 0.905 | 0.40998 | 32.63
2019-10-08 09:00 | 0.721 | 0.943 | 0.37228 | 28.33
2019-10-08 10:00 | 0.745 | 0.909 | 0.37622 | 8.26
2019-10-08 11:00 | 0.75 | 0.782 | 0.3823 | 30.275
2019-10-08 12:00 | 0.751 | 0.608 | 0.39575 | 30.275
2019-10-08 13:00 | 0.747 | 0.497 | 0.40463 | 41.735
2019-10-08 14:00 | 0.72 | 0.448 | 0.43076 | 44.315
2019-10-08 15:00 | 0.678 | 0.443 | 0.46814 | 49.04
2019-10-08 16:00 | 0.618 | 0.507 | 0.51033 | 46.72
2019-10-08 17:00 | 0.487 | 0.714 | 0.58798 | 82.845
2019-10-08 18:00 | 0.052 | 0.854 | 0.6299 | 56.735
2019-10-08 19:00 | 0 | 0.749 | 0.61528 | 47.05
2019-10-08 20:00 | 0 | 0.51 | 0.621 | 45.175
2019-10-08 21:00 | 0 | 0.357 | 0.61587 | 49.895
2019-10-08 22:00 | 0 | 0.253 | 0.60141 | 45.4
2019-10-08 23:00 | 0 | 0.16 | 0.61157 | 43.855
2019-10-09 | 0 | 0.131 | 0.6087 | 34.775
2019-10-09 01:00 | 0 | 0.172 | 0.60414 | 26.76
2019-10-09 02:00 | 0 | 0.261 | 0.60706 | 22.65
2019-10-09 03:00 | 0 | 0.334 | 0.60402 | 22.65
2019-10-09 04:00 | 0 | 0.346 | 0.61852 | 24.03
2019-10-09 05:00 | 0 | 0.266 | 0.63726 | 34.26
2019-10-09 06:00 | 0.178 | 0.117 | 0.62561 | 32.38
2019-10-09 07:00 | 0.503 | 0.01 | 0.59402 | 29.66
2019-10-09 08:00 | 0.653 | 0.001 | 0.55047 | 25.315
2019-10-09 09:00 | 0.717 | 0 | 0.48745 | -5.135
2019-10-09 10:00 | 0.742 | 0 | 0.45842 | -8.9
2019-10-09 11:00 | 0.744 | 0.11 | 0.43654 | -8.9
2019-10-09 12:00 | 0.747 | 0.328 | 0.42564 | -6.995
2019-10-09 13:00 | 0.748 | 0.507 | 0.43029 | 22.7
2019-10-09 14:00 | 0.737 | 0.645 | 0.44209 | 25.655
2019-10-09 15:00 | 0.706 | 0.744 | 0.48255 | 38.935
2019-10-09 16:00 | 0.643 | 0.789 | 0.55508 | 45.825
2019-10-09 17:00 | 0.496 | 0.769 | 0.64516 | 48.42
2019-10-09 18:00 | 0.053 | 0.714 | 0.69921 | 49.565
2019-10-09 19:00 | 0 | 0.605 | 0.70008 | 44.605
2019-10-09 20:00 | 0 | 0.406 | 0.67624 | 46.11
2019-10-09 21:00 | 0 | 0.292 | 0.67161 | 42.44
2019-10-09 22:00 | 0 | 0.248 | 0.65792 | 45.7
2019-10-09 23:00 | 0 | 0.257 | 0.68181 | 49.695
2019-10-10 | 0 | 0.313 | 0.69028 | 45.74
2019-10-10 01:00 | 0 | 0.373 | 0.68042 | 45.13
2019-10-10 02:00 | 0 | 0.38 | 0.68831 | 45.035
2019-10-10 03:00 | 0 | 0.329 | 0.689 | 44.915
2019-10-10 04:00 | 0 | 0.245 | 0.68856 | 45.055
2019-10-10 05:00 | 0 | 0.161 | 0.6986 | 52.48
2019-10-10 06:00 | 0.147 | 0.083 | 0.68045 | 51.155
2019-10-10 07:00 | 0.468 | 0.034 | 0.63207 | 56.63
2019-10-10 08:00 | 0.649 | 0.022 | 0.56263 | 57.46
2019-10-10 09:00 | 0.719 | 0.042 | 0.50032 | 40.615
2019-10-10 10:00 | 0.75 | 0.192 | 0.44623 | 27.785
2019-10-10 11:00 | 0.76 | 0.366 | 0.40511 | 23.54
2019-10-10 12:00 | 0.765 | 0.503 | 0.37698 | -5.15
2019-10-10 13:00 | 0.767 | 0.606 | 0.37103 | -7.055
2019-10-10 14:00 | 0.759 | 0.66 | 0.3807 | 22.41
2019-10-10 15:00 | 0.734 | 0.679 | 0.42888 | 36.025
2019-10-10 16:00 | 0.676 | 0.663 | 0.50245 | 48.57
2019-10-10 17:00 | 0.538 | 0.621 | 0.58753 | 72.885
2019-10-10 18:00 | 0.068 | 0.6 | 0.65174 | 66.62
2019-10-10 19:00 | 0 | 0.537 | 0.65685 | 66.73
2019-10-10 20:00 | 0 | 0.436 | 0.65644 | 47.81
2019-10-10 21:00 | 0 | 0.385 | 0.64631 | 57.905
2019-10-10 22:00 | 0 | 0.366 | 0.64294 | 54.695
2019-10-10 23:00 | 0 | 0.354 | 0.64756 | 38.145
2019-10-11 | 0 | 0.349 | 0.64255 | 42.585
2019-10-11 01:00 | 0 | 0.367 | 0.64049 | 42.39
2019-10-11 02:00 | 0 | 0.399 | 0.64987 | 47.105
2019-10-11 03:00 | 0 | 0.413 | 0.65793 | 53.345
2019-10-11 04:00 | 0 | 0.41 | 0.66542 | 60.83
2019-10-11 05:00 | 0 | 0.379 | 0.69277 | 67.135
2019-10-11 06:00 | 0.196 | 0.266 | 0.6804 | 84.25
2019-10-11 07:00 | 0.518 | 0.178 | 0.6535 | 74.3
2019-10-11 08:00 | 0.666 | 0.116 | 0.64296 | 59.005
2019-10-11 09:00 | 0.731 | 0.062 | 0.59812 | 58.735
2019-10-11 10:00 | 0.756 | 0.017 | 0.56972 | 59.11
2019-10-11 11:00 | 0.762 | 0.014 | 0.56392 | 66.705
2019-10-11 12:00 | 0.763 | 0.104 | 0.55652 | 43.62
2019-10-11 13:00 | 0.752 | 0.269 | 0.56177 | 53.36
2019-10-11 14:00 | 0.699 | 0.433 | 0.56547 | 41.74
2019-10-11 15:00 | 0.62 | 0.53 | 0.55519 | 41.66
2019-10-11 16:00 | 0.536 | 0.581 | 0.5681 | 42.43
2019-10-11 17:00 | 0.369 | 0.597 | 0.59915 | 47.21
2019-10-11 18:00 | 0.041 | 0.642 | 0.62321 | 70.665
2019-10-11 19:00 | 0 | 0.61 | 0.62388 | 40.985
2019-10-11 20:00 | 0 | 0.544 | 0.59773 | 50.29
2019-10-11 21:00 | 0 | 0.488 | 0.6022 | 43.865
2019-10-11 22:00 | 0 | 0.463 | 0.58395 | 43.05
2019-10-11 23:00 | 0 | 0.396 | 0.57645 | 37.215
2019-10-12 | 0 | 0.31 | 0.58033 | 36.83
2019-10-12 01:00 | 0 | 0.239 | 0.59743 | 43.985
2019-10-12 02:00 | 0 | 0.181 | 0.65105 | 44.4
2019-10-12 03:00 | 0 | 0.139 | 0.67188 | 45.06
2019-10-12 04:00 | 0 | 0.124 | 0.67077 | 45.505
2019-10-12 05:00 | 0 | 0.115 | 0.67786 | 53.9
2019-10-12 06:00 | 0.136 | 0.139 | 0.66744 | 70.455
2019-10-12 07:00 | 0.38 | 0.177 | 0.6205 | 46.13
2019-10-12 08:00 | 0.481 | 0.257 | 0.5172 | 41.615
2019-10-12 09:00 | 0.559 | 0.274 | 0.41666 | 23.065
2019-10-12 10:00 | 0.62 | 0.226 | 0.37751 | 9.24
2019-10-12 11:00 | 0.736 | 0.191 | 0.35548 | -7.515
2019-10-12 12:00 | 0.764 | 0.202 | 0.35864 | -10.155
2019-10-12 13:00 | 0.781 | 0.22 | 0.34334 | -597.99
2019-10-12 14:00 | 0.781 | 0.287 | 0.36045 | 7.46
2019-10-12 15:00 | 0.755 | 0.38 | 0.37996 | 24.985
2019-10-12 16:00 | 0.692 | 0.499 | 0.41911 | 32.04
2019-10-12 17:00 | 0.55 | 0.686 | 0.4966 | 54.625
2019-10-12 18:00 | 0.078 | 0.834 | 0.58531 | 70.605
2019-10-12 19:00 | 0 | 0.88 | 0.60139 | 78.83
2019-10-12 20:00 | 0 | 0.886 | 0.58211 | 47.745
2019-10-12 21:00 | 0 | 0.877 | 0.57481 | 41.145
2019-10-12 22:00 | 0 | 0.844 | 0.5682 | 35.735
2019-10-12 23:00 | 0 | 0.794 | 0.56801 | 41.8
2019-10-13 | 0 | 0.756 | 0.57824 | 42.755
2019-10-13 01:00 | 0 | 0.734 | 0.5843 | 42.58
2019-10-13 02:00 | 0 | 0.719 | 0.59388 | 42.705
2019-10-13 03:00 | 0 | 0.692 | 0.59703 | 42.5
2019-10-13 04:00 | 0 | 0.657 | 0.60324 | 43.165
2019-10-13 05:00 | 0 | 0.584 | 0.62508 | 47.455
2019-10-13 06:00 | 0.207 | 0.491 | 0.61913 | 43.265
2019-10-13 07:00 | 0.536 | 0.671 | 0.56767 | 38.485
2019-10-13 08:00 | 0.687 | 0.534 | 0.49792 | 32.86
2019-10-13 09:00 | 0.752 | 0.26 | 0.44886 | 30.72
2019-10-13 10:00 | 0.782 | 0.135 | 0.41982 | 27.695
2019-10-13 11:00 | 0.792 | 0.083 | 0.3864 | -10.11
2019-10-13 12:00 | 0.797 | 0.06 | 0.35973 | -518.44
2019-10-13 13:00 | 0.799 | 0.058 | 0.35118 | -597.99
2019-10-13 14:00 | 0.79 | 0.092 | 0.36726 | -5.165
2019-10-13 15:00 | 0.762 | 0.187 | 0.39266 | 29.365
2019-10-13 16:00 | 0.702 | 0.393 | 0.46015 | 53.675
2019-10-13 17:00 | 0.559 | 0.665 | 0.55054 | 87.115
2019-10-13 18:00 | 0.084 | 0.86 | 0.62701 | 109.43
2019-10-13 19:00 | 0 | 0.886 | 0.6408 | 114.485
2019-10-13 20:00 | 0 | 0.842 | 0.63802 | 104.395
2019-10-13 21:00 | 0 | 0.777 | 0.6244 | 73.945
2019-10-13 22:00 | 0 | 0.734 | 0.60267 | 53.44
2019-10-13 23:00 | 0 | 0.691 | 0.589 | 38.535
2019-10-14 | 0 | 0.642 | 0.59563 | 40.195
2019-10-14 01:00 | 0 | 0.59 | 0.6024 | 41.74
2019-10-14 02:00 | 0 | 0.547 | 0.6188 | 42.185
2019-10-14 03:00 | 0 | 0.518 | 0.62889 | 42.27
2019-10-14 04:00 | 0 | 0.499 | 0.64153 | 46.97
2019-10-14 05:00 | 0 | 0.487 | 0.66811 | 72.135
2019-10-14 06:00 | 0.195 | 0.41 | 0.65664 | 62.745
2019-10-14 07:00 | 0.541 | 0.484 | 0.60287 | 44.7
2019-10-14 08:00 | 0.687 | 0.46 | 0.52053 | 35.015
2019-10-14 09:00 | 0.751 | 0.301 | 0.46417 | 34.545
2019-10-14 10:00 | 0.778 | 0.2 | 0.44818 | 32.285
2019-10-14 11:00 | 0.788 | 0.176 | 0.41858 | 29.66
2019-10-14 12:00 | 0.792 | 0.183 | 0.3942 | 23.935
2019-10-14 13:00 | 0.794 | 0.239 | 0.37416 | 6.29
2019-10-14 14:00 | 0.783 | 0.363 | 0.34799 | -7.575
2019-10-14 15:00 | 0.753 | 0.531 | 0.36801 | 22.11
2019-10-14 16:00 | 0.69 | 0.691 | 0.41712 | 28.37
2019-10-14 17:00 | 0.548 | 0.815 | 0.49678 | 41.555
2019-10-14 18:00 | 0.086 | 0.874 | 0.5769 | 108.98
2019-10-14 19:00 | 0 | 0.868 | 0.58935 | 104.34
2019-10-14 20:00 | 0 | 0.869 | 0.57923 | 75.445
2019-10-14 21:00 | 0 | 0.871 | 0.57808 | 47.775
2019-10-14 22:00 | 0 | 0.86 | 0.53893 | 42.235
2019-10-14 23:00 | 0 | 0.815 | 0.52804 | 29.705
2019-10-15 | 0 | 0.775 | 0.5226 | 27.06
2019-10-15 01:00 | 0 | 0.739 | 0.52389 | 27.03
2019-10-15 02:00 | 0 | 0.73 | 0.52041 | 27.02
2019-10-15 03:00 | 0 | 0.726 | 0.52242 | 27.01
2019-10-15 04:00 | 0 | 0.723 | 0.52993 | 28.975
2019-10-15 05:00 | 0 | 0.71 | 0.5446 | 34.115
2019-10-15 06:00 | 0.231 | 0.674 | 0.54789 | 36.205
2019-10-15 07:00 | 0.555 | 0.816 | 0.51413 | 32.245
2019-10-15 08:00 | 0.702 | 0.817 | 0.4411 | 30.61
2019-10-15 09:00 | 0.765 | 0.726 | 0.39821 | 25.485
2019-10-15 10:00 | 0.795 | 0.642 | 0.39067 | 30.285
2019-10-15 11:00 | 0.805 | 0.612 | 0.37701 | 28.785
2019-10-15 12:00 | 0.81 | 0.607 | 0.34922 | 10.72
2019-10-15 13:00 | 0.815 | 0.615 | 0.34141 | -10.125
2019-10-15 14:00 | 0.811 | 0.634 | 0.35072 | -5.165
2019-10-15 15:00 | 0.791 | 0.66 | 0.36784 | 23.95
2019-10-15 16:00 | 0.743 | 0.707 | 0.41913 | 39.32
2019-10-15 17:00 | 0.631 | 0.774 | 0.50091 | 75.51
2019-10-15 18:00 | 0.128 | 0.855 | 0.57555 | 91.875
2019-10-15 19:00 | 0 | 0.912 | 0.58197 | 94.61
2019-10-15 20:00 | 0 | 0.905 | 0.56239 | 67.97
2019-10-15 21:00 | 0 | 0.869 | 0.55101 | 36.38
2019-10-15 22:00 | 0 | 0.858 | 0.54313 | 41.32
2019-10-15 23:00 | 0 | 0.845 | 0.53435 | 28.555
2019-10-16 | 0 | 0.823 | 0.51835 | 27.06
2019-10-16 01:00 | 0 | 0.789 | 0.53264 | 28.975
2019-10-16 02:00 | 0 | 0.754 | 0.55125 | 30.89
2019-10-16 03:00 | 0 | 0.746 | 0.54879 | 29.94
2019-10-16 04:00 | 0 | 0.716 | 0.54929 | 37.395
2019-10-16 05:00 | 0 | 0.661 | 0.56723 | 45.55
2019-10-16 06:00 | 0.245 | 0.511 | 0.56432 | 55.28
2019-10-16 07:00 | 0.566 | 0.59 | 0.50952 | 34.52
2019-10-16 08:00 | 0.678 | 0.624 | 0.45099 | 27.345
2019-10-16 09:00 | 0.759 | 0.601 | 0.4181 | 27.355
2019-10-16 10:00 | 0.79 | 0.44 | 0.42949 | 33.175
2019-10-16 11:00 | 0.8 | 0.288 | 0.43377 | 30.47
2019-10-16 12:00 | 0.803 | 0.171 | 0.41447 | 28.135
2019-10-16 13:00 | 0.8 | 0.107 | 0.39928 | 27.02
2019-10-16 14:00 | 0.784 | 0.086 | 0.38858 | 27.04
2019-10-16 15:00 | 0.751 | 0.09 | 0.39587 | 26.205
2019-10-16 16:00 | 0.664 | 0.116 | 0.45208 | 37.335
2019-10-16 17:00 | 0.449 | 0.187 | 0.54159 | 42.9
2019-10-16 18:00 | 0.058 | 0.481 | 0.60642 | 96.735
2019-10-16 19:00 | 0 | 0.736 | 0.60406 | 89.055
2019-10-16 20:00 | 0 | 0.816 | 0.60871 | 96.415
2019-10-16 21:00 | 0 | 0.845 | 0.59387 | 48.3
2019-10-16 22:00 | 0 | 0.843 | 0.58081 | 48.605
2019-10-16 23:00 | 0 | 0.818 | 0.55939 | 42.1
2019-10-17 | 0 | 0.796 | 0.55004 | 40
2019-10-17 01:00 | 0 | 0.772 | 0.53738 | 30.86
2019-10-17 02:00 | 0 | 0.685 | 0.54533 | 31.04
2019-10-17 03:00 | 0 | 0.631 | 0.55145 | 36.835
2019-10-17 04:00 | 0 | 0.603 | 0.57221 | 41.91
2019-10-17 05:00 | 0 | 0.585 | 0.5945 | 44.36
2019-10-17 06:00 | 0.101 | 0.473 | 0.57717 | 37.89
2019-10-17 07:00 | 0.376 | 0.263 | 0.57191 | 78.94
2019-10-17 08:00 | 0.581 | 0.448 | 0.51778 | 38.705
2019-10-17 09:00 | 0.684 | 0.552 | 0.45942 | 32.405
2019-10-17 10:00 | 0.74 | 0.297 | 0.40984 | 29.655
2019-10-17 11:00 | 0.766 | 0.119 | 0.38368 | 28.19
2019-10-17 12:00 | 0.778 | 0.044 | 0.36806 | 27.335
2019-10-17 13:00 | 0.784 | 0.013 | 0.35779 | 7.52
2019-10-17 14:00 | 0.77 | 0.002 | 0.35175 | -5.135
2019-10-17 15:00 | 0.733 | 0 | 0.36602 | 9.85
2019-10-17 16:00 | 0.621 | 0.008 | 0.43874 | 33.83
2019-10-17 17:00 | 0.348 | 0.238 | 0.5158 | 46.195
2019-10-17 18:00 | 0.056 | 0.81 | 0.58312 | 116.2
2019-10-17 19:00 | 0 | 0.922 | 0.5833 | 92.07
2019-10-17 20:00 | 0 | 0.918 | 0.57703 | 85.29
2019-10-17 21:00 | 0 | 0.899 | 0.54746 | 41.39
2019-10-17 22:00 | 0 | 0.857 | 0.52425 | 38.045
2019-10-17 23:00 | 0 | 0.837 | 0.50443 | 28.945
2019-10-18 | 0 | 0.814 | 0.50561 | 30.285
2019-10-18 01:00 | 0 | 0.788 | 0.49873 | 28.125
2019-10-18 02:00 | 0 | 0.762 | 0.49034 | 25.2
2019-10-18 03:00 | 0 | 0.731 | 0.52785 | 34.775
2019-10-18 04:00 | 0 | 0.711 | 0.53837 | 34.925
2019-10-18 05:00 | 0 | 0.71 | 0.54242 | 40.85
2019-10-18 06:00 | 0.234 | 0.636 | 0.54342 | 47.815
2019-10-18 07:00 | 0.543 | 0.44 | 0.48908 | 43.355
2019-10-18 08:00 | 0.672 | 0.757 | 0.43309 | 33.475
2019-10-18 09:00 | 0.722 | 0.846 | 0.39386 | 39.855
2019-10-18 10:00 | 0.744 | 0.73 | 0.37743 | 31.065
2019-10-18 11:00 | 0.753 | 0.472 | 0.368 | 30.89
2019-10-18 12:00 | 0.758 | 0.232 | 0.3598 | 29.865
2019-10-18 13:00 | 0.758 | 0.11 | 0.36666 | 34.95
2019-10-18 14:00 | 0.75 | 0.056 | 0.39496 | 41.32
2019-10-18 15:00 | 0.741 | 0.039 | 0.41741 | 43.39
2019-10-18 16:00 | 0.699 | 0.047 | 0.46508 | 74.5
2019-10-18 17:00 | 0.594 | 0.116 | 0.55008 | 101.13
2019-10-18 18:00 | 0.144 | 0.536 | 0.60561 | 124.455
2019-10-18 19:00 | 0 | 0.893 | 0.60418 | 97.45
2019-10-18 20:00 | 0 | 0.942 | 0.59001 | 103.915
2019-10-18 21:00 | 0 | 0.94 | 0.5691 | 93.38
2019-10-18 22:00 | 0 | 0.933 | 0.5612 | 84.31
2019-10-18 23:00 | 0 | 0.926 | 0.55178 | 47.46
2019-10-19 | 0 | 0.916 | 0.53846 | 43.49
2019-10-19 01:00 | 0 | 0.911 | 0.52226 | 33.715
2019-10-19 02:00 | 0 | 0.9 | 0.51256 | 41.385
2019-10-19 03:00 | 0 | 0.882 | 0.50749 | 41.97
2019-10-19 04:00 | 0 | 0.862 | 0.51072 | 41.57
2019-10-19 05:00 | 0 | 0.875 | 0.51554 | 37.33
2019-10-19 06:00 | 0.236 | 0.835 | 0.49509 | 41.475
2019-10-19 07:00 | 0.533 | 0.727 | 0.433 | 32.855
2019-10-19 08:00 | 0.642 | 0.679 | 0.35557 | 7.72
2019-10-19 09:00 | 0.692 | 0.624 | 0.32033 | -9.94
2019-10-19 10:00 | 0.704 | 0.682 | 0.32047 | 9.725
2019-10-19 11:00 | 0.701 | 0.737 | 0.31265 | 8.04
2019-10-19 12:00 | 0.652 | 0.78 | 0.314 | 26.485
2019-10-19 13:00 | 0.538 | 0.809 | 0.33334 | 26.79
2019-10-19 14:00 | 0.393 | 0.824 | 0.34651 | 10.15
2019-10-19 15:00 | 0.224 | 0.818 | 0.40898 | 44.785
2019-10-19 16:00 | 0.118 | 0.785 | 0.50763 | 93.065
2019-10-19 17:00 | 0.056 | 0.721 | 0.59584 | 106.93
2019-10-19 18:00 | 0.011 | 0.7 | 0.63933 | 127.565
2019-10-19 19:00 | 0 | 0.669 | 0.63649 | 135.085
2019-10-19 20:00 | 0 | 0.497 | 0.63284 | 119.88
2019-10-19 21:00 | 0 | 0.314 | 0.62954 | 109.045
2019-10-19 22:00 | 0 | 0.194 | 0.63611 | 110.655
2019-10-19 23:00 | 0 | 0.186 | 0.65196 | 90.365
2019-10-20 | 0 | 0.199 | 0.65515 | 53.575
2019-10-20 01:00 | 0 | 0.18 | 0.66115 | 65.97
2019-10-20 02:00 | 0 | 0.152 | 0.66592 | 64.095
2019-10-20 03:00 | 0 | 0.132 | 0.64657 | 47.52
2019-10-20 04:00 | 0 | 0.102 | 0.63569 | 45.705
2019-10-20 05:00 | 0 | 0.087 | 0.61825 | 38.46
2019-10-20 06:00 | 0.138 | 0.073 | 0.60864 | 45.395
2019-10-20 07:00 | 0.431 | 0.072 | 0.58244 | 44.645
2019-10-20 08:00 | 0.653 | 0.094 | 0.52704 | 43.35
2019-10-20 09:00 | 0.719 | 0.14 | 0.45359 | 35.57
2019-10-20 10:00 | 0.754 | 0.224 | 0.37751 | 24.72
2019-10-20 11:00 | 0.763 | 0.34 | 0.34124 | 5.08
2019-10-20 12:00 | 0.768 | 0.45 | 0.34323 | 26.96
2019-10-20 13:00 | 0.77 | 0.547 | 0.3584 | 27.6
2019-10-20 14:00 | 0.762 | 0.614 | 0.37576 | 33.105
2019-10-20 15:00 | 0.736 | 0.658 | 0.42967 | 43.82
2019-10-20 16:00 | 0.677 | 0.678 | 0.53649 | 95.83
2019-10-20 17:00 | 0.543 | 0.689 | 0.63504 | 144.065
2019-10-20 18:00 | 0.12 | 0.683 | 0.6958 | 126.305
2019-10-20 19:00 | 0 | 0.606 | 0.71243 | 97.105
2019-10-20 20:00 | 0 | 0.517 | 0.71352 | 110.84
2019-10-20 21:00 | 0 | 0.47 | 0.72167 | 90.045
2019-10-20 22:00 | 0 | 0.448 | 0.72817 | 57.485
2019-10-20 23:00 | 0 | 0.43 | 0.73678 | 51.695
2019-10-21 | 0 | 0.406 | 0.7353 | 50.12
2019-10-21 01:00 | 0 | 0.399 | 0.73297 | 48.7
2019-10-21 02:00 | 0 | 0.371 | 0.74722 | 48.935
2019-10-21 03:00 | 0 | 0.34 | 0.75594 | 49.395
2019-10-21 04:00 | 0 | 0.305 | 0.74933 | 51.005
2019-10-21 05:00 | 0 | 0.279 | 0.75686 | 55.29
2019-10-21 06:00 | 0.096 | 0.182 | 0.73507 | 83.935
2019-10-21 07:00 | 0.353 | 0.091 | 0.67579 | 57.895
2019-10-21 08:00 | 0.665 | 0.038 | 0.59582 | 63.25
2019-10-21 09:00 | 0.75 | 0.011 | 0.52715 | 59.44
2019-10-21 10:00 | 0.775 | 0.001 | 0.46648 | 44.87
2019-10-21 11:00 | 0.781 | 0.001 | 0.44916 | 35.615
2019-10-21 12:00 | 0.784 | 0.012 | 0.42612 | 45.04
2019-10-21 13:00 | 0.786 | 0.081 | 0.40789 | 27.61
2019-10-21 14:00 | 0.774 | 0.211 | 0.41791 | 38.045
2019-10-21 15:00 | 0.752 | 0.366 | 0.46145 | 50.12
2019-10-21 16:00 | 0.701 | 0.531 | 0.5342 | 51.54
2019-10-21 17:00 | 0.586 | 0.672 | 0.61403 | 56.42
2019-10-21 18:00 | 0.151 | 0.773 | 0.68447 | 81.385
2019-10-21 19:00 | 0 | 0.761 | 0.70562 | 63.685
2019-10-21 20:00 | 0 | 0.68 | 0.67323 | 47.045
2019-10-21 21:00 | 0 | 0.602 | 0.64552 | 50.425
2019-10-21 22:00 | 0 | 0.537 | 0.61587 | 37.55
2019-10-21 23:00 | 0 | 0.482 | 0.59028 | 34.985
2019-10-22 | 0 | 0.445 | 0.58993 | 34.755
2019-10-22 01:00 | 0 | 0.43 | 0.59781 | 34.61
2019-10-22 02:00 | 0 | 0.445 | 0.59998 | 34.61
2019-10-22 03:00 | 0 | 0.47 | 0.5981 | 33.445
2019-10-22 04:00 | 0 | 0.497 | 0.62371 | 44.33
2019-10-22 05:00 | 0 | 0.491 | 0.62963 | 45.39
2019-10-22 06:00 | 0.256 | 0.345 | 0.62009 | 68.12
2019-10-22 07:00 | 0.566 | 0.229 | 0.60212 | 71.74
2019-10-22 08:00 | 0.694 | 0.128 | 0.55905 | 49.69
2019-10-22 09:00 | 0.747 | 0.065 | 0.50457 | 47.19
2019-10-22 10:00 | 0.766 | 0.001 | 0.46206 | 44.865
2019-10-22 11:00 | 0.768 | 0 | 0.43165 | 43.765
2019-10-22 12:00 | 0.773 | 0.032 | 0.40594 | 29.935
2019-10-22 13:00 | 0.779 | 0.155 | 0.40897 | 37.385
2019-10-22 14:00 | 0.776 | 0.371 | 0.43543 | 45.475
2019-10-22 15:00 | 0.759 | 0.627 | 0.48132 | 46.53
2019-10-22 16:00 | 0.715 | 0.79 | 0.54212 | 47.55
2019-10-22 17:00 | 0.61 | 0.871 | 0.61459 | 51.92
2019-10-22 18:00 | 0.173 | 0.899 | 0.6788 | 108.595
2019-10-22 19:00 | 0 | 0.881 | 0.69499 | 61.155
2019-10-22 20:00 | 0 | 0.824 | 0.68212 | 48.62
2019-10-22 21:00 | 0 | 0.691 | 0.66112 | 50.17
2019-10-22 22:00 | 0 | 0.65 | 0.67196 | 47.405
2019-10-22 23:00 | 0 | 0.712 | 0.66818 | 44.88
2019-10-23 | 0 | 0.719 | 0.65291 | 44.445
2019-10-23 01:00 | 0 | 0.644 | 0.66658 | 44.56
2019-10-23 02:00 | 0 | 0.528 | 0.65004 | 40.085
2019-10-23 03:00 | 0 | 0.446 | 0.64262 | 36.165
2019-10-23 04:00 | 0 | 0.477 | 0.65511 | 40.42
2019-10-23 05:00 | 0 | 0.564 | 0.68344 | 45.345
2019-10-23 06:00 | 0.274 | 0.489 | 0.66927 | 48.615
2019-10-23 07:00 | 0.565 | 0.467 | 0.62759 | 49.22
2019-10-23 08:00 | 0.691 | 0.383 | 0.57477 | 47.44
2019-10-23 09:00 | 0.747 | 0.318 | 0.51476 | 45.36
2019-10-23 10:00 | 0.771 | 0.289 | 0.48761 | 44.54
2019-10-23 11:00 | 0.78 | 0.278 | 0.47641 | 43.96
2019-10-23 12:00 | 0.785 | 0.294 | 0.48377 | 43.915
2019-10-23 13:00 | 0.787 | 0.374 | 0.49948 | 44.02
2019-10-23 14:00 | 0.789 | 0.577 | 0.50178 | 45.24
2019-10-23 15:00 | 0.771 | 0.79 | 0.50395 | 45.875
2019-10-23 16:00 | 0.725 | 0.864 | 0.52517 | 37.55
2019-10-23 17:00 | 0.613 | 0.834 | 0.57104 | 53.095
2019-10-23 18:00 | 0.171 | 0.798 | 0.62414 | 62.475
2019-10-23 19:00 | 0 | 0.76 | 0.63877 | 54.49
2019-10-23 20:00 | 0 | 0.764 | 0.65559 | 38.04
2019-10-23 21:00 | 0 | 0.677 | 0.66373 | 38.01
2019-10-23 22:00 | 0 | 0.615 | 0.65592 | 61.835
2019-10-23 23:00 | 0 | 0.588 | 0.6005 | 36.06
2019-10-24 | 0 | 0.544 | 0.57923 | 35.6
2019-10-24 01:00 | 0 | 0.504 | 0.57499 | 27.53
2019-10-24 02:00 | 0 | 0.551 | 0.58383 | 42.9
2019-10-24 03:00 | 0 | 0.781 | 0.58577 | 37.605
2019-10-24 04:00 | 0 | 0.824 | 0.62231 | 54.265
2019-10-24 05:00 | 0 | 0.729 | 0.63129 | 48.635
2019-10-24 06:00 | 0.234 | 0.608 | 0.61856 | 59.45
2019-10-24 07:00 | 0.559 | 0.782 | 0.53453 | 34.265
2019-10-24 08:00 | 0.705 | 0.74 | 0.45984 | 44.155
2019-10-24 09:00 | 0.763 | 0.631 | 0.42142 | 41.825
2019-10-24 10:00 | 0.787 | 0.473 | 0.39977 | 30.655
2019-10-24 11:00 | 0.794 | 0.36 | 0.38712 | 29.65
2019-10-24 12:00 | 0.799 | 0.304 | 0.36368 | 27.945
2019-10-24 13:00 | 0.803 | 0.279 | 0.33741 | 23.54
2019-10-24 14:00 | 0.799 | 0.28 | 0.33191 | 20.1
2019-10-24 15:00 | 0.78 | 0.322 | 0.36176 | 26.98
2019-10-24 16:00 | 0.736 | 0.409 | 0.41031 | 48.8
2019-10-24 17:00 | 0.637 | 0.551 | 0.48012 | 68.34
2019-10-24 18:00 | 0.203 | 0.784 | 0.55541 | 78.52
2019-10-24 19:00 | 0 | 0.897 | 0.57564 | 67.685
2019-10-24 20:00 | 0 | 0.9 | 0.58333 | 52.115
2019-10-24 21:00 | 0 | 0.887 | 0.59982 | 68.325
2019-10-24 22:00 | 0 | 0.84 | 0.57189 | 51.06
2019-10-24 23:00 | 0 | 0.748 | 0.56428 | 42.58
2019-10-25 | 0 | 0.706 | 0.55992 | 41.26
2019-10-25 01:00 | 0 | 0.716 | 0.56483 | 41.69
2019-10-25 02:00 | 0 | 0.723 | 0.5858 | 43.29
2019-10-25 03:00 | 0 | 0.732 | 0.61667 | 43.635
2019-10-25 04:00 | 0 | 0.737 | 0.62481 | 43.85
2019-10-25 05:00 | 0 | 0.737 | 0.64603 | 53.495
2019-10-25 06:00 | 0.301 | 0.719 | 0.63258 | 76.075
2019-10-25 07:00 | 0.598 | 0.849 | 0.559 | 69.29
2019-10-25 08:00 | 0.72 | 0.809 | 0.50257 | 44.73
2019-10-25 09:00 | 0.769 | 0.729 | 0.47407 | 43.78
2019-10-25 10:00 | 0.786 | 0.551 | 0.45842 | 42.82
2019-10-25 11:00 | 0.791 | 0.331 | 0.43177 | 42.005
2019-10-25 12:00 | 0.796 | 0.214 | 0.41217 | 41.625
2019-10-25 13:00 | 0.802 | 0.149 | 0.40812 | 41.62
2019-10-25 14:00 | 0.803 | 0.117 | 0.37882 | 32.435
2019-10-25 15:00 | 0.79 | 0.114 | 0.40981 | 43.065
2019-10-25 16:00 | 0.755 | 0.136 | 0.48181 | 59.405
2019-10-25 17:00 | 0.676 | 0.209 | 0.56372 | 117.47
2019-10-25 18:00 | 0.249 | 0.511 | 0.62571 | 104.36
2019-10-25 19:00 | 0 | 0.777 | 0.63285 | 123.59
2019-10-25 20:00 | 0 | 0.864 | 0.62432 | 109.745
2019-10-25 21:00 | 0 | 0.897 | 0.63655 | 117.99
2019-10-25 22:00 | 0 | 0.907 | 0.62662 | 128.575
2019-10-25 23:00 | 0 | 0.896 | 0.63496 | 112.9
2019-10-26 | 0 | 0.869 | 0.65567 | 128.985
2019-10-26 01:00 | 0 | 0.855 | 0.62058 | 68.25
2019-10-26 02:00 | 0 | 0.851 | 0.60017 | 50.54
2019-10-26 03:00 | 0 | 0.848 | 0.624 | 65.715
2019-10-26 04:00 | 0 | 0.85 | 0.64647 | 126.16
2019-10-26 05:00 | 0 | 0.839 | 0.63252 | 58.45
2019-10-26 06:00 | 0.297 | 0.727 | 0.59093 | 41.81
2019-10-26 07:00 | 0.579 | 0.494 | 0.55685 | 41.535
2019-10-26 08:00 | 0.687 | 0.799 | 0.48671 | 41.29
2019-10-26 09:00 | 0.735 | 0.845 | 0.42117 | 40.86
2019-10-26 10:00 | 0.756 | 0.699 | 0.39552 | 29.95
2019-10-26 11:00 | 0.764 | 0.448 | 0.39093 | 29.95
2019-10-26 12:00 | 0.769 | 0.21 | 0.38892 | 30.16
2019-10-26 13:00 | 0.774 | 0.064 | 0.38693 | 30.245
2019-10-26 14:00 | 0.772 | 0.007 | 0.39178 | 35.27
2019-10-26 15:00 | 0.756 | 0 | 0.40842 | 42.29
2019-10-26 16:00 | 0.714 | 0 | 0.47544 | 42.775
2019-10-26 17:00 | 0.583 | 0.041 | 0.57089 | 107.555
2019-10-26 18:00 | 0.15 | 0.386 | 0.64383 | 109.955
2019-10-26 19:00 | 0 | 0.757 | 0.64411 | 109.935
2019-10-26 20:00 | 0 | 0.88 | 0.62253 | 105.995
2019-10-26 21:00 | 0 | 0.912 | 0.61381 | 83.98
2019-10-26 22:00 | 0 | 0.915 | 0.61954 | 98.445
2019-10-26 23:00 | 0 | 0.904 | 0.63882 | 127.54
2019-10-27 | 0 | 0.885 | 0.6368 | 100.3
2019-10-27 01:00 | 0 | 0.87 | 0.60196 | 42.025
2019-10-27 02:00 | 0 | 0.871 | 0.57299 | 42.9
2019-10-27 03:00 | 0 | 0.879 | 0.57517 | 43.24
2019-10-27 04:00 | 0 | 0.88 | 0.56921 | 42.56
2019-10-27 05:00 | 0 | 0.875 | 0.5433 | 41.935
2019-10-27 06:00 | 0.281 | 0.801 | 0.50966 | 41.58
2019-10-27 07:00 | 0.559 | 0.605 | 0.42756 | 27.47
2019-10-27 08:00 | 0.669 | 0.595 | 0.35425 | 5.08
2019-10-27 09:00 | 0.711 | 0.829 | 0.33703 | 25.03
2019-10-27 10:00 | 0.731 | 0.82 | 0.36033 | 35.84
2019-10-27 11:00 | 0.737 | 0.713 | 0.39368 | 41.47
2019-10-27 12:00 | 0.742 | 0.555 | 0.42509 | 42.79
2019-10-27 13:00 | 0.746 | 0.447 | 0.43023 | 42.995
2019-10-27 14:00 | 0.746 | 0.394 | 0.45209 | 53.71
2019-10-27 15:00 | 0.729 | 0.373 | 0.50127 | 94.57
2019-10-27 16:00 | 0.687 | 0.378 | 0.55733 | 119.73
2019-10-27 17:00 | 0.593 | 0.439 | 0.65528 | 145.65
2019-10-27 18:00 | 0.212 | 0.838 | 0.72919 | 137.02
2019-10-27 19:00 | 0 | 0.896 | 0.73036 | 112.165
2019-10-27 20:00 | 0 | 0.716 | 0.70812 | 89.93
2019-10-27 21:00 | 0 | 0.471 | 0.68576 | 44.555
2019-10-27 22:00 | 0 | 0.389 | 0.6741 | 43.385
2019-10-27 23:00 | 0 | 0.373 | 0.68504 | 44.16
2019-10-28 | 0 | 0.389 | 0.69142 | 42.59
2019-10-28 01:00 | 0 | 0.453 | 0.68813 | 42.38
2019-10-28 02:00 | 0 | 0.537 | 0.67505 | 43.835
2019-10-28 03:00 | 0 | 0.573 | 0.66007 | 43.79
2019-10-28 04:00 | 0 | 0.591 | 0.65319 | 42.97
2019-10-28 05:00 | 0 | 0.619 | 0.65872 | 43.99
2019-10-28 06:00 | 0.21 | 0.573 | 0.6481 | 49.01
2019-10-28 07:00 | 0.536 | 0.447 | 0.62626 | 69.64
2019-10-28 08:00 | 0.676 | 0.311 | 0.53469 | 40.695
2019-10-28 09:00 | 0.731 | 0.26 | 0.43888 | 30.35
2019-10-28 10:00 | 0.76 | 0.245 | 0.39617 | 25.145
2019-10-28 11:00 | 0.766 | 0.245 | 0.4044 | 34.18
2019-10-28 12:00 | 0.767 | 0.26 | 0.40369 | 40.205
2019-10-28 13:00 | 0.769 | 0.294 | 0.40409 | 41.175
2019-10-28 14:00 | 0.762 | 0.329 | 0.42081 | 44.59
2019-10-28 15:00 | 0.735 | 0.384 | 0.44443 | 37.45
2019-10-28 16:00 | 0.678 | 0.456 | 0.47883 | 41.07
2019-10-28 17:00 | 0.556 | 0.535 | 0.54111 | 63.47
2019-10-28 18:00 | 0.189 | 0.66 | 0.59817 | 79.44
2019-10-28 19:00 | 0 | 0.707 | 0.62355 | 66.05
2019-10-28 20:00 | 0 | 0.624 | 0.62967 | 47.21
2019-10-28 21:00 | 0 | 0.544 | 0.60884 | 56.065
2019-10-28 22:00 | 0 | 0.478 | 0.61614 | 107.135
2019-10-28 23:00 | 0 | 0.423 | 0.62415 | 53.635
2019-10-29 | 0 | 0.36 | 0.62876 | 44.635
2019-10-29 01:00 | 0 | 0.306 | 0.61669 | 44.095
2019-10-29 02:00 | 0 | 0.285 | 0.62016 | 44.43
2019-10-29 03:00 | 0 | 0.301 | 0.6575 | 44.455
2019-10-29 04:00 | 0 | 0.304 | 0.70231 | 44.745
2019-10-29 05:00 | 0 | 0.289 | 0.68562 | 44.77
2019-10-29 06:00 | 0.119 | 0.156 | 0.6497 | 44.995
2019-10-29 07:00 | 0.37 | 0.071 | 0.6046 | 39.485
2019-10-29 08:00 | 0.614 | 0.026 | 0.55886 | 44.94
2019-10-29 09:00 | 0.729 | 0 | 0.52705 | 41.08
2019-10-29 10:00 | 0.749 | 0.002 | 0.45822 | 27.39
2019-10-29 11:00 | 0.735 | 0.048 | 0.44067 | 32.695
2019-10-29 12:00 | 0.737 | 0.211 | 0.45633 | 44.525
2019-10-29 13:00 | 0.766 | 0.403 | 0.47242 | 44.91
2019-10-29 14:00 | 0.766 | 0.51 | 0.49217 | 45.065
2019-10-29 15:00 | 0.747 | 0.59 | 0.51407 | 45.485
2019-10-29 16:00 | 0.696 | 0.644 | 0.56165 | 46.7
2019-10-29 17:00 | 0.602 | 0.655 | 0.58643 | 62.05
2019-10-29 18:00 | 0.227 | 0.634 | 0.65944 | 90.44
2019-10-29 19:00 | 0 | 0.614 | 0.67242 | 77.81
2019-10-29 20:00 | 0 | 0.494 | 0.67308 | 66.43
2019-10-29 21:00 | 0 | 0.351 | 0.6958 | 81.19
2019-10-29 22:00 | 0 | 0.274 | 0.69327 | 84.16
2019-10-29 23:00 | 0 | 0.234 | 0.70702 | 79.345
2019-10-30 | 0 | 0.175 | 0.71758 | 80.405
2019-10-30 01:00 | 0 | 0.249 | 0.70873 | 59.075
2019-10-30 02:00 | 0 | 0.264 | 0.70331 | 87.61
2019-10-30 03:00 | 0 | 0.256 | 0.72112 | 134.57
2019-10-30 04:00 | 0 | 0.29 | 0.71693 | 122.16
2019-10-30 05:00 | 0 | 0.304 | 0.69977 | 80.505
2019-10-30 06:00 | 0.089 | 0.313 | 0.65163 | 80.13
2019-10-30 07:00 | 0.491 | 0.322 | 0.58761 | 80.86
2019-10-30 08:00 | 0.668 | 0.399 | 0.52563 | 57.5
2019-10-30 09:00 | 0.731 | 0.522 | 0.49543 | 44.89
2019-10-30 10:00 | 0.758 | 0.704 | 0.46332 | 44.245
2019-10-30 11:00 | 0.766 | 0.837 | 0.4487 | 43.835
2019-10-30 12:00 | 0.775 | 0.919 | 0.48546 | 45.545
2019-10-30 13:00 | 0.778 | 0.947 | 0.53503 | 65.385
2019-10-30 14:00 | 0.766 | 0.955 | 0.55731 | 97.25
2019-10-30 15:00 | 0.664 | 0.961 | 0.58432 | 126.43
2019-10-30 16:00 | 0.515 | 0.962 | 0.55895 | 85.62
2019-10-30 17:00 | 0.262 | 0.961 | 0.54421 | 42.53
2019-10-30 18:00 | 0.079 | 0.957 | 0.55851 | 44.555
2019-10-30 19:00 | 0 | 0.929 | 0.56686 | 41.85
2019-10-30 20:00 | 0 | 0.901 | 0.57079 | 39.485
2019-10-30 21:00 | 0 | 0.877 | 0.55922 | 38.975
2019-10-30 22:00 | 0 | 0.865 | 0.55793 | 59.24
2019-10-30 23:00 | 0 | 0.905 | 0.53838 | 43.84
2019-10-31 | 0 | 0.934 | 0.552 | 39.645
2019-10-31 01:00 | 0 | 0.926 | 0.55132 | 43.745
2019-10-31 02:00 | 0 | 0.927 | 0.52941 | 43.36
2019-10-31 03:00 | 0 | 0.945 | 0.53983 | 43.36
2019-10-31 04:00 | 0 | 0.96 | 0.55616 | 43.405
2019-10-31 05:00 | 0 | 0.958 | 0.57526 | 35.775
2019-10-31 06:00 | 0.046 | 0.956 | 0.55716 | 46.285
2019-10-31 07:00 | 0.163 | 0.964 | 0.52761 | 72.46
2019-10-31 08:00 | 0.315 | 0.965 | 0.45736 | 39.97
2019-10-31 09:00 | 0.633 | 0.96 | 0.44951 | 88.445
2019-10-31 10:00 | 0.774 | 0.954 | 0.44915 | 43.38
2019-10-31 11:00 | 0.792 | 0.944 | 0.41048 | 37.495
2019-10-31 12:00 | 0.798 | 0.929 | 0.36623 | 37.435
2019-10-31 13:00 | 0.788 | 0.926 | 0.3749 | 43.265
2019-10-31 14:00 | 0.773 | 0.931 | 0.37995 | 35.39
2019-10-31 15:00 | 0.699 | 0.948 | 0.42815 | 44.47
2019-10-31 16:00 | 0.482 | 0.956 | 0.51779 | 53.785
2019-10-31 17:00 | 0.182 | 0.952 | 0.56961 | 74.555
2019-10-31 18:00 | 0.015 | 0.936 | 0.63758 | 71.45
2019-10-31 19:00 | 0 | 0.887 | 0.66896 | 94.74
2019-10-31 20:00 | 0 | 0.833 | 0.66182 | 71.58
2019-10-31 21:00 | 0 | 0.8 | 0.67753 | 66.14
2019-10-31 22:00 | 0 | 0.769 | 0.66837 | 44.625
2019-10-31 23:00 | 0 | 0.682 | 0.64734 | 43.365
2019-11-01 | 0 | 0.7 | 0.6159 | 43.17
2019-11-01 01:00 | 0 | 0.721 | 0.60167 | 43.1
2019-11-01 02:00 | 0 | 0.671 | 0.60385 | 42.915
2019-11-01 03:00 | 0 | 0.697 | 0.59527 | 42.93
2019-11-01 04:00 | 0 | 0.708 | 0.60281 | 43.025
2019-11-01 05:00 | 0 | 0.724 | 0.63126 | 43.17
2019-11-01 06:00 | 0.064 | 0.679 | 0.63222 | 43.345
2019-11-01 07:00 | 0.219 | 0.834 | 0.57339 | 43.225
2019-11-01 08:00 | 0.35 | 0.876 | 0.49475 | 35.275
2019-11-01 09:00 | 0.299 | 0.859 | 0.42651 | 35.81
2019-11-01 10:00 | 0.321 | 0.834 | 0.40809 | 43.055
2019-11-01 11:00 | 0.385 | 0.805 | 0.40776 | 36.335
2019-11-01 12:00 | 0.387 | 0.831 | 0.38173 | 35.855
2019-11-01 13:00 | 0.389 | 0.869 | 0.40771 | 42.46
2019-11-01 14:00 | 0.291 | 0.883 | 0.41325 | 35.105
2019-11-01 15:00 | 0.226 | 0.881 | 0.43091 | 43.09
2019-11-01 16:00 | 0.118 | 0.874 | 0.49022 | 43.175
2019-11-01 17:00 | 0.047 | 0.856 | 0.53813 | 35.71
2019-11-01 18:00 | 0.019 | 0.81 | 0.61973 | 47.01
2019-11-01 19:00 | 0 | 0.663 | 0.66056 | 48.13
2019-11-01 20:00 | 0 | 0.598 | 0.65994 | 35.545
2019-11-01 21:00 | 0 | 0.58 | 0.68071 | 48.745
2019-11-01 22:00 | 0 | 0.555 | 0.6798 | 40.5
2019-11-01 23:00 | 0 | 0.564 | 0.68537 | 81.925
2019-11-02 | 0 | 0.605 | 0.66243 | 37.285
2019-11-02 01:00 | 0 | 0.654 | 0.6653 | 43.325
2019-11-02 02:00 | 0 | 0.649 | 0.65779 | 39.17
2019-11-02 03:00 | 0 | 0.636 | 0.68351 | 43.05
2019-11-02 04:00 | 0 | 0.645 | 0.70287 | 44.355
2019-11-02 05:00 | 0 | 0.612 | 0.7148 | 57.135
2019-11-02 06:00 | 0.043 | 0.507 | 0.66875 | 57.165
2019-11-02 07:00 | 0.23 | 0.639 | 0.59445 | 42.925
2019-11-02 08:00 | 0.529 | 0.582 | 0.54912 | 42.905
2019-11-02 09:00 | 0.602 | 0.47 | 0.47012 | 43.015
2019-11-02 10:00 | 0.758 | 0.366 | 0.4311 | 42.975
2019-11-02 11:00 | 0.786 | 0.28 | 0.41707 | 42.91
2019-11-02 12:00 | 0.797 | 0.214 | 0.41718 | 42.87
2019-11-02 13:00 | 0.802 | 0.177 | 0.40792 | 42.43
2019-11-02 14:00 | 0.798 | 0.174 | 0.40203 | 42.5
2019-11-02 15:00 | 0.779 | 0.224 | 0.42617 | 42.465
2019-11-02 16:00 | 0.734 | 0.347 | 0.48046 | 36.74
2019-11-02 17:00 | 0.635 | 0.554 | 0.58639 | 35.58
2019-11-02 18:00 | 0.28 | 0.788 | 0.67112 | 46.455
2019-11-02 19:00 | 0 | 0.884 | 0.69365 | 49.7
2019-11-02 20:00 | 0 | 0.867 | 0.7028 | 35.36
2019-11-02 21:00 | 0 | 0.827 | 0.70053 | 36.2
2019-11-02 22:00 | 0 | 0.721 | 0.7114 | 46.57
2019-11-02 23:00 | 0 | 0.646 | 0.70379 | 51.605
2019-11-03 | 0 | 0.584 | 0.71747 | 44.02
2019-11-03 01:00 | 0 | 0.537 | 0.72027 | 41.93
2019-11-03 02:00 | 0 | 0.538 | 0.71132 | 41.885
2019-11-03 03:00 | 0 | 0.544 | 0.72143 | 41.915
2019-11-03 04:00 | 0 | 0.556 | 0.74836 | 68.65
2019-11-03 05:00 | 0.002 | 0.564 | 0.7596 | 70.02
2019-11-03 06:00 | 0.315 | 0.408 | 0.73787 | 42.525
2019-11-03 07:00 | 0.581 | 0.59 | 0.67638 | 41.475
2019-11-03 08:00 | 0.695 | 0.44 | 0.62957 | 56.185
2019-11-03 09:00 | 0.745 | 0.2 | 0.602 | 102.63
2019-11-03 10:00 | 0.769 | 0.102 | 0.58077 | 43.505
2019-11-03 11:00 | 0.779 | 0.074 | 0.5159 | 40.75
2019-11-03 12:00 | 0.785 | 0.073 | 0.43376 | 40.475
2019-11-03 13:00 | 0.789 | 0.08 | 0.40588 | 40.525
2019-11-03 14:00 | 0.788 | 0.095 | 0.41827 | 40.61
2019-11-03 15:00 | 0.774 | 0.12 | 0.43693 | 12.525
2019-11-03 16:00 | 0.738 | 0.156 | 0.48909 | 33.7
2019-11-03 17:00 | 0.658 | 0.201 | 0.59152 | 41.72
2019-11-03 18:00 | 0.331 | 0.393 | 0.67248 | 69.345
2019-11-03 19:00 | 0 | 0.642 | 0.69454 | 63.81
2019-11-03 20:00 | 0 | 0.755 | 0.69167 | 42.45
2019-11-03 21:00 | 0 | 0.772 | 0.69545 | 37.455
2019-11-03 22:00 | 0 | 0.784 | 0.68564 | 34.82
2019-11-03 23:00 | 0 | 0.778 | 0.67049 | 34.2
2019-11-04 | 0 | 0.764 | 0.66592 | 42.15
2019-11-04 01:00 | 0 | 0.751 | 0.65366 | 34.095
2019-11-04 02:00 | 0 | 0.751 | 0.65142 | 33.88
2019-11-04 03:00 | 0 | 0.744 | 0.66912 | 33.985
2019-11-04 04:00 | 0 | 0.711 | 0.68295 | 34.22
2019-11-04 05:00 | 0.004 | 0.686 | 0.6808 | 34.575
2019-11-04 06:00 | 0.341 | 0.522 | 0.66288 | 34.62
2019-11-04 07:00 | 0.595 | 0.318 | 0.64774 | 60.43
2019-11-04 08:00 | 0.694 | 0.629 | 0.57442 | 42.345
2019-11-04 09:00 | 0.734 | 0.488 | 0.49436 | 41.02
2019-11-04 10:00 | 0.753 | 0.216 | 0.45457 | 36.305
2019-11-04 11:00 | 0.761 | 0.083 | 0.44055 | 28.68
2019-11-04 12:00 | 0.766 | 0.03 | 0.42607 | 28.68
2019-11-04 13:00 | 0.771 | 0.009 | 0.42247 | 28.68
2019-11-04 14:00 | 0.767 | 0.002 | 0.43282 | 36.635
2019-11-04 15:00 | 0.752 | 0.001 | 0.47365 | 39.475
2019-11-04 16:00 | 0.714 | 0.001 | 0.54278 | 40.54
2019-11-04 17:00 | 0.626 | 0.016 | 0.62903 | 50.155
2019-11-04 18:00 | 0.305 | 0.354 | 0.70343 | 74.5
2019-11-04 19:00 | 0 | 0.845 | 0.71935 | 65.46
2019-11-04 20:00 | 0 | 0.89 | 0.70305 | 46.885
2019-11-04 21:00 | 0 | 0.875 | 0.66095 | 38.7
2019-11-04 22:00 | 0 | 0.836 | 0.6263 | 34.49
2019-11-04 23:00 | 0 | 0.818 | 0.61861 | 34.485
2019-11-05 | 0 | 0.812 | 0.61049 | 34.155
2019-11-05 01:00 | 0 | 0.801 | 0.59571 | 33.94
2019-11-05 02:00 | 0 | 0.776 | 0.60142 | 33.925
2019-11-05 03:00 | 0 | 0.707 | 0.64054 | 41.49
2019-11-05 04:00 | 0 | 0.692 | 0.6528 | 37.98
2019-11-05 05:00 | 0.004 | 0.674 | 0.65081 | 34.42
2019-11-05 06:00 | 0.326 | 0.482 | 0.61741 | 34.2
2019-11-05 07:00 | 0.583 | 0.518 | 0.59299 | 34.525
2019-11-05 08:00 | 0.688 | 0.511 | 0.53134 | 33.64
2019-11-05 09:00 | 0.731 | 0.433 | 0.45682 | 28.99
2019-11-05 10:00 | 0.744 | 0.138 | 0.41157 | 0
2019-11-05 11:00 | 0.751 | 0.016 | 0.39386 | -7.565
2019-11-05 12:00 | 0.757 | 0.009 | 0.39159 | 0
2019-11-05 13:00 | 0.763 | 0.028 | 0.38097 | -9.94
2019-11-05 14:00 | 0.763 | 0.087 | 0.38101 | -4.97
2019-11-05 15:00 | 0.751 | 0.2 | 0.41859 | 29.19
2019-11-05 16:00 | 0.718 | 0.381 | 0.49402 | 34.105
2019-11-05 17:00 | 0.64 | 0.63 | 0.5881 | 34.815
2019-11-05 18:00 | 0.336 | 0.872 | 0.65555 | 38.55
2019-11-05 19:00 | 0 | 0.936 | 0.67304 | 37.12
2019-11-05 20:00 | 0 | 0.9 | 0.65525 | 34.025
2019-11-05 21:00 | 0 | 0.855 | 0.64464 | 34.73
2019-11-05 22:00 | 0 | 0.81 | 0.63092 | 42.04
2019-11-05 23:00 | 0 | 0.798 | 0.61063 | 34.135
2019-11-06 | 0 | 0.808 | 0.57553 | 33.835
2019-11-06 01:00 | 0 | 0.808 | 0.56961 | 33.695
2019-11-06 02:00 | 0 | 0.806 | 0.57792 | 33.805
2019-11-06 03:00 | 0 | 0.803 | 0.58578 | 33.875
2019-11-06 04:00 | 0 | 0.796 | 0.60248 | 33.995
2019-11-06 05:00 | 0.006 | 0.783 | 0.6375 | 38.065
2019-11-06 06:00 | 0.341 | 0.642 | 0.64841 | 43.54
2019-11-06 07:00 | 0.589 | 0.705 | 0.60538 | 35.065
2019-11-06 08:00 | 0.687 | 0.83 | 0.51372 | 34.115
2019-11-06 09:00 | 0.727 | 0.738 | 0.45788 | 12.31
2019-11-06 10:00 | 0.744 | 0.409 | 0.42325 | 28.325
2019-11-06 11:00 | 0.749 | 0.143 | 0.41811 | 31.6
2019-11-06 12:00 | 0.754 | 0.028 | 0.4112 | 25.05
2019-11-06 13:00 | 0.759 | 0 | 0.41272 | 27.32
2019-11-06 14:00 | 0.758 | 0 | 0.40048 | 10.05
2019-11-06 15:00 | 0.744 | 0.029 | 0.42599 | 28.57
2019-11-06 16:00 | 0.709 | 0.096 | 0.50172 | 34.585
2019-11-06 17:00 | 0.629 | 0.223 | 0.59711 | 36.88
2019-11-06 18:00 | 0.338 | 0.598 | 0.66993 | 41.245
2019-11-06 19:00 | 0 | 0.815 | 0.69014 | 39.975
2019-11-06 20:00 | 0 | 0.826 | 0.6748 | 34.635
2019-11-06 21:00 | 0 | 0.81 | 0.67278 | 36.44
2019-11-06 22:00 | 0 | 0.801 | 0.62743 | 34.21
2019-11-06 23:00 | 0 | 0.804 | 0.6055 | 34.02
2019-11-07 | 0 | 0.8 | 0.62147 | 33.99
2019-11-07 01:00 | 0 | 0.801 | 0.62922 | 33.785
2019-11-07 02:00 | 0 | 0.81 | 0.6451 | 33.735
2019-11-07 03:00 | 0 | 0.823 | 0.64298 | 33.785
2019-11-07 04:00 | 0 | 0.832 | 0.6223 | 33.79
2019-11-07 05:00 | 0.007 | 0.846 | 0.62779 | 33.905
2019-11-07 06:00 | 0.339 | 0.778 | 0.62546 | 38.595
2019-11-07 07:00 | 0.584 | 0.654 | 0.57 | 34.505
2019-11-07 08:00 | 0.679 | 0.707 | 0.47356 | 0
2019-11-07 09:00 | 0.72 | 0.606 | 0.43792 | -4.97
2019-11-07 10:00 | 0.737 | 0.297 | 0.41983 | 0
2019-11-07 11:00 | 0.744 | 0.09 | 0.41707 | 23.965
2019-11-07 12:00 | 0.749 | 0.015 | 0.41542 | 23.895
2019-11-07 13:00 | 0.754 | 0 | 0.41885 | 22.575
2019-11-07 14:00 | 0.75 | 0 | 0.4269 | 7.555
2019-11-07 15:00 | 0.734 | 0.016 | 0.43903 | 29.595
2019-11-07 16:00 | 0.695 | 0.081 | 0.51327 | 34.805
2019-11-07 17:00 | 0.604 | 0.228 | 0.59385 | 42.625
2019-11-07 18:00 | 0.316 | 0.615 | 0.66607 | 60.455
2019-11-07 19:00 | 0 | 0.827 | 0.67536 | 41.785
2019-11-07 20:00 | 0 | 0.876 | 0.6517 | 36.925
2019-11-07 21:00 | 0 | 0.909 | 0.63093 | 38.995
2019-11-07 22:00 | 0 | 0.916 | 0.61611 | 38.57
2019-11-07 23:00 | 0 | 0.923 | 0.59849 | 34.27
2019-11-08 | 0 | 0.932 | 0.59804 | 33.94
2019-11-08 01:00 | 0 | 0.937 | 0.59883 | 37.41
2019-11-08 02:00 | 0 | 0.944 | 0.59544 | 37.265
2019-11-08 03:00 | 0 | 0.948 | 0.58859 | 40.98
2019-11-08 04:00 | 0 | 0.953 | 0.58312 | 41.06
2019-11-08 05:00 | 0.005 | 0.947 | 0.5854 | 41.21
2019-11-08 06:00 | 0.225 | 0.848 | 0.57613 | 41.54
2019-11-08 07:00 | 0.358 | 0.894 | 0.51907 | 34.065
2019-11-08 08:00 | 0.389 | 0.938 | 0.42723 | 12.525
2019-11-08 09:00 | 0.489 | 0.942 | 0.38196 | 0
2019-11-08 10:00 | 0.584 | 0.921 | 0.37048 | 0
2019-11-08 11:00 | 0.633 | 0.854 | 0.38148 | 0
2019-11-08 12:00 | 0.629 | 0.757 | 0.40373 | 27.21
2019-11-08 13:00 | 0.601 | 0.674 | 0.43589 | 37.68
2019-11-08 14:00 | 0.517 | 0.585 | 0.48749 | 37.67
2019-11-08 15:00 | 0.422 | 0.534 | 0.54834 | 34.18
2019-11-08 16:00 | 0.318 | 0.63 | 0.59744 | 34.485
2019-11-08 17:00 | 0.294 | 0.811 | 0.65546 | 38.775
2019-11-08 18:00 | 0.152 | 0.941 | 0.69431 | 39.55
2019-11-08 19:00 | 0 | 0.964 | 0.68063 | 37.035
2019-11-08 20:00 | 0 | 0.964 | 0.62448 | 33.985
2019-11-08 21:00 | 0 | 0.964 | 0.59893 | 34.275
2019-11-08 22:00 | 0 | 0.959 | 0.59509 | 34.2
2019-11-08 23:00 | 0 | 0.946 | 0.58055 | 34.28
2019-11-09 | 0 | 0.956 | 0.57701 | 34.015
2019-11-09 01:00 | 0 | 0.964 | 0.56116 | 33.99
2019-11-09 02:00 | 0 | 0.947 | 0.56356 | 33.805
2019-11-09 03:00 | 0 | 0.931 | 0.55831 | 33.685
2019-11-09 04:00 | 0 | 0.908 | 0.56148 | 33.62
2019-11-09 05:00 | 0.002 | 0.863 | 0.55253 | 33.515
2019-11-09 06:00 | 0.153 | 0.723 | 0.52501 | 40.855
2019-11-09 07:00 | 0.309 | 0.551 | 0.45993 | 33.275
2019-11-09 08:00 | 0.507 | 0.636 | 0.40298 | -2.53
2019-11-09 09:00 | 0.557 | 0.63 | 0.38872 | 10.05
2019-11-09 10:00 | 0.609 | 0.597 | 0.38875 | 34.685
2019-11-09 11:00 | 0.686 | 0.544 | 0.4189 | 41.575
2019-11-09 12:00 | 0.718 | 0.557 | 0.43384 | 33.97
2019-11-09 13:00 | 0.722 | 0.616 | 0.45975 | 54.145
2019-11-09 14:00 | 0.715 | 0.683 | 0.51148 | 66.54
2019-11-09 15:00 | 0.693 | 0.754 | 0.51641 | 36.105
2019-11-09 16:00 | 0.554 | 0.841 | 0.54055 | 41.275
2019-11-09 17:00 | 0.409 | 0.933 | 0.61327 | 47.305
2019-11-09 18:00 | 0.232 | 0.955 | 0.68141 | 56.835
2019-11-09 19:00 | 0 | 0.889 | 0.70863 | 81.73
2019-11-09 20:00 | 0 | 0.707 | 0.69717 | 56.42
2019-11-09 21:00 | 0 | 0.578 | 0.69971 | 46.56
2019-11-09 22:00 | 0 | 0.425 | 0.69275 | 38.645
2019-11-09 23:00 | 0 | 0.302 | 0.66946 | 34.325
2019-11-10 | 0 | 0.251 | 0.65555 | 34.145
2019-11-10 01:00 | 0 | 0.223 | 0.6359 | 33.815
2019-11-10 02:00 | 0 | 0.294 | 0.69795 | 38.165
2019-11-10 03:00 | 0 | 0.33 | 0.72847 | 42.805
2019-11-10 04:00 | 0 | 0.292 | 0.76101 | 44.325
2019-11-10 05:00 | 0.002 | 0.271 | 0.76609 | 44.8
2019-11-10 06:00 | 0.189 | 0.176 | 0.70931 | 43.5
2019-11-10 07:00 | 0.556 | 0.108 | 0.66082 | 41.105
2019-11-10 08:00 | 0.686 | 0.078 | 0.62953 | 40.805
2019-11-10 09:00 | 0.736 | 0.093 | 0.55243 | 40.53
2019-11-10 10:00 | 0.755 | 0.149 | 0.44837 | 25.355
2019-11-10 11:00 | 0.761 | 0.26 | 0.41926 | 26.5
2019-11-10 12:00 | 0.763 | 0.353 | 0.41025 | 22.37
2019-11-10 13:00 | 0.766 | 0.386 | 0.39437 | 12.38
2019-11-10 14:00 | 0.764 | 0.376 | 0.4098 | 26.71
2019-11-10 15:00 | 0.749 | 0.357 | 0.45423 | 40.48
2019-11-10 16:00 | 0.708 | 0.357 | 0.5295 | 36.815
2019-11-10 17:00 | 0.616 | 0.383 | 0.60285 | 38.7
2019-11-10 18:00 | 0.352 | 0.544 | 0.68096 | 46.085
2019-11-10 19:00 | 0 | 0.73 | 0.73111 | 45.535
2019-11-10 20:00 | 0 | 0.612 | 0.72146 | 44.125
2019-11-10 21:00 | 0 | 0.396 | 0.72433 | 42.165
2019-11-10 22:00 | 0 | 0.26 | 0.71496 | 37.68
2019-11-10 23:00 | 0 | 0.231 | 0.70536 | 37.775
2019-11-11 | 0 | 0.243 | 0.70575 | 39.55
2019-11-11 01:00 | 0 | 0.251 | 0.70791 | 40.425
2019-11-11 02:00 | 0 | 0.254 | 0.70666 | 40.46
2019-11-11 03:00 | 0 | 0.244 | 0.70031 | 39.55
2019-11-11 04:00 | 0 | 0.236 | 0.69945 | 40.545
2019-11-11 05:00 | 0.005 | 0.255 | 0.70209 | 41.2
2019-11-11 06:00 | 0.194 | 0.14 | 0.65398 | 42.77
2019-11-11 07:00 | 0.395 | 0.087 | 0.58425 | 33.23
2019-11-11 08:00 | 0.477 | 0.078 | 0.49387 | 33.165
2019-11-11 09:00 | 0.573 | 0.055 | 0.45125 | 32.725
2019-11-11 10:00 | 0.629 | 0.039 | 0.43403 | 40.41
2019-11-11 11:00 | 0.66 | 0.029 | 0.42852 | 40.225
2019-11-11 12:00 | 0.654 | 0.021 | 0.41259 | 40.11
2019-11-11 13:00 | 0.664 | 0.011 | 0.41979 | 36.635
2019-11-11 14:00 | 0.635 | 0.002 | 0.44373 | 39.695
2019-11-11 15:00 | 0.554 | 0.001 | 0.47974 | 54.29
2019-11-11 16:00 | 0.43 | 0.001 | 0.5218 | 56.62
2019-11-11 17:00 | 0.239 | 0.001 | 0.58231 | 76.62
2019-11-11 18:00 | 0.075 | 0.057 | 0.63095 | 93.69
2019-11-11 19:00 | 0 | 0.209 | 0.62964 | 77.34
2019-11-11 20:00 | 0 | 0.435 | 0.626 | 73.135
2019-11-11 21:00 | 0 | 0.774 | 0.64935 | 173.095
2019-11-11 22:00 | 0 | 0.917 | 0.65354 | 142.12
2019-11-11 23:00 | 0 | 0.951 | 0.64107 | 45.315
2019-11-12 | 0 | 0.952 | 0.62505 | 40.645
2019-11-12 01:00 | 0 | 0.941 | 0.61685 | 40.425
2019-11-12 02:00 | 0 | 0.934 | 0.61645 | 40.46
2019-11-12 03:00 | 0 | 0.94 | 0.60617 | 40.485
2019-11-12 04:00 | 0 | 0.948 | 0.61061 | 40.515
2019-11-12 05:00 | 0 | 0.962 | 0.60771 | 40.775
2019-11-12 06:00 | 0.052 | 0.954 | 0.57964 | 44.88
2019-11-12 07:00 | 0.169 | 0.964 | 0.51912 | 33.17
2019-11-12 08:00 | 0.261 | 0.965 | 0.43711 | 36.7
2019-11-12 09:00 | 0.36 | 0.954 | 0.37457 | 39.855
2019-11-12 10:00 | 0.411 | 0.953 | 0.33583 | 35.37
2019-11-12 11:00 | 0.37 | 0.963 | 0.32651 | 31.48
2019-11-12 12:00 | 0.375 | 0.964 | 0.34269 | 29.43
2019-11-12 13:00 | 0.621 | 0.964 | 0.38319 | 40.18
2019-11-12 14:00 | 0.702 | 0.955 | 0.4355 | 40.495
2019-11-12 15:00 | 0.687 | 0.946 | 0.48938 | 40.61
2019-11-12 16:00 | 0.629 | 0.951 | 0.55535 | 35.555
2019-11-12 17:00 | 0.428 | 0.961 | 0.6162 | 47.66
2019-11-12 18:00 | 0.235 | 0.959 | 0.66274 | 45.7
2019-11-12 19:00 | 0 | 0.928 | 0.67061 | 38.915
2019-11-12 20:00 | 0 | 0.906 | 0.63137 | 34.015
2019-11-12 21:00 | 0 | 0.91 | 0.63105 | 36.01
2019-11-12 22:00 | 0 | 0.92 | 0.62262 | 40.89
2019-11-12 23:00 | 0 | 0.917 | 0.60286 | 40.475
2019-11-13 | 0 | 0.905 | 0.59443 | 36.77
2019-11-13 01:00 | 0 | 0.888 | 0.58203 | 32.84
2019-11-13 02:00 | 0 | 0.879 | 0.57388 | 36.435
2019-11-13 03:00 | 0 | 0.879 | 0.56271 | 32.68
2019-11-13 04:00 | 0 | 0.879 | 0.57513 | 32.695
2019-11-13 05:00 | 0.008 | 0.879 | 0.58848 | 40.2
2019-11-13 06:00 | 0.272 | 0.839 | 0.57365 | 40.38
2019-11-13 07:00 | 0.513 | 0.959 | 0.51044 | 36.415
2019-11-13 08:00 | 0.641 | 0.963 | 0.42932 | 27.165
2019-11-13 09:00 | 0.69 | 0.958 | 0.39822 | 14.955
2019-11-13 10:00 | 0.711 | 0.938 | 0.40435 | 40.015
2019-11-13 11:00 | 0.719 | 0.898 | 0.43321 | 41.215
2019-11-13 12:00 | 0.723 | 0.825 | 0.46477 | 43.32
2019-11-13 13:00 | 0.724 | 0.711 | 0.49493 | 66.62
2019-11-13 14:00 | 0.715 | 0.573 | 0.52838 | 54.085
2019-11-13 15:00 | 0.692 | 0.444 | 0.56047 | 107.405
2019-11-13 16:00 | 0.63 | 0.361 | 0.59454 | 102.21
2019-11-13 17:00 | 0.496 | 0.337 | 0.61271 | 159.82
2019-11-13 18:00 | 0.221 | 0.51 | 0.66243 | 143.525
2019-11-13 19:00 | 0 | 0.835 | 0.68448 | 73.33
2019-11-13 20:00 | 0 | 0.941 | 0.68325 | 98.4
2019-11-13 21:00 | 0 | 0.963 | 0.67394 | 51.865
2019-11-13 22:00 | 0 | 0.945 | 0.67182 | 43.085
2019-11-13 23:00 | 0 | 0.925 | 0.65127 | 40.87
2019-11-14 | 0 | 0.907 | 0.62896 | 40.285
2019-11-14 01:00 | 0 | 0.891 | 0.60942 | 40.145
2019-11-14 02:00 | 0 | 0.883 | 0.60282 | 40.29
2019-11-14 03:00 | 0 | 0.887 | 0.59494 | 40.25
2019-11-14 04:00 | 0 | 0.897 | 0.58667 | 39.97
2019-11-14 05:00 | 0.011 | 0.907 | 0.5554 | 39.98
2019-11-14 06:00 | 0.287 | 0.846 | 0.54044 | 40.245
2019-11-14 07:00 | 0.519 | 0.942 | 0.5202 | 40.285
2019-11-14 08:00 | 0.625 | 0.964 | 0.49065 | 41.33
2019-11-14 09:00 | 0.675 | 0.944 | 0.4669 | 40.31
2019-11-14 10:00 | 0.698 | 0.853 | 0.47741 | 43.425
2019-11-14 11:00 | 0.707 | 0.643 | 0.49959 | 50.785
2019-11-14 12:00 | 0.713 | 0.393 | 0.50302 | 45.815
2019-11-14 13:00 | 0.716 | 0.217 | 0.50279 | 45.7
2019-11-14 14:00 | 0.711 | 0.109 | 0.4956 | 46.325
2019-11-14 15:00 | 0.691 | 0.043 | 0.53332 | 105.195
2019-11-14 16:00 | 0.643 | 0.022 | 0.57613 | 110.015
2019-11-14 17:00 | 0.533 | 0.064 | 0.63343 | 184.69
2019-11-14 18:00 | 0.314 | 0.597 | 0.68529 | 141.675
2019-11-14 19:00 | 0 | 0.81 | 0.70373 | 131.585
2019-11-14 20:00 | 0 | 0.694 | 0.68863 | 37.715
2019-11-14 21:00 | 0 | 0.497 | 0.68011 | 33.87
2019-11-14 22:00 | 0 | 0.32 | 0.68774 | 33.66
2019-11-14 23:00 | 0 | 0.216 | 0.69057 | 39.935
2019-11-15 | 0 | 0.161 | 0.69219 | 45.875
2019-11-15 01:00 | 0 | 0.114 | 0.68289 | 41.51
2019-11-15 02:00 | 0 | 0.069 | 0.68767 | 42.59
2019-11-15 03:00 | 0 | 0.019 | 0.676 | 42.43
2019-11-15 04:00 | 0 | 0 | 0.68208 | 42.655
2019-11-15 05:00 | 0.012 | 0.004 | 0.65641 | 42.395
2019-11-15 06:00 | 0.297 | 0.027 | 0.61553 | 42.57
2019-11-15 07:00 | 0.536 | 0.057 | 0.5701 | 42.54
2019-11-15 08:00 | 0.639 | 0.125 | 0.51358 | 32.735
2019-11-15 09:00 | 0.682 | 0.35 | 0.4762 | 36.35
2019-11-15 10:00 | 0.699 | 0.495 | 0.48113 | 42.605
2019-11-15 11:00 | 0.708 | 0.482 | 0.48107 | 42.595
2019-11-15 12:00 | 0.712 | 0.378 | 0.48405 | 45.09
2019-11-15 13:00 | 0.715 | 0.245 | 0.49755 | 51.06
2019-11-15 14:00 | 0.709 | 0.146 | 0.51909 | 62.88
2019-11-15 15:00 | 0.689 | 0.091 | 0.55312 | 87.81
2019-11-15 16:00 | 0.645 | 0.063 | 0.59149 | 115.665
2019-11-15 17:00 | 0.548 | 0.077 | 0.63931 | 151.225
2019-11-15 18:00 | 0.344 | 0.467 | 0.68184 | 160.705
2019-11-15 19:00 | 0 | 0.814 | 0.67747 | 140.18
2019-11-15 20:00 | 0 | 0.744 | 0.65398 | 37.96
2019-11-15 21:00 | 0 | 0.561 | 0.66265 | 35.76
2019-11-15 22:00 | 0 | 0.38 | 0.66438 | 34.72
2019-11-15 23:00 | 0 | 0.269 | 0.65873 | 38.005
2019-11-16 | 0 | 0.214 | 0.64788 | 45.255
2019-11-16 01:00 | 0 | 0.198 | 0.64272 | 35.18
2019-11-16 02:00 | 0 | 0.199 | 0.62391 | 33.99
2019-11-16 03:00 | 0 | 0.189 | 0.62974 | 37.135
2019-11-16 04:00 | 0 | 0.167 | 0.6398 | 36.13
2019-11-16 05:00 | 0.015 | 0.152 | 0.61967 | 33.995
2019-11-16 06:00 | 0.302 | 0.098 | 0.57798 | 33.52
2019-11-16 07:00 | 0.534 | 0.044 | 0.51294 | 33.48
2019-11-16 08:00 | 0.631 | 0.074 | 0.46806 | 37.37
2019-11-16 09:00 | 0.673 | 0.157 | 0.45604 | 41.275
2019-11-16 10:00 | 0.695 | 0.195 | 0.45353 | 40.355
2019-11-16 11:00 | 0.705 | 0.261 | 0.46996 | 55.52
2019-11-16 12:00 | 0.709 | 0.357 | 0.48631 | 79.415
2019-11-16 13:00 | 0.711 | 0.42 | 0.48386 | 116.915
2019-11-16 14:00 | 0.703 | 0.436 | 0.4882 | 87.195
2019-11-16 15:00 | 0.675 | 0.405 | 0.50943 | 97.17
2019-11-16 16:00 | 0.632 | 0.393 | 0.55147 | 92.51
2019-11-16 17:00 | 0.526 | 0.656 | 0.59978 | 95.71
2019-11-16 18:00 | 0.292 | 0.886 | 0.63976 | 82.56
2019-11-16 19:00 | 0 | 0.876 | 0.65358 | 81.77
2019-11-16 20:00 | 0 | 0.684 | 0.64828 | 66.03
2019-11-16 21:00 | 0 | 0.47 | 0.65337 | 58.025
2019-11-16 22:00 | 0 | 0.378 | 0.66417 | 38.215
2019-11-16 23:00 | 0 | 0.341 | 0.67652 | 57
2019-11-17 | 0 | 0.3 | 0.69374 | 52.07
2019-11-17 01:00 | 0 | 0.268 | 0.69971 | 59.71
2019-11-17 02:00 | 0 | 0.26 | 0.69156 | 67.475
2019-11-17 03:00 | 0 | 0.256 | 0.71408 | 79.34
2019-11-17 04:00 | 0 | 0.237 | 0.71737 | 77.645
2019-11-17 05:00 | 0.015 | 0.198 | 0.70772 | 63.17
2019-11-17 06:00 | 0.296 | 0.074 | 0.66874 | 46.4
2019-11-17 07:00 | 0.528 | 0.04 | 0.58799 | 43.52
2019-11-17 08:00 | 0.634 | 0.031 | 0.4999 | 40.3
2019-11-17 09:00 | 0.682 | 0.029 | 0.45213 | 41.295
2019-11-17 10:00 | 0.7 | 0.023 | 0.43582 | 43.395
2019-11-17 11:00 | 0.707 | 0.011 | 0.42723 | 45.335
2019-11-17 12:00 | 0.71 | 0.006 | 0.40684 | 41.345
2019-11-17 13:00 | 0.713 | 0.009 | 0.41034 | 43.515
2019-11-17 14:00 | 0.71 | 0.018 | 0.43651 | 72.925
2019-11-17 15:00 | 0.694 | 0.085 | 0.48279 | 83.68
2019-11-17 16:00 | 0.656 | 0.233 | 0.53755 | 119.765
2019-11-17 17:00 | 0.57 | 0.545 | 0.58474 | 141.655
2019-11-17 18:00 | 0.392 | 0.843 | 0.63089 | 126.465
2019-11-17 19:00 | 0 | 0.882 | 0.62086 | 101.115
2019-11-17 20:00 | 0 | 0.845 | 0.6111 | 72.36
2019-11-17 21:00 | 0 | 0.796 | 0.60403 | 58.065
2019-11-17 22:00 | 0 | 0.734 | 0.58629 | 39.96
2019-11-17 23:00 | 0 | 0.686 | 0.57116 | 44.195
2019-11-18 | 0 | 0.622 | 0.59277 | 61.14
2019-11-18 01:00 | 0 | 0.554 | 0.59234 | 53.61
2019-11-18 02:00 | 0 | 0.47 | 0.60127 | 71.86
2019-11-18 03:00 | 0 | 0.417 | 0.61409 | 71.34
2019-11-18 04:00 | 0 | 0.409 | 0.60893 | 71.955
2019-11-18 05:00 | 0.022 | 0.417 | 0.61571 | 46.94
2019-11-18 06:00 | 0.333 | 0.298 | 0.61407 | 84.34
2019-11-18 07:00 | 0.551 | 0.195 | 0.59182 | 85.25
2019-11-18 08:00 | 0.643 | 0.138 | 0.53869 | 86.415
2019-11-18 09:00 | 0.685 | 0.097 | 0.50191 | 79.365
2019-11-18 10:00 | 0.7 | 0.055 | 0.48072 | 76.455
2019-11-18 11:00 | 0.702 | 0.008 | 0.46992 | 78.885
2019-11-18 12:00 | 0.706 | 0 | 0.4571 | 81.31
2019-11-18 13:00 | 0.707 | 0 | 0.45561 | 92.725
2019-11-18 14:00 | 0.702 | 0.064 | 0.47959 | 94.725
2019-11-18 15:00 | 0.684 | 0.206 | 0.51211 | 97.85
2019-11-18 16:00 | 0.642 | 0.43 | 0.54023 | 115.525
2019-11-18 17:00 | 0.545 | 0.739 | 0.58241 | 92.98
2019-11-18 18:00 | 0.36 | 0.903 | 0.607 | 77.94
2019-11-18 19:00 | 0 | 0.918 | 0.61129 | 77.97
2019-11-18 20:00 | 0 | 0.86 | 0.60181 | 55.56
2019-11-18 21:00 | 0 | 0.748 | 0.61747 | 73.34
2019-11-18 22:00 | 0 | 0.593 | 0.62371 | 71.39
2019-11-18 23:00 | 0 | 0.43 | 0.62486 | 71.98
2019-11-19 | 0 | 0.335 | 0.6421 | 69.43
2019-11-19 01:00 | 0 | 0.297 | 0.66173 | 72.495
2019-11-19 02:00 | 0 | 0.34 | 0.67545 | 65.495
2019-11-19 03:00 | 0 | 0.44 | 0.69381 | 70.29
2019-11-19 04:00 | 0 | 0.507 | 0.67863 | 70.215
2019-11-19 05:00 | 0.014 | 0.48 | 0.67234 | 69.26
2019-11-19 06:00 | 0.226 | 0.494 | 0.62899 | 69.97
2019-11-19 07:00 | 0.433 | 0.467 | 0.58892 | 73.13
2019-11-19 08:00 | 0.521 | 0.522 | 0.54464 | 71.885
2019-11-19 09:00 | 0.592 | 0.637 | 0.50148 | 65.785
2019-11-19 10:00 | 0.656 | 0.727 | 0.44031 | 41.945
2019-11-19 11:00 | 0.71 | 0.792 | 0.41828 | 42.875
2019-11-19 12:00 | 0.711 | 0.83 | 0.38676 | 38.115
2019-11-19 13:00 | 0.726 | 0.84 | 0.40759 | 43.84
2019-11-19 14:00 | 0.716 | 0.865 | 0.4393 | 48.435
2019-11-19 15:00 | 0.528 | 0.895 | 0.4498 | 65.015
2019-11-19 16:00 | 0.266 | 0.9 | 0.47517 | 53.32
2019-11-19 17:00 | 0.139 | 0.883 | 0.5197 | 60.4
2019-11-19 18:00 | 0.061 | 0.887 | 0.55927 | 53.495
2019-11-19 19:00 | 0 | 0.906 | 0.5977 | 54.105
2019-11-19 20:00 | 0 | 0.916 | 0.60583 | 48.615
2019-11-19 21:00 | 0 | 0.897 | 0.61389 | 76.895
2019-11-19 22:00 | 0 | 0.837 | 0.61871 | 65.875
2019-11-19 23:00 | 0 | 0.734 | 0.60842 | 73.915
2019-11-20 | 0 | 0.692 | 0.58847 | 60.35
2019-11-20 01:00 | 0 | 0.796 | 0.58282 | 49.69
2019-11-20 02:00 | 0 | 0.887 | 0.56533 | 43.495
2019-11-20 03:00 | 0 | 0.92 | 0.61601 | 83.13
2019-11-20 04:00 | 0 | 0.9 | 0.63066 | 84.005
2019-11-20 05:00 | 0.021 | 0.839 | 0.62335 | 77.72
2019-11-20 06:00 | 0.28 | 0.882 | 0.5989 | 67.745
2019-11-20 07:00 | 0.362 | 0.93 | 0.52709 | 48.515
2019-11-20 08:00 | 0.346 | 0.923 | 0.48376 | 42.955
2019-11-20 09:00 | 0.421 | 0.864 | 0.419 | 33
2019-11-20 10:00 | 0.631 | 0.844 | 0.38301 | 40.24
2019-11-20 11:00 | 0.744 | 0.834 | 0.36705 | 36.465
2019-11-20 12:00 | 0.774 | 0.845 | 0.35443 | 28.89
2019-11-20 13:00 | 0.783 | 0.884 | 0.35068 | 29
2019-11-20 14:00 | 0.783 | 0.896 | 0.36125 | 40.31
2019-11-20 15:00 | 0.771 | 0.878 | 0.39341 | 37.085
2019-11-20 16:00 | 0.734 | 0.846 | 0.45681 | 35.325
2019-11-20 17:00 | 0.65 | 0.829 | 0.53605 | 36.88
2019-11-20 18:00 | 0.5 | 0.82 | 0.60458 | 44.455
2019-11-20 19:00 | 0 | 0.824 | 0.64548 | 63.665
2019-11-20 20:00 | 0 | 0.816 | 0.6448 | 39.92
2019-11-20 21:00 | 0 | 0.781 | 0.64287 | 55.895
2019-11-20 22:00 | 0 | 0.841 | 0.65115 | 161.425
2019-11-20 23:00 | 0 | 0.785 | 0.64708 | 190.62
2019-11-21 | 0 | 0.681 | 0.66812 | 205.135
2019-11-21 01:00 | 0 | 0.648 | 0.68003 | 58.31
2019-11-21 02:00 | 0 | 0.631 | 0.63768 | 38.105
2019-11-21 03:00 | 0 | 0.627 | 0.65121 | 47.69
2019-11-21 04:00 | 0 | 0.619 | 0.66941 | 73.855
2019-11-21 05:00 | 0.04 | 0.599 | 0.66341 | 46.575
2019-11-21 06:00 | 0.401 | 0.423 | 0.63491 | 43.76
2019-11-21 07:00 | 0.622 | 0.536 | 0.58947 | 43.76
2019-11-21 08:00 | 0.72 | 0.446 | 0.52865 | 33.695
2019-11-21 09:00 | 0.758 | 0.227 | 0.4868 | 41.2
2019-11-21 10:00 | 0.772 | 0.126 | 0.45095 | 40.645
2019-11-21 11:00 | 0.775 | 0.066 | 0.43226 | 40.445
2019-11-21 12:00 | 0.777 | 0.031 | 0.39888 | 33.555
2019-11-21 13:00 | 0.78 | 0.013 | 0.35158 | 24.275
2019-11-21 14:00 | 0.779 | 0.003 | 0.36131 | 26.7
2019-11-21 15:00 | 0.766 | 0.001 | 0.39778 | 40.5
2019-11-21 16:00 | 0.735 | 0.003 | 0.46489 | 38.595
2019-11-21 17:00 | 0.662 | 0.096 | 0.53748 | 36.435
2019-11-21 18:00 | 0.539 | 0.573 | 0.60358 | 46.385
2019-11-21 19:00 | 0 | 0.895 | 0.644 | 78.395
2019-11-21 20:00 | 0 | 0.896 | 0.65789 | 76.535
2019-11-21 21:00 | 0 | 0.879 | 0.65921 | 63.72
2019-11-21 22:00 | 0 | 0.832 | 0.65176 | 87.465
2019-11-21 23:00 | 0 | 0.779 | 0.61335 | 46.365
2019-11-22 | 0 | 0.751 | 0.58747 | 43.535
2019-11-22 01:00 | 0 | 0.734 | 0.59432 | 43.63
2019-11-22 02:00 | 0 | 0.7 | 0.60213 | 43.76
2019-11-22 03:00 | 0 | 0.651 | 0.60358 | 44.205
2019-11-22 04:00 | 0 | 0.6 | 0.63755 | 69.345
2019-11-22 05:00 | 0.027 | 0.518 | 0.67974 | 91.935
2019-11-22 06:00 | 0.371 | 0.393 | 0.6427 | 51.57
2019-11-22 07:00 | 0.589 | 0.282 | 0.62633 | 87.285
2019-11-22 08:00 | 0.674 | 0.199 | 0.6086 | 89.95
2019-11-22 09:00 | 0.711 | 0.129 | 0.52503 | 41.42
2019-11-22 10:00 | 0.707 | 0.032 | 0.43897 | 40.175
2019-11-22 11:00 | 0.708 | 0.001 | 0.41333 | 40.17
2019-11-22 12:00 | 0.657 | 0 | 0.3849 | 37.58
2019-11-22 13:00 | 0.587 | 0 | 0.3939 | 40.165
2019-11-22 14:00 | 0.572 | 0.001 | 0.42052 | 40.46
2019-11-22 15:00 | 0.578 | 0.006 | 0.44188 | 40.81
2019-11-22 16:00 | 0.571 | 0.043 | 0.498 | 44.455
2019-11-22 17:00 | 0.533 | 0.124 | 0.56317 | 50.09
2019-11-22 18:00 | 0.437 | 0.471 | 0.62161 | 75.58
2019-11-22 19:00 | 0 | 0.841 | 0.64086 | 76.565
2019-11-22 20:00 | 0 | 0.907 | 0.62304 | 37.72
2019-11-22 21:00 | 0 | 0.908 | 0.61987 | 36.635
2019-11-22 22:00 | 0 | 0.9 | 0.61018 | 39.41
2019-11-22 23:00 | 0 | 0.885 | 0.60545 | 44.625
2019-11-23 | 0 | 0.876 | 0.59977 | 37.58
2019-11-23 01:00 | 0 | 0.873 | 0.60176 | 43.695
2019-11-23 02:00 | 0 | 0.881 | 0.59834 | 42.265
2019-11-23 03:00 | 0 | 0.891 | 0.60407 | 40.77
2019-11-23 04:00 | 0 | 0.9 | 0.58376 | 40.77
2019-11-23 05:00 | 0.032 | 0.85 | 0.55783 | 40.74
2019-11-23 06:00 | 0.344 | 0.707 | 0.51252 | 37.58
2019-11-23 07:00 | 0.565 | 0.823 | 0.46726 | 36.395
2019-11-23 08:00 | 0.665 | 0.775 | 0.44686 | 37.58
2019-11-23 09:00 | 0.705 | 0.596 | 0.42071 | 37.58
2019-11-23 10:00 | 0.719 | 0.257 | 0.40125 | 29.915
2019-11-23 11:00 | 0.725 | 0.058 | 0.40003 | 39.95
2019-11-23 12:00 | 0.73 | 0.003 | 0.39259 | 39.965
2019-11-23 13:00 | 0.732 | 0 | 0.37938 | 32.74
2019-11-23 14:00 | 0.728 | 0 | 0.37189 | 33.695
2019-11-23 15:00 | 0.71 | 0.015 | 0.41599 | 41.025
2019-11-23 16:00 | 0.67 | 0.077 | 0.47693 | 51.21
2019-11-23 17:00 | 0.579 | 0.254 | 0.55271 | 98.675
2019-11-23 18:00 | 0.45 | 0.697 | 0.61795 | 96.755
2019-11-23 19:00 | 0 | 0.9 | 0.64251 | 95.84
2019-11-23 20:00 | 0 | 0.892 | 0.61954 | 90.94
2019-11-23 21:00 | 0 | 0.843 | 0.61822 | 57.11
2019-11-23 22:00 | 0 | 0.773 | 0.59683 | 37.815
2019-11-23 23:00 | 0 | 0.705 | 0.59926 | 38.665
2019-11-24 | 0 | 0.632 | 0.60122 | 34.005
2019-11-24 01:00 | 0 | 0.57 | 0.58919 | 33.37
2019-11-24 02:00 | 0 | 0.508 | 0.58331 | 33.935
2019-11-24 03:00 | 0 | 0.436 | 0.58902 | 34.015
2019-11-24 04:00 | 0 | 0.362 | 0.58504 | 33.9
2019-11-24 05:00 | 0.031 | 0.297 | 0.58415 | 33.345
2019-11-24 06:00 | 0.324 | 0.173 | 0.54942 | 40.725
2019-11-24 07:00 | 0.534 | 0.154 | 0.52436 | 40.67
2019-11-24 08:00 | 0.603 | 0.115 | 0.47763 | 40.125
2019-11-24 09:00 | 0.625 | 0.043 | 0.4235 | 40.065
2019-11-24 10:00 | 0.592 | 0.001 | 0.38429 | 39.85
2019-11-24 11:00 | 0.605 | 0 | 0.35511 | 31.07
2019-11-24 12:00 | 0.624 | 0.001 | 0.33681 | 25.2
2019-11-24 13:00 | 0.674 | 0.044 | 0.34012 | 32.84
2019-11-24 14:00 | 0.66 | 0.182 | 0.38678 | 40.835
2019-11-24 15:00 | 0.433 | 0.441 | 0.4297 | 42.185
2019-11-24 16:00 | 0.214 | 0.779 | 0.47097 | 35.565
2019-11-24 17:00 | 0.107 | 0.919 | 0.53304 | 44.455
2019-11-24 18:00 | 0.088 | 0.936 | 0.57594 | 96.035
2019-11-24 19:00 | 0 | 0.91 | 0.61196 | 102.545
2019-11-24 20:00 | 0 | 0.853 | 0.61106 | 80.95
2019-11-24 21:00 | 0 | 0.779 | 0.59689 | 40.115
2019-11-24 22:00 | 0 | 0.646 | 0.56384 | 40.585
2019-11-24 23:00 | 0 | 0.534 | 0.5768 | 41.355
2019-11-25 | 0 | 0.518 | 0.56731 | 37.385
2019-11-25 01:00 | 0 | 0.53 | 0.55232 | 33.43
2019-11-25 02:00 | 0 | 0.555 | 0.56277 | 33.44
2019-11-25 03:00 | 0 | 0.603 | 0.57888 | 37.79
2019-11-25 04:00 | 0 | 0.649 | 0.60207 | 37.635
2019-11-25 05:00 | 0.027 | 0.654 | 0.64031 | 47.225
2019-11-25 06:00 | 0.308 | 0.528 | 0.60886 | 46.77
2019-11-25 07:00 | 0.54 | 0.706 | 0.55011 | 44.115
2019-11-25 08:00 | 0.653 | 0.808 | 0.48777 | 41.64
2019-11-25 09:00 | 0.698 | 0.788 | 0.44175 | 42.695
2019-11-25 10:00 | 0.718 | 0.754 | 0.42512 | 41.64
2019-11-25 11:00 | 0.727 | 0.716 | 0.41811 | 41.65
2019-11-25 12:00 | 0.73 | 0.657 | 0.40853 | 41.665
2019-11-25 13:00 | 0.732 | 0.586 | 0.40841 | 41.7
2019-11-25 14:00 | 0.724 | 0.533 | 0.40539 | 37.88
2019-11-25 15:00 | 0.7 | 0.51 | 0.42932 | 39.5
2019-11-25 16:00 | 0.649 | 0.527 | 0.48317 | 39.82
2019-11-25 17:00 | 0.541 | 0.602 | 0.55321 | 84.335
2019-11-25 18:00 | 0.406 | 0.721 | 0.61092 | 69.115
2019-11-25 19:00 | 0 | 0.868 | 0.63282 | 77.535
2019-11-25 20:00 | 0 | 0.913 | 0.62177 | 42.02
2019-11-25 21:00 | 0 | 0.912 | 0.59983 | 41.72
2019-11-25 22:00 | 0 | 0.877 | 0.59751 | 46.185
2019-11-25 23:00 | 0 | 0.848 | 0.59925 | 76.935
2019-11-26 | 0 | 0.841 | 0.60816 | 68.29
2019-11-26 01:00 | 0 | 0.842 | 0.58799 | 63.975
2019-11-26 02:00 | 0 | 0.849 | 0.58256 | 87.905
2019-11-26 03:00 | 0 | 0.868 | 0.58994 | 151.89
2019-11-26 04:00 | 0 | 0.9 | 0.58789 | 127.765
2019-11-26 05:00 | 0.039 | 0.914 | 0.58388 | 117.755
2019-11-26 06:00 | 0.352 | 0.89 | 0.55519 | 45.83
2019-11-26 07:00 | 0.559 | 0.956 | 0.50621 | 38.4
2019-11-26 08:00 | 0.649 | 0.95 | 0.44371 | 33.84
2019-11-26 09:00 | 0.69 | 0.887 | 0.42153 | 41.595
2019-11-26 10:00 | 0.708 | 0.71 | 0.44324 | 45.27
2019-11-26 11:00 | 0.716 | 0.512 | 0.45564 | 61.81
2019-11-26 12:00 | 0.719 | 0.39 | 0.46234 | 82.57
2019-11-26 13:00 | 0.72 | 0.319 | 0.45127 | 93.025
2019-11-26 14:00 | 0.715 | 0.283 | 0.44255 | 56.4
2019-11-26 15:00 | 0.697 | 0.27 | 0.44456 | 46.81
2019-11-26 16:00 | 0.656 | 0.274 | 0.49619 | 59.855
2019-11-26 17:00 | 0.569 | 0.314 | 0.55322 | 107.85
2019-11-26 18:00 | 0.483 | 0.454 | 0.60332 | 102.42
2019-11-26 19:00 | 0 | 0.663 | 0.62697 | 84.855
2019-11-26 20:00 | 0 | 0.789 | 0.62125 | 61.45
2019-11-26 21:00 | 0 | 0.852 | 0.60342 | 63.28
2019-11-26 22:00 | 0 | 0.878 | 0.58055 | 74.265
2019-11-26 23:00 | 0 | 0.882 | 0.55704 | 68.22
2019-11-27 | 0 | 0.866 | 0.55041 | 42.51
2019-11-27 01:00 | 0 | 0.844 | 0.55244 | 39.055
2019-11-27 02:00 | 0 | 0.823 | 0.54535 | 42.835
2019-11-27 03:00 | 0 | 0.807 | 0.5288 | 41.59
2019-11-27 04:00 | 0 | 0.801 | 0.54718 | 41.555
2019-11-27 05:00 | 0.043 | 0.79 | 0.55535 | 41.535
2019-11-27 06:00 | 0.362 | 0.608 | 0.55529 | 43.76
2019-11-27 07:00 | 0.563 | 0.497 | 0.53981 | 45.445
2019-11-27 08:00 | 0.641 | 0.691 | 0.49298 | 47.725
2019-11-27 09:00 | 0.683 | 0.501 | 0.45468 | 46.085
2019-11-27 10:00 | 0.703 | 0.282 | 0.42746 | 47.9
2019-11-27 11:00 | 0.711 | 0.128 | 0.41805 | 48.885
2019-11-27 12:00 | 0.716 | 0.045 | 0.40501 | 42.645
2019-11-27 13:00 | 0.718 | 0.012 | 0.39104 | 41.51
2019-11-27 14:00 | 0.713 | 0.013 | 0.41623 | 60.12
2019-11-27 15:00 | 0.694 | 0.036 | 0.45587 | 63.665
2019-11-27 16:00 | 0.65 | 0.14 | 0.49751 | 63.815
2019-11-27 17:00 | 0.552 | 0.393 | 0.54203 | 51.73
2019-11-27 18:00 | 0.439 | 0.752 | 0.55573 | 46.815
2019-11-27 19:00 | 0 | 0.923 | 0.5779 | 49.84
2019-11-27 20:00 | 0 | 0.917 | 0.57985 | 71.29
2019-11-27 21:00 | 0 | 0.89 | 0.57764 | 185.605
2019-11-27 22:00 | 0 | 0.844 | 0.57659 | 224.75
2019-11-27 23:00 | 0 | 0.816 | 0.5755 | 203.995
2019-11-28 | 0 | 0.776 | 0.55081 | 111.47
2019-11-28 01:00 | 0 | 0.739 | 0.52576 | 55.97
2019-11-28 02:00 | 0 | 0.765 | 0.52263 | 46.655
2019-11-28 03:00 | 0 | 0.819 | 0.53316 | 59.78
2019-11-28 04:00 | 0 | 0.881 | 0.5325 | 72.78
2019-11-28 05:00 | 0.011 | 0.897 | 0.52908 | 78.385
2019-11-28 06:00 | 0.157 | 0.933 | 0.50601 | 68.56
2019-11-28 07:00 | 0.425 | 0.924 | 0.46877 | 62.6
2019-11-28 08:00 | 0.626 | 0.837 | 0.41584 | 44.38
2019-11-28 09:00 | 0.688 | 0.7 | 0.38429 | 44.26
2019-11-28 10:00 | 0.713 | 0.557 | 0.35265 | 41.195
2019-11-28 11:00 | 0.715 | 0.403 | 0.34042 | 35.61
2019-11-28 12:00 | 0.712 | 0.288 | 0.34194 | 41.575
2019-11-28 13:00 | 0.702 | 0.235 | 0.34073 | 42.09
2019-11-28 14:00 | 0.697 | 0.231 | 0.3581 | 37.38
2019-11-28 15:00 | 0.666 | 0.277 | 0.39151 | 58.27
2019-11-28 16:00 | 0.584 | 0.385 | 0.44001 | 56.715
2019-11-28 17:00 | 0.529 | 0.562 | 0.49662 | 61.725
2019-11-28 18:00 | 0.436 | 0.758 | 0.54891 | 59
2019-11-28 19:00 | 0 | 0.898 | 0.57131 | 69.1
2019-11-28 20:00 | 0 | 0.895 | 0.57562 | 54.745
2019-11-28 21:00 | 0 | 0.858 | 0.57199 | 56.755
2019-11-28 22:00 | 0 | 0.852 | 0.5684 | 90.015
2019-11-28 23:00 | 0 | 0.84 | 0.57504 | 104.99
2019-11-29 | 0 | 0.857 | 0.57937 | 86.52
2019-11-29 01:00 | 0 | 0.875 | 0.58118 | 68.675
2019-11-29 02:00 | 0 | 0.89 | 0.5732 | 47.465
2019-11-29 03:00 | 0 | 0.902 | 0.568 | 47.685
2019-11-29 04:00 | 0 | 0.917 | 0.5612 | 48.73
2019-11-29 05:00 | 0.057 | 0.93 | 0.58259 | 51.485
2019-11-29 06:00 | 0.396 | 0.965 | 0.54285 | 48.88
2019-11-29 07:00 | 0.597 | 0.965 | 0.46529 | 42.67
2019-11-29 08:00 | 0.688 | 0.959 | 0.39364 | 33.615
2019-11-29 09:00 | 0.727 | 0.941 | 0.34057 | 29.105
2019-11-29 10:00 | 0.744 | 0.914 | 0.31676 | 27.505
2019-11-29 11:00 | 0.75 | 0.873 | 0.30953 | 27.505
2019-11-29 12:00 | 0.752 | 0.82 | 0.31073 | 33.67
2019-11-29 13:00 | 0.754 | 0.782 | 0.3284 | 39.215
2019-11-29 14:00 | 0.75 | 0.761 | 0.34391 | 40.875
2019-11-29 15:00 | 0.735 | 0.77 | 0.38441 | 43.405
2019-11-29 16:00 | 0.699 | 0.818 | 0.43424 | 44.72
2019-11-29 17:00 | 0.618 | 0.884 | 0.4991 | 92.26
2019-11-29 18:00 | 0.558 | 0.926 | 0.55936 | 92.68
2019-11-29 19:00 | 0 | 0.939 | 0.59838 | 101.47
2019-11-29 20:00 | 0 | 0.938 | 0.60751 | 107.76
2019-11-29 21:00 | 0 | 0.937 | 0.57183 | 56.88
2019-11-29 22:00 | 0 | 0.938 | 0.55524 | 65.78
2019-11-29 23:00 | 0 | 0.937 | 0.54965 | 47.775
2019-11-30 | 0 | 0.937 | 0.54436 | 48.245
2019-11-30 01:00 | 0 | 0.94 | 0.54415 | 50.36
2019-11-30 02:00 | 0 | 0.944 | 0.54707 | 48.635
2019-11-30 03:00 | 0 | 0.965 | 0.56579 | 59.48
2019-11-30 04:00 | 0 | 0.926 | 0.59018 | 96.5
2019-11-30 05:00 | 0.064 | 0.934 | 0.58644 | 61.09
2019-11-30 06:00 | 0.417 | 0.922 | 0.52256 | 45.805
2019-11-30 07:00 | 0.616 | 0.927 | 0.44489 | 36.98
2019-11-30 08:00 | 0.7 | 0.952 | 0.37251 | 40.15
2019-11-30 09:00 | 0.735 | 0.964 | 0.31667 | 34.23
2019-11-30 10:00 | 0.747 | 0.957 | 0.28716 | 36.905
2019-11-30 11:00 | 0.749 | 0.938 | 0.28063 | 32.55
2019-11-30 12:00 | 0.75 | 0.916 | 0.28582 | 37.04
2019-11-30 13:00 | 0.751 | 0.899 | 0.29942 | 39.905
2019-11-30 14:00 | 0.749 | 0.888 | 0.31071 | 37.58
2019-11-30 15:00 | 0.735 | 0.88 | 0.35511 | 37.58
2019-11-30 16:00 | 0.704 | 0.883 | 0.41487 | 58.54
2019-11-30 17:00 | 0.632 | 0.903 | 0.47383 | 86.265
2019-11-30 18:00 | 0.468 | 0.913 | 0.52178 | 116.005
2019-11-30 19:00 | 0 | 0.925 | 0.5646 | 124.78
2019-11-30 20:00 | 0 | 0.933 | 0.54034 | 101.24
2019-11-30 21:00 | 0 | 0.933 | 0.52963 | 59.79
2019-11-30 22:00 | 0 | 0.929 | 0.51913 | 63.195
2019-11-30 23:00 | 0 | 0.921 | 0.54121 | 60.345
2019-12-01 | 0 | 0.913 | 0.5453 | 57.29
2019-12-01 01:00 | 0 | 0.907 | 0.54302 | 41.08
2019-12-01 02:00 | 0 | 0.905 | 0.5563 | 77.59
2019-12-01 03:00 | 0 | 0.906 | 0.55399 | 87.11
2019-12-01 04:00 | 0 | 0.906 | 0.56312 | 81.215
2019-12-01 05:00 | 0.087 | 0.9 | 0.56725 | 70.49
2019-12-01 06:00 | 0.46 | 0.807 | 0.52184 | 45.78
2019-12-01 07:00 | 0.635 | 0.959 | 0.44749 | 41.195
2019-12-01 08:00 | 0.704 | 0.962 | 0.3868 | 40.075
2019-12-01 09:00 | 0.735 | 0.936 | 0.35341 | 40.07
2019-12-01 10:00 | 0.746 | 0.907 | 0.33871 | 40.055
2019-12-01 11:00 | 0.747 | 0.879 | 0.3345 | 40.865
2019-12-01 12:00 | 0.746 | 0.838 | 0.33264 | 40.24
2019-12-01 13:00 | 0.745 | 0.782 | 0.35001 | 42.995
2019-12-01 14:00 | 0.738 | 0.719 | 0.37928 | 40.67
2019-12-01 15:00 | 0.721 | 0.674 | 0.43235 | 78.94
2019-12-01 16:00 | 0.684 | 0.669 | 0.50662 | 129.705
2019-12-01 17:00 | 0.603 | 0.701 | 0.56709 | 105.78
2019-12-01 18:00 | 0.422 | 0.765 | 0.60352 | 89.98
2019-12-01 19:00 | 0 | 0.883 | 0.61817 | 117.865
2019-12-01 20:00 | 0 | 0.931 | 0.59863 | 77.315
2019-12-01 21:00 | 0 | 0.945 | 0.58671 | 64.815
2019-12-01 22:00 | 0 | 0.95 | 0.58252 | 37.69
2019-12-01 23:00 | 0 | 0.947 | 0.60236 | 98.79
2019-12-02 | 0 | 0.903 | 0.60536 | 92.43
2019-12-02 01:00 | 0 | 0.893 | 0.59557 | 88.985
2019-12-02 02:00 | 0 | 0.887 | 0.60011 | 58.74
2019-12-02 03:00 | 0 | 0.874 | 0.60053 | 43.71
2019-12-02 04:00 | 0 | 0.869 | 0.60538 | 43.76
2019-12-02 05:00 | 0.069 | 0.859 | 0.60771 | 43.99
2019-12-02 06:00 | 0.408 | 0.692 | 0.58796 | 50.585
2019-12-02 07:00 | 0.59 | 0.855 | 0.53665 | 44.69
2019-12-02 08:00 | 0.664 | 0.925 | 0.48743 | 43.8
2019-12-02 09:00 | 0.7 | 0.789 | 0.45956 | 43.135
2019-12-02 10:00 | 0.715 | 0.554 | 0.47917 | 62.57
2019-12-02 11:00 | 0.72 | 0.331 | 0.50355 | 83.02
2019-12-02 12:00 | 0.722 | 0.178 | 0.51441 | 69.42
2019-12-02 13:00 | 0.722 | 0.089 | 0.52909 | 92.405
2019-12-02 14:00 | 0.716 | 0.039 | 0.54026 | 83.535
2019-12-02 15:00 | 0.699 | 0.018 | 0.56819 | 108.525
2019-12-02 16:00 | 0.66 | 0.013 | 0.58024 | 113.815
2019-12-02 17:00 | 0.577 | 0.023 | 0.61805 | 122.845
2019-12-02 18:00 | 0.391 | 0.074 | 0.66281 | 127.395
2019-12-02 19:00 | 0 | 0.176 | 0.69049 | 117.385
2019-12-02 20:00 | 0 | 0.276 | 0.68237 | 108.96
2019-12-02 21:00 | 0 | 0.348 | 0.66548 | 68.185
2019-12-02 22:00 | 0 | 0.403 | 0.67521 | 79.595
2019-12-02 23:00 | 0 | 0.462 | 0.66938 | 45.355
2019-12-03 | 0 | 0.547 | 0.65076 | 43.965
2019-12-03 01:00 | 0 | 0.657 | 0.64281 | 42.75
2019-12-03 02:00 | 0 | 0.758 | 0.62307 | 42.56
2019-12-03 03:00 | 0 | 0.823 | 0.60229 | 42.215
2019-12-03 04:00 | 0 | 0.855 | 0.59159 | 42.11
2019-12-03 05:00 | 0.068 | 0.867 | 0.58217 | 42.445
2019-12-03 06:00 | 0.389 | 0.732 | 0.59872 | 44.51
2019-12-03 07:00 | 0.561 | 0.583 | 0.54125 | 42.81
2019-12-03 08:00 | 0.626 | 0.724 | 0.50273 | 47.12
2019-12-03 09:00 | 0.665 | 0.588 | 0.49339 | 48.74
2019-12-03 10:00 | 0.685 | 0.385 | 0.50617 | 74.95
2019-12-03 11:00 | 0.694 | 0.21 | 0.52542 | 82.87
2019-12-03 12:00 | 0.701 | 0.117 | 0.53356 | 76.04
2019-12-03 13:00 | 0.706 | 0.077 | 0.52222 | 55.985
2019-12-03 14:00 | 0.702 | 0.05 | 0.52332 | 66.47
2019-12-03 15:00 | 0.685 | 0.041 | 0.55644 | 114.13
2019-12-03 16:00 | 0.644 | 0.038 | 0.59589 | 155.805
2019-12-03 17:00 | 0.536 | 0.152 | 0.64239 | 142.175
2019-12-03 18:00 | 0.271 | 0.608 | 0.68567 | 181.325
2019-12-03 19:00 | 0 | 0.834 | 0.71037 | 157.46
2019-12-03 20:00 | 0 | 0.847 | 0.70842 | 218.655
2019-12-03 21:00 | 0 | 0.81 | 0.70583 | 107.03
2019-12-03 22:00 | 0 | 0.76 | 0.70007 | 145.27
2019-12-03 23:00 | 0 | 0.721 | 0.68137 | 56.755
2019-12-04 | 0 | 0.667 | 0.68941 | 74.975
2019-12-04 01:00 | 0 | 0.605 | 0.68938 | 44.99
2019-12-04 02:00 | 0 | 0.557 | 0.67464 | 43.76
2019-12-04 03:00 | 0 | 0.524 | 0.67626 | 35.515
2019-12-04 04:00 | 0 | 0.48 | 0.68773 | 45.72
2019-12-04 05:00 | 0.04 | 0.381 | 0.68974 | 39.325
2019-12-04 06:00 | 0.294 | 0.131 | 0.66407 | 58.465
2019-12-04 07:00 | 0.498 | 0.031 | 0.62809 | 92.225
2019-12-04 08:00 | 0.607 | 0.028 | 0.56765 | 65.845
2019-12-04 09:00 | 0.672 | 0.008 | 0.54935 | 85.545
2019-12-04 10:00 | 0.692 | 0.001 | 0.53016 | 80.84
2019-12-04 11:00 | 0.698 | 0.006 | 0.51798 | 82.68
2019-12-04 12:00 | 0.701 | 0.037 | 0.5079 | 81.76
2019-12-04 13:00 | 0.702 | 0.102 | 0.5036 | 74.14
2019-12-04 14:00 | 0.693 | 0.206 | 0.51272 | 61.29
2019-12-04 15:00 | 0.669 | 0.387 | 0.52566 | 127.055
2019-12-04 16:00 | 0.622 | 0.668 | 0.55219 | 139.485
2019-12-04 17:00 | 0.521 | 0.858 | 0.59302 | 142.415
2019-12-04 18:00 | 0.307 | 0.901 | 0.64646 | 145.04
2019-12-04 19:00 | 0.002 | 0.8 | 0.64955 | 127.585
2019-12-04 20:00 | 0 | 0.669 | 0.64374 | 82.66
2019-12-04 21:00 | 0 | 0.587 | 0.64061 | 52.6
2019-12-04 22:00 | 0 | 0.5 | 0.64753 | 79.915
2019-12-04 23:00 | 0 | 0.363 | 0.65955 | 81.305
2019-12-05 | 0 | 0.189 | 0.66146 | 76.425
2019-12-05 01:00 | 0 | 0.098 | 0.66431 | 73.195
2019-12-05 02:00 | 0 | 0.137 | 0.6391 | 43.715
2019-12-05 03:00 | 0 | 0.306 | 0.62853 | 43.535
2019-12-05 04:00 | 0 | 0.531 | 0.64074 | 43.53
2019-12-05 05:00 | 0.026 | 0.556 | 0.64085 | 43.76
2019-12-05 06:00 | 0.309 | 0.232 | 0.61881 | 44.49
2019-12-05 07:00 | 0.521 | 0.071 | 0.59531 | 44.17
2019-12-05 08:00 | 0.613 | 0.147 | 0.55997 | 58.565
2019-12-05 09:00 | 0.659 | 0.202 | 0.53644 | 72.045
2019-12-05 10:00 | 0.68 | 0.186 | 0.52441 | 75.215
2019-12-05 11:00 | 0.69 | 0.107 | 0.52594 | 80.8
2019-12-05 12:00 | 0.684 | 0.037 | 0.52144 | 85.4
2019-12-05 13:00 | 0.673 | 0.009 | 0.53054 | 122.875
2019-12-05 14:00 | 0.632 | 0.002 | 0.53478 | 98.575
2019-12-05 15:00 | 0.626 | 0.001 | 0.5451 | 91.13
2019-12-05 16:00 | 0.456 | 0.001 | 0.56091 | 78.605
2019-12-05 17:00 | 0.235 | 0.166 | 0.59174 | 96.055
2019-12-05 18:00 | 0.107 | 0.588 | 0.6396 | 98.28
2019-12-05 19:00 | 0 | 0.778 | 0.65831 | 123.29
2019-12-05 20:00 | 0 | 0.727 | 0.66697 | 193.72
2019-12-05 21:00 | 0 | 0.549 | 0.67033 | 125.05
2019-12-05 22:00 | 0 | 0.328 | 0.66807 | 61.025
2019-12-05 23:00 | 0 | 0.17 | 0.65831 | 61.505
2019-12-06 | 0 | 0.082 | 0.63982 | 77.675
2019-12-06 01:00 | 0 | 0.042 | 0.6352 | 63.145
2019-12-06 02:00 | 0 | 0.027 | 0.62935 | 45.35
2019-12-06 03:00 | 0 | 0.021 | 0.62761 | 48.62
2019-12-06 04:00 | 0 | 0.039 | 0.6236 | 36.28
2019-12-06 05:00 | 0.043 | 0.101 | 0.61229 | 44.745
2019-12-06 06:00 | 0.288 | 0.091 | 0.59606 | 56.885
2019-12-06 07:00 | 0.472 | 0.089 | 0.58473 | 69.525
2019-12-06 08:00 | 0.571 | 0.068 | 0.55699 | 71.44
2019-12-06 09:00 | 0.635 | 0.016 | 0.52419 | 69.88
2019-12-06 10:00 | 0.678 | 0.074 | 0.50576 | 88.955
2019-12-06 11:00 | 0.677 | 0.118 | 0.4931 | 58.535
2019-12-06 12:00 | 0.668 | 0.142 | 0.5042 | 127.705
2019-12-06 13:00 | 0.656 | 0.205 | 0.52458 | 126.835
2019-12-06 14:00 | 0.615 | 0.435 | 0.54657 | 91.285
2019-12-06 15:00 | 0.485 | 0.831 | 0.55485 | 87.245
2019-12-06 16:00 | 0.385 | 0.956 | 0.58871 | 101.935
2019-12-06 17:00 | 0.292 | 0.95 | 0.62248 | 70.795
2019-12-06 18:00 | 0.104 | 0.858 | 0.66352 | 54.13
2019-12-06 19:00 | 0 | 0.657 | 0.69606 | 67.295
2019-12-06 20:00 | 0 | 0.51 | 0.70236 | 50.185
2019-12-06 21:00 | 0 | 0.396 | 0.71353 | 64.07
2019-12-06 22:00 | 0 | 0.387 | 0.72772 | 49.73
2019-12-06 23:00 | 0 | 0.457 | 0.74237 | 40.8
2019-12-07 | 0 | 0.396 | 0.74267 | 55.385
2019-12-07 01:00 | 0 | 0.25 | 0.73352 | 51.755
2019-12-07 02:00 | 0 | 0.14 | 0.76469 | 32.17
2019-12-07 03:00 | 0 | 0.05 | 0.7661 | 33.79
2019-12-07 04:00 | 0 | 0.018 | 0.77052 | 36.015
2019-12-07 05:00 | 0.025 | 0.033 | 0.7313 | 34.62
2019-12-07 06:00 | 0.319 | 0.054 | 0.68324 | 43.16
2019-12-07 07:00 | 0.507 | 0.105 | 0.63971 | 43.735
2019-12-07 08:00 | 0.576 | 0.162 | 0.53946 | 44.28
2019-12-07 09:00 | 0.644 | 0.305 | 0.44568 | 24.865
2019-12-07 10:00 | 0.678 | 0.504 | 0.40574 | 32.865
2019-12-07 11:00 | 0.623 | 0.676 | 0.40514 | 42.53
2019-12-07 12:00 | 0.668 | 0.77 | 0.40964 | 41.92
2019-12-07 13:00 | 0.692 | 0.812 | 0.41556 | 36.385
2019-12-07 14:00 | 0.696 | 0.845 | 0.4472 | 42.225
2019-12-07 15:00 | 0.693 | 0.877 | 0.47838 | 41.55
2019-12-07 16:00 | 0.644 | 0.906 | 0.50462 | 42.65
2019-12-07 17:00 | 0.538 | 0.91 | 0.55628 | 45.69
2019-12-07 18:00 | 0.314 | 0.896 | 0.63685 | 43.76
2019-12-07 19:00 | 0 | 0.852 | 0.6598 | 76.315
2019-12-07 20:00 | 0 | 0.803 | 0.69537 | 87.995
2019-12-07 21:00 | 0 | 0.755 | 0.68978 | 44.37
2019-12-07 22:00 | 0 | 0.706 | 0.69132 | 44.855
2019-12-07 23:00 | 0 | 0.657 | 0.70598 | 46.875
2019-12-08 | 0 | 0.59 | 0.7171 | 46.625
2019-12-08 01:00 | 0 | 0.514 | 0.72549 | 44.27
2019-12-08 02:00 | 0 | 0.429 | 0.71826 | 44.17
2019-12-08 03:00 | 0 | 0.363 | 0.71162 | 42.76
2019-12-08 04:00 | 0 | 0.346 | 0.71997 | 43.435
2019-12-08 05:00 | 0.08 | 0.335 | 0.71573 | 43.445
2019-12-08 06:00 | 0.416 | 0.48 | 0.67565 | 42
2019-12-08 07:00 | 0.617 | 0.524 | 0.57977 | 35.13
2019-12-08 08:00 | 0.701 | 0.497 | 0.48464 | 25.03
2019-12-08 09:00 | 0.738 | 0.423 | 0.44976 | 7.455
2019-12-08 10:00 | 0.751 | 0.335 | 0.41923 | -25.97
2019-12-08 11:00 | 0.752 | 0.257 | 0.38651 | -37.125
2019-12-08 12:00 | 0.751 | 0.207 | 0.3715 | -37.125
2019-12-08 13:00 | 0.75 | 0.201 | 0.37374 | -37.44
2019-12-08 14:00 | 0.74 | 0.259 | 0.36704 | -8.355
2019-12-08 15:00 | 0.717 | 0.39 | 0.37876 | 24.135
2019-12-08 16:00 | 0.669 | 0.567 | 0.42239 | 40.675
2019-12-08 17:00 | 0.566 | 0.711 | 0.52119 | 41.21
2019-12-08 18:00 | 0.335 | 0.811 | 0.60965 | 57.865
2019-12-08 19:00 | 0 | 0.884 | 0.64923 | 72.435
2019-12-08 20:00 | 0 | 0.876 | 0.65645 | 53.93
2019-12-08 21:00 | 0 | 0.843 | 0.63405 | 41.705
2019-12-08 22:00 | 0 | 0.796 | 0.62422 | 41.29
2019-12-08 23:00 | 0 | 0.775 | 0.61539 | 37.835
2019-12-09 | 0 | 0.697 | 0.61047 | 33.73
2019-12-09 01:00 | 0 | 0.634 | 0.61461 | 33.59
2019-12-09 02:00 | 0 | 0.642 | 0.61717 | 33.54
2019-12-09 03:00 | 0 | 0.674 | 0.62101 | 33.555
2019-12-09 04:00 | 0 | 0.689 | 0.64371 | 37.24
2019-12-09 05:00 | 0.089 | 0.706 | 0.6492 | 41.08
2019-12-09 06:00 | 0.438 | 0.663 | 0.62189 | 37.59
2019-12-09 07:00 | 0.604 | 0.844 | 0.56578 | 37.685
2019-12-09 08:00 | 0.672 | 0.886 | 0.5011 | 40.705
2019-12-09 09:00 | 0.708 | 0.847 | 0.45394 | 29.33
2019-12-09 10:00 | 0.723 | 0.776 | 0.42129 | 27.31
2019-12-09 11:00 | 0.722 | 0.691 | 0.41176 | 29.33
2019-12-09 12:00 | 0.722 | 0.618 | 0.40743 | 34.605
2019-12-09 13:00 | 0.719 | 0.562 | 0.41616 | 41.28
2019-12-09 14:00 | 0.713 | 0.519 | 0.45883 | 41.205
2019-12-09 15:00 | 0.691 | 0.504 | 0.47292 | 37.535
2019-12-09 16:00 | 0.643 | 0.547 | 0.48945 | 35.895
2019-12-09 17:00 | 0.515 | 0.658 | 0.55678 | 37.38
2019-12-09 18:00 | 0.265 | 0.8 | 0.61274 | 39.505
2019-12-09 19:00 | 0 | 0.923 | 0.64713 | 37.335
2019-12-09 20:00 | 0 | 0.945 | 0.64936 | 45.205
2019-12-09 21:00 | 0 | 0.951 | 0.62789 | 35.62
2019-12-09 22:00 | 0 | 0.95 | 0.60447 | 33.755
2019-12-09 23:00 | 0 | 0.916 | 0.59961 | 33.76
2019-12-10 | 0 | 0.896 | 0.59736 | 33.575
2019-12-10 01:00 | 0 | 0.897 | 0.60212 | 33.46
2019-12-10 02:00 | 0 | 0.851 | 0.59463 | 33.345
2019-12-10 03:00 | 0 | 0.817 | 0.60226 | 33.335
2019-12-10 04:00 | 0 | 0.774 | 0.60863 | 33.355
2019-12-10 05:00 | 0.079 | 0.727 | 0.63371 | 40.815
2019-12-10 06:00 | 0.409 | 0.48 | 0.61661 | 33.97
2019-12-10 07:00 | 0.585 | 0.58 | 0.57505 | 38.16
2019-12-10 08:00 | 0.654 | 0.802 | 0.53108 | 40.56
2019-12-10 09:00 | 0.687 | 0.687 | 0.49387 | 40.535
2019-12-10 10:00 | 0.701 | 0.423 | 0.47542 | 40.55
2019-12-10 11:00 | 0.704 | 0.24 | 0.46778 | 41.035
2019-12-10 12:00 | 0.702 | 0.151 | 0.47573 | 41.215
2019-12-10 13:00 | 0.694 | 0.092 | 0.4847 | 43.2
2019-12-10 14:00 | 0.667 | 0.06 | 0.48251 | 43.265
2019-12-10 15:00 | 0.613 | 0.059 | 0.50459 | 71.97
2019-12-10 16:00 | 0.512 | 0.107 | 0.54484 | 75.85
2019-12-10 17:00 | 0.281 | 0.285 | 0.58534 | 76.145
2019-12-10 18:00 | 0.086 | 0.706 | 0.61572 | 57.985
2019-12-10 19:00 | 0 | 0.906 | 0.62843 | 45.88
2019-12-10 20:00 | 0 | 0.93 | 0.64334 | 40.405
2019-12-10 21:00 | 0 | 0.938 | 0.6365 | 33.605
2019-12-10 22:00 | 0 | 0.938 | 0.634 | 33.62
2019-12-10 23:00 | 0 | 0.93 | 0.63677 | 37.465
2019-12-11 | 0 | 0.925 | 0.60395 | 33.47
2019-12-11 01:00 | 0 | 0.925 | 0.58856 | 33.355
2019-12-11 02:00 | 0 | 0.912 | 0.58403 | 33.335
2019-12-11 03:00 | 0 | 0.894 | 0.58711 | 33.31
2019-12-11 04:00 | 0 | 0.867 | 0.58171 | 33.125
2019-12-11 05:00 | 0.064 | 0.823 | 0.57738 | 33.045
2019-12-11 06:00 | 0.365 | 0.683 | 0.56174 | 40.72
2019-12-11 07:00 | 0.546 | 0.834 | 0.51841 | 33.22
2019-12-11 08:00 | 0.626 | 0.866 | 0.45311 | 27.38
2019-12-11 09:00 | 0.662 | 0.699 | 0.41607 | 28.61
2019-12-11 10:00 | 0.675 | 0.37 | 0.40988 | 36.345
2019-12-11 11:00 | 0.681 | 0.156 | 0.43924 | 40.815
2019-12-11 12:00 | 0.682 | 0.068 | 0.46677 | 44.02
2019-12-11 13:00 | 0.679 | 0.037 | 0.4892 | 49.25
2019-12-11 14:00 | 0.658 | 0.015 | 0.4935 | 70.695
2019-12-11 15:00 | 0.623 | 0.012 | 0.51742 | 100.12
2019-12-11 16:00 | 0.539 | 0.015 | 0.55495 | 133.75
2019-12-11 17:00 | 0.295 | 0.123 | 0.59005 | 136.7
2019-12-11 18:00 | 0.085 | 0.286 | 0.63181 | 143.155
2019-12-11 19:00 | 0 | 0.544 | 0.64274 | 131.915
2019-12-11 20:00 | 0 | 0.885 | 0.63175 | 80.56
2019-12-11 21:00 | 0 | 0.955 | 0.63059 | 73.48
2019-12-11 22:00 | 0 | 0.878 | 0.63418 | 84.375
2019-12-11 23:00 | 0 | 0.874 | 0.64335 | 52.565
2019-12-12 | 0 | 0.909 | 0.64213 | 47.94
2019-12-12 01:00 | 0 | 0.931 | 0.63687 | 40.755
2019-12-12 02:00 | 0 | 0.931 | 0.62738 | 40.495
2019-12-12 03:00 | 0 | 0.943 | 0.62284 | 40.455
2019-12-12 04:00 | 0 | 0.962 | 0.62742 | 40.45
2019-12-12 05:00 | 0.06 | 0.956 | 0.62263 | 40.455
2019-12-12 06:00 | 0.357 | 0.949 | 0.59717 | 40.42
2019-12-12 07:00 | 0.544 | 0.952 | 0.54959 | 40.51
2019-12-12 08:00 | 0.632 | 0.902 | 0.5014 | 40.63
2019-12-12 09:00 | 0.67 | 0.697 | 0.46519 | 33.29
2019-12-12 10:00 | 0.686 | 0.419 | 0.45836 | 37.04
2019-12-12 11:00 | 0.692 | 0.316 | 0.48683 | 67.16
2019-12-12 12:00 | 0.693 | 0.31 | 0.51516 | 92.52
2019-12-12 13:00 | 0.692 | 0.313 | 0.52919 | 119.075
2019-12-12 14:00 | 0.685 | 0.309 | 0.55013 | 139.055
2019-12-12 15:00 | 0.663 | 0.301 | 0.57584 | 150.21
2019-12-12 16:00 | 0.618 | 0.31 | 0.61101 | 158.41
2019-12-12 17:00 | 0.521 | 0.357 | 0.64096 | 159.245
2019-12-12 18:00 | 0.309 | 0.477 | 0.66547 | 161.8
2019-12-12 19:00 | 0 | 0.731 | 0.67237 | 112.225
2019-12-12 20:00 | 0 | 0.871 | 0.66195 | 96.825
2019-12-12 21:00 | 0 | 0.924 | 0.63906 | 69.64
2019-12-12 22:00 | 0 | 0.939 | 0.61703 | 59.455
2019-12-12 23:00 | 0 | 0.938 | 0.60104 | 64.295
2019-12-13 | 0 | 0.938 | 0.59605 | 72.25
2019-12-13 01:00 | 0 | 0.941 | 0.60649 | 53.925
2019-12-13 02:00 | 0 | 0.939 | 0.60526 | 46.08
2019-12-13 03:00 | 0 | 0.932 | 0.60051 | 43.76
2019-12-13 04:00 | 0 | 0.924 | 0.59697 | 43.485
2019-12-13 05:00 | 0.087 | 0.917 | 0.59068 | 40.82
2019-12-13 06:00 | 0.42 | 0.883 | 0.57665 | 41.805
2019-12-13 07:00 | 0.589 | 0.93 | 0.54529 | 45.71
2019-12-13 08:00 | 0.657 | 0.935 | 0.50806 | 45.775
2019-12-13 09:00 | 0.691 | 0.824 | 0.48863 | 72.16
2019-12-13 10:00 | 0.705 | 0.579 | 0.49002 | 95.365
2019-12-13 11:00 | 0.709 | 0.333 | 0.51448 | 111.07
2019-12-13 12:00 | 0.71 | 0.209 | 0.52913 | 120.06
2019-12-13 13:00 | 0.708 | 0.148 | 0.53924 | 156.74
2019-12-13 14:00 | 0.679 | 0.121 | 0.55135 | 154.485
2019-12-13 15:00 | 0.604 | 0.123 | 0.55195 | 159.515
2019-12-13 16:00 | 0.434 | 0.154 | 0.56817 | 143.195
2019-12-13 17:00 | 0.23 | 0.227 | 0.59791 | 129.57
2019-12-13 18:00 | 0.076 | 0.439 | 0.63723 | 123.85
2019-12-13 19:00 | 0 | 0.691 | 0.67096 | 111.05
2019-12-13 20:00 | 0 | 0.804 | 0.67515 | 132.125
2019-12-13 21:00 | 0 | 0.86 | 0.67207 | 82.14
2019-12-13 22:00 | 0 | 0.898 | 0.66959 | 51.565
2019-12-13 23:00 | 0 | 0.905 | 0.65928 | 72.09
2019-12-14 | 0 | 0.897 | 0.65396 | 74.56
2019-12-14 01:00 | 0 | 0.888 | 0.65544 | 75.67
2019-12-14 02:00 | 0 | 0.88 | 0.65518 | 69.41
2019-12-14 03:00 | 0 | 0.876 | 0.66011 | 71.79
2019-12-14 04:00 | 0 | 0.872 | 0.65084 | 55.48
2019-12-14 05:00 | 0.068 | 0.857 | 0.64527 | 50.61
2019-12-14 06:00 | 0.383 | 0.636 | 0.59831 | 43.37
2019-12-14 07:00 | 0.568 | 0.408 | 0.56549 | 55.63
2019-12-14 08:00 | 0.644 | 0.531 | 0.52125 | 47.61
2019-12-14 09:00 | 0.676 | 0.268 | 0.50764 | 73.34
2019-12-14 10:00 | 0.691 | 0.132 | 0.52523 | 69.33
2019-12-14 11:00 | 0.695 | 0.059 | 0.53277 | 101.79
2019-12-14 12:00 | 0.696 | 0.019 | 0.52659 | 105.275
2019-12-14 13:00 | 0.695 | 0.004 | 0.51881 | 91.215
2019-12-14 14:00 | 0.692 | 0.001 | 0.52746 | 103.745
2019-12-14 15:00 | 0.673 | 0.001 | 0.54054 | 118.93
2019-12-14 16:00 | 0.63 | 0.001 | 0.5722 | 148.64
2019-12-14 17:00 | 0.537 | 0.016 | 0.60955 | 153.47
2019-12-14 18:00 | 0.325 | 0.132 | 0.65049 | 155.53
2019-12-14 19:00 | 0 | 0.489 | 0.68431 | 127.395
2019-12-14 20:00 | 0 | 0.713 | 0.6805 | 58.355
2019-12-14 21:00 | 0 | 0.782 | 0.67343 | 54.465
2019-12-14 22:00 | 0 | 0.776 | 0.65927 | 48.57
2019-12-14 23:00 | 0 | 0.729 | 0.61898 | 36.09
2019-12-15 | 0 | 0.661 | 0.62299 | 42.19
2019-12-15 01:00 | 0 | 0.551 | 0.61818 | 34.38
2019-12-15 02:00 | 0 | 0.491 | 0.61905 | 34.39
2019-12-15 03:00 | 0 | 0.551 | 0.63833 | 37.475
2019-12-15 04:00 | 0 | 0.692 | 0.6401 | 37.555
2019-12-15 05:00 | 0.074 | 0.776 | 0.6515 | 41.205
2019-12-15 06:00 | 0.381 | 0.633 | 0.64623 | 44.31
2019-12-15 07:00 | 0.556 | 0.582 | 0.60804 | 43.295
2019-12-15 08:00 | 0.63 | 0.614 | 0.56925 | 43.695
2019-12-15 09:00 | 0.667 | 0.473 | 0.53705 | 60.63
2019-12-15 10:00 | 0.684 | 0.387 | 0.52977 | 71.285
2019-12-15 11:00 | 0.69 | 0.34 | 0.52727 | 69.92
2019-12-15 12:00 | 0.691 | 0.294 | 0.51276 | 69.625
2019-12-15 13:00 | 0.686 | 0.24 | 0.51394 | 104.14
2019-12-15 14:00 | 0.656 | 0.222 | 0.52201 | 121.7
2019-12-15 15:00 | 0.581 | 0.34 | 0.53936 | 126.465
2019-12-15 16:00 | 0.467 | 0.634 | 0.57149 | 136.245
2019-12-15 17:00 | 0.312 | 0.871 | 0.61559 | 156.53
2019-12-15 18:00 | 0.14 | 0.924 | 0.66421 | 157.14
2019-12-15 19:00 | 0 | 0.871 | 0.68825 | 154.585
2019-12-15 20:00 | 0 | 0.707 | 0.67047 | 107.875
2019-12-15 21:00 | 0 | 0.544 | 0.66181 | 61.29
2019-12-15 22:00 | 0 | 0.378 | 0.68662 | 51.105
2019-12-15 23:00 | 0 | 0.218 | 0.683 | 57.5
2019-12-16 | 0 | 0.113 | 0.71972 | 66.925
2019-12-16 01:00 | 0 | 0.076 | 0.71459 | 72.37
2019-12-16 02:00 | 0 | 0.072 | 0.71283 | 68.59
2019-12-16 03:00 | 0 | 0.109 | 0.723 | 63.415
2019-12-16 04:00 | 0 | 0.166 | 0.73122 | 61.64
2019-12-16 05:00 | 0.061 | 0.183 | 0.72977 | 59.13
2019-12-16 06:00 | 0.376 | 0.188 | 0.68462 | 70.52
2019-12-16 07:00 | 0.572 | 0.176 | 0.6416 | 71.56
2019-12-16 08:00 | 0.662 | 0.209 | 0.58836 | 73.67
2019-12-16 09:00 | 0.699 | 0.284 | 0.5479 | 72.745
2019-12-16 10:00 | 0.713 | 0.366 | 0.53531 | 71.885
2019-12-16 11:00 | 0.715 | 0.443 | 0.52307 | 89.17
2019-12-16 12:00 | 0.714 | 0.456 | 0.51085 | 66.905
2019-12-16 13:00 | 0.711 | 0.398 | 0.51268 | 75.525
2019-12-16 14:00 | 0.7 | 0.301 | 0.52724 | 144.075
2019-12-16 15:00 | 0.678 | 0.211 | 0.55122 | 137.3
2019-12-16 16:00 | 0.631 | 0.17 | 0.58629 | 137.11
2019-12-16 17:00 | 0.531 | 0.249 | 0.61784 | 135.715
2019-12-16 18:00 | 0.303 | 0.655 | 0.65443 | 110.61
2019-12-16 19:00 | 0 | 0.873 | 0.6693 | 106.96
2019-12-16 20:00 | 0 | 0.848 | 0.67147 | 113.565
2019-12-16 21:00 | 0 | 0.661 | 0.67457 | 84.295
2019-12-16 22:00 | 0 | 0.413 | 0.68197 | 79.48
2019-12-16 23:00 | 0 | 0.255 | 0.68547 | 81.45
2019-12-17 | 0 | 0.157 | 0.69852 | 76.09
2019-12-17 01:00 | 0 | 0.099 | 0.71011 | 59.935
2019-12-17 02:00 | 0 | 0.068 | 0.73168 | 81.71
2019-12-17 03:00 | 0 | 0.049 | 0.73711 | 77.355
2019-12-17 04:00 | 0 | 0.022 | 0.73484 | 68.19
2019-12-17 05:00 | 0.064 | 0.01 | 0.71741 | 50.73
2019-12-17 06:00 | 0.38 | 0.008 | 0.69006 | 64.915
2019-12-17 07:00 | 0.572 | 0.023 | 0.63461 | 88.155
2019-12-17 08:00 | 0.653 | 0.033 | 0.58888 | 71.075
2019-12-17 09:00 | 0.686 | 0 | 0.55277 | 71.245
2019-12-17 10:00 | 0.697 | 0 | 0.51929 | 71.695
2019-12-17 11:00 | 0.703 | 0 | 0.49389 | 69.825
2019-12-17 12:00 | 0.702 | 0 | 0.49872 | 71.425
2019-12-17 13:00 | 0.699 | 0.002 | 0.50233 | 89.74
2019-12-17 14:00 | 0.692 | 0.078 | 0.51115 | 109.165
2019-12-17 15:00 | 0.67 | 0.347 | 0.52811 | 150.2
2019-12-17 16:00 | 0.623 | 0.666 | 0.56198 | 141.985
2019-12-17 17:00 | 0.521 | 0.869 | 0.60613 | 179.655
2019-12-17 18:00 | 0.285 | 0.921 | 0.64576 | 154.905
2019-12-17 19:00 | 0 | 0.899 | 0.642 | 124.54
2019-12-17 20:00 | 0 | 0.812 | 0.6456 | 104.55
2019-12-17 21:00 | 0 | 0.674 | 0.65099 | 65.27
2019-12-17 22:00 | 0 | 0.511 | 0.64609 | 60.34
2019-12-17 23:00 | 0 | 0.363 | 0.64182 | 50.21
2019-12-18 | 0 | 0.246 | 0.64419 | 43.235
2019-12-18 01:00 | 0 | 0.202 | 0.65048 | 41.895
2019-12-18 02:00 | 0 | 0.217 | 0.66861 | 46.855
2019-12-18 03:00 | 0 | 0.236 | 0.68772 | 50.065
2019-12-18 04:00 | 0 | 0.243 | 0.7082 | 59.735
2019-12-18 05:00 | 0.069 | 0.249 | 0.71113 | 66.5
2019-12-18 06:00 | 0.394 | 0.275 | 0.69088 | 73.32
2019-12-18 07:00 | 0.585 | 0.199 | 0.64395 | 62.7
2019-12-18 08:00 | 0.665 | 0.118 | 0.5895 | 70.475
2019-12-18 09:00 | 0.698 | 0.078 | 0.55036 | 70.655
2019-12-18 10:00 | 0.707 | 0.036 | 0.51812 | 70.665
2019-12-18 11:00 | 0.705 | 0.056 | 0.4955 | 70.64
2019-12-18 12:00 | 0.705 | 0.151 | 0.49377 | 67.44
2019-12-18 13:00 | 0.705 | 0.271 | 0.49299 | 71.18
2019-12-18 14:00 | 0.699 | 0.427 | 0.49924 | 74.87
2019-12-18 15:00 | 0.68 | 0.602 | 0.52039 | 82.875
2019-12-18 16:00 | 0.638 | 0.778 | 0.55478 | 141.96
2019-12-18 17:00 | 0.546 | 0.881 | 0.60522 | 166.78
2019-12-18 18:00 | 0.329 | 0.89 | 0.64698 | 144.805
2019-12-18 19:00 | 0 | 0.848 | 0.67746 | 122.105
2019-12-18 20:00 | 0 | 0.796 | 0.67812 | 135.745
2019-12-18 21:00 | 0 | 0.729 | 0.67205 | 84.87
2019-12-18 22:00 | 0 | 0.666 | 0.68484 | 61.545
2019-12-18 23:00 | 0 | 0.608 | 0.70252 | 62.075
2019-12-19 | 0 | 0.58 | 0.69887 | 54.74
2019-12-19 01:00 | 0 | 0.554 | 0.69761 | 44.05
2019-12-19 02:00 | 0 | 0.597 | 0.6822 | 41.815
2019-12-19 03:00 | 0 | 0.593 | 0.70039 | 49.77
2019-12-19 04:00 | 0 | 0.507 | 0.72163 | 49.705
2019-12-19 05:00 | 0.051 | 0.424 | 0.72964 | 50.005
2019-12-19 06:00 | 0.36 | 0.36 | 0.70662 | 51.395
2019-12-19 07:00 | 0.617 | 0.29 | 0.65555 | 49.46
2019-12-19 08:00 | 0.69 | 0.271 | 0.6047 | 54.59
2019-12-19 09:00 | 0.723 | 0.335 | 0.60976 | 48.89
2019-12-19 10:00 | 0.734 | 0.467 | 0.56667 | 44.915
2019-12-19 11:00 | 0.734 | 0.595 | 0.52879 | 42.085
2019-12-19 12:00 | 0.73 | 0.697 | 0.47151 | 29.96
2019-12-19 13:00 | 0.714 | 0.788 | 0.40774 | 7.345
2019-12-19 14:00 | 0.689 | 0.858 | 0.39995 | 25.09
2019-12-19 15:00 | 0.649 | 0.889 | 0.41155 | 29.755
2019-12-19 16:00 | 0.591 | 0.897 | 0.45838 | 35.005
2019-12-19 17:00 | 0.494 | 0.888 | 0.53679 | 39.31
2019-12-19 18:00 | 0.219 | 0.868 | 0.61286 | 47.45
2019-12-19 19:00 | 0 | 0.843 | 0.67133 | 54.835
2019-12-19 20:00 | 0 | 0.808 | 0.69804 | 50.21
2019-12-19 21:00 | 0 | 0.774 | 0.70641 | 42.21
2019-12-19 22:00 | 0 | 0.737 | 0.69633 | 38.275
2019-12-19 23:00 | 0 | 0.7 | 0.70582 | 42.4
2019-12-20 | 0 | 0.666 | 0.7051 | 42.125
2019-12-20 01:00 | 0 | 0.596 | 0.6979 | 42.215
2019-12-20 02:00 | 0 | 0.541 | 0.7009 | 42.31
2019-12-20 03:00 | 0 | 0.46 | 0.7208 | 42.38
2019-12-20 04:00 | 0 | 0.383 | 0.73803 | 42.375
2019-12-20 05:00 | 0.102 | 0.351 | 0.75091 | 43.06
2019-12-20 06:00 | 0.467 | 0.477 | 0.72083 | 57.6
2019-12-20 07:00 | 0.65 | 0.48 | 0.66241 | 42.52
2019-12-20 08:00 | 0.722 | 0.38 | 0.60146 | 44.98
2019-12-20 09:00 | 0.748 | 0.282 | 0.57589 | 47.32
2019-12-20 10:00 | 0.753 | 0.198 | 0.55488 | 41.58
2019-12-20 11:00 | 0.748 | 0.13 | 0.50366 | 40.845
2019-12-20 12:00 | 0.743 | 0.087 | 0.45072 | 30.705
2019-12-20 13:00 | 0.737 | 0.066 | 0.41095 | 25.13
2019-12-20 14:00 | 0.724 | 0.061 | 0.39121 | 27.465
2019-12-20 15:00 | 0.701 | 0.076 | 0.42312 | 29.66
2019-12-20 16:00 | 0.656 | 0.107 | 0.48446 | 40.68
2019-12-20 17:00 | 0.563 | 0.158 | 0.55743 | 41.285
2019-12-20 18:00 | 0.343 | 0.289 | 0.61904 | 41.34
2019-12-20 19:00 | 0 | 0.628 | 0.66607 | 42.725
2019-12-20 20:00 | 0 | 0.762 | 0.66977 | 45.06
2019-12-20 21:00 | 0 | 0.772 | 0.64939 | 41.415
2019-12-20 22:00 | 0 | 0.768 | 0.61881 | 40.935
2019-12-20 23:00 | 0 | 0.759 | 0.60547 | 40.89
2019-12-21 | 0 | 0.739 | 0.59918 | 40.465
2019-12-21 01:00 | 0 | 0.712 | 0.58074 | 40.375
2019-12-21 02:00 | 0 | 0.675 | 0.57692 | 40.745
2019-12-21 03:00 | 0 | 0.627 | 0.57649 | 40.695
2019-12-21 04:00 | 0 | 0.58 | 0.57143 | 37.13
2019-12-21 05:00 | 0.098 | 0.518 | 0.57677 | 40.605
2019-12-21 06:00 | 0.452 | 0.311 | 0.5601 | 40.595
2019-12-21 07:00 | 0.616 | 0.246 | 0.50582 | 32.535
2019-12-21 08:00 | 0.68 | 0.199 | 0.43645 | 24.875
2019-12-21 09:00 | 0.705 | 0.088 | 0.41782 | 25.38
2019-12-21 10:00 | 0.709 | 0.04 | 0.40584 | 27.64
2019-12-21 11:00 | 0.706 | 0.042 | 0.39653 | 30.185
2019-12-21 12:00 | 0.702 | 0.072 | 0.40453 | 39.905
2019-12-21 13:00 | 0.696 | 0.087 | 0.37636 | 29.105
2019-12-21 14:00 | 0.688 | 0.166 | 0.38253 | 31.415
2019-12-21 15:00 | 0.662 | 0.519 | 0.4244 | 33.38
2019-12-21 16:00 | 0.612 | 0.842 | 0.48018 | 45.605
2019-12-21 17:00 | 0.52 | 0.933 | 0.54774 | 64.85
2019-12-21 18:00 | 0.314 | 0.932 | 0.59962 | 70.625
2019-12-21 19:00 | 0 | 0.919 | 0.61597 | 61.415
2019-12-21 20:00 | 0 | 0.915 | 0.62799 | 50.1
2019-12-21 21:00 | 0 | 0.898 | 0.62159 | 73.005
2019-12-21 22:00 | 0 | 0.864 | 0.62826 | 67.89
2019-12-21 23:00 | 0 | 0.805 | 0.64657 | 66.755
2019-12-22 | 0 | 0.731 | 0.6427 | 49.455
2019-12-22 01:00 | 0 | 0.63 | 0.63209 | 51.57
2019-12-22 02:00 | 0 | 0.457 | 0.65987 | 42.99
2019-12-22 03:00 | 0 | 0.278 | 0.6743 | 43.52
2019-12-22 04:00 | 0 | 0.21 | 0.67633 | 45.215
2019-12-22 05:00 | 0.072 | 0.231 | 0.67424 | 41.31
2019-12-22 06:00 | 0.41 | 0.331 | 0.64547 | 41.28
2019-12-22 07:00 | 0.608 | 0.309 | 0.56533 | 43.57
2019-12-22 08:00 | 0.684 | 0.217 | 0.49081 | 46.76
2019-12-22 09:00 | 0.713 | 0.114 | 0.46713 | 58.92
2019-12-22 10:00 | 0.72 | 0.02 | 0.4619 | 99.02
2019-12-22 11:00 | 0.713 | 0 | 0.42833 | 98.66
2019-12-22 12:00 | 0.702 | 0 | 0.42393 | 97.775
2019-12-22 13:00 | 0.687 | 0.004 | 0.41865 | 98.66
2019-12-22 14:00 | 0.651 | 0.16 | 0.45473 | 45.72
2019-12-22 15:00 | 0.63 | 0.412 | 0.48099 | 45.625
2019-12-22 16:00 | 0.596 | 0.612 | 0.52612 | 58.535
2019-12-22 17:00 | 0.499 | 0.741 | 0.56805 | 76.98
2019-12-22 18:00 | 0.277 | 0.801 | 0.59981 | 88.455
2019-12-22 19:00 | 0 | 0.812 | 0.63288 | 101.205
2019-12-22 20:00 | 0 | 0.8 | 0.67016 | 95.79
2019-12-22 21:00 | 0 | 0.754 | 0.66116 | 79.26
2019-12-22 22:00 | 0 | 0.692 | 0.64715 | 48.5
2019-12-22 23:00 | 0 | 0.624 | 0.62638 | 42.525
2019-12-23 | 0 | 0.541 | 0.62124 | 41.05
2019-12-23 01:00 | 0 | 0.446 | 0.63022 | 40.625
2019-12-23 02:00 | 0 | 0.32 | 0.64347 | 40.92
2019-12-23 03:00 | 0 | 0.251 | 0.64797 | 40.995
2019-12-23 04:00 | 0 | 0.228 | 0.64923 | 42.185
2019-12-23 05:00 | 0.071 | 0.23 | 0.66723 | 43.64
2019-12-23 06:00 | 0.398 | 0.215 | 0.63388 | 45.075
2019-12-23 07:00 | 0.587 | 0.161 | 0.59887 | 43.13
2019-12-23 08:00 | 0.657 | 0.1 | 0.55797 | 46.0703
2019-12-23 09:00 | 0.678 | 0.025 | 0.5205 | 46.0703
2019-12-23 10:00 | 0.667 | 0 | 0.48865 | 46.0703
2019-12-23 11:00 | 0.664 | 0 | 0.47458 | 46.0703
2019-12-23 12:00 | 0.656 | 0.012 | 0.46815 | 46.0703
2019-12-23 13:00 | 0.635 | 0.14 | 0.46574 | 46.0703
2019-12-23 14:00 | 0.607 | 0.28 | 0.47676 | 46.0703
2019-12-23 15:00 | 0.559 | 0.424 | 0.48726 | 46.0703
2019-12-23 16:00 | 0.499 | 0.566 | 0.51486 | 46.0703
2019-12-23 17:00 | 0.404 | 0.686 | 0.54891 | 46.0703
2019-12-23 18:00 | 0.198 | 0.788 | 0.5887 | 46.0703
2019-12-23 19:00 | 0 | 0.856 | 0.63191 | 46.0703
2019-12-23 20:00 | 0 | 0.866 | 0.65646 | 46.0703
2019-12-23 21:00 | 0 | 0.839 | 0.63141 | 46.0703
2019-12-23 22:00 | 0 | 0.792 | 0.63079 | 46.0703
2019-12-23 23:00 | 0 | 0.76 | 0.61926 | 46.0703
2019-12-24 | 0 | 0.746 | 0.59634 | 46.0703
2019-12-24 01:00 | 0 | 0.729 | 0.58851 | 46.0703
2019-12-24 02:00 | 0 | 0.695 | 0.59504 | 46.0703
2019-12-24 03:00 | 0 | 0.63 | 0.60373 | 46.0703
2019-12-24 04:00 | 0 | 0.498 | 0.62468 | 46.0703
2019-12-24 05:00 | 0.033 | 0.357 | 0.64364 | 46.0703
2019-12-24 06:00 | 0.247 | 0.338 | 0.61998 | 46.0703
2019-12-24 07:00 | 0.489 | 0.277 | 0.58612 | 46.0703
2019-12-24 08:00 | 0.61 | 0.186 | 0.54448 | 46.0703
2019-12-24 09:00 | 0.657 | 0.115 | 0.4991 | 46.0703
2019-12-24 10:00 | 0.672 | 0.044 | 0.46086 | 46.0703
2019-12-24 11:00 | 0.673 | 0.005 | 0.45013 | 46.0703
2019-12-24 12:00 | 0.667 | 0 | 0.4556 | 46.0703
2019-12-24 13:00 | 0.658 | 0 | 0.46201 | 46.0703
2019-12-24 14:00 | 0.639 | 0 | 0.45959 | 46.0703
2019-12-24 15:00 | 0.606 | 0.001 | 0.47458 | 46.0703
2019-12-24 16:00 | 0.497 | 0.133 | 0.51965 | 46.0703
2019-12-24 17:00 | 0.321 | 0.33 | 0.57969 | 46.0703
2019-12-24 18:00 | 0.136 | 0.675 | 0.62285 | 46.0703
2019-12-24 19:00 | 0 | 0.841 | 0.6351 | 46.0703
2019-12-24 20:00 | 0 | 0.802 | 0.62656 | 46.0703
2019-12-24 21:00 | 0 | 0.736 | 0.61574 | 46.0703
2019-12-24 22:00 | 0 | 0.682 | 0.61713 | 46.0703
2019-12-24 23:00 | 0 | 0.581 | 0.61733 | 46.0703
2019-12-25 | 0 | 0.367 | 0.61557 | 46.0703
2019-12-25 01:00 | 0 | 0.136 | 0.61632 | 46.0703
2019-12-25 02:00 | 0 | 0.06 | 0.62632 | 46.0703
2019-12-25 03:00 | 0 | 0.038 | 0.62533 | 46.0703
2019-12-25 04:00 | 0 | 0.019 | 0.62478 | 46.0703
2019-12-25 05:00 | 0.054 | 0.005 | 0.62337 | 46.0703
2019-12-25 06:00 | 0.349 | 0 | 0.6116 | 46.0703
2019-12-25 07:00 | 0.528 | 0.004 | 0.59563 | 46.0703
2019-12-25 08:00 | 0.603 | 0.17 | 0.56421 | 46.0703
2019-12-25 09:00 | 0.649 | 0.392 | 0.54901 | 46.0703
2019-12-25 10:00 | 0.668 | 0.42 | 0.52714 | 46.0703
2019-12-25 11:00 | 0.674 | 0.337 | 0.50554 | 46.0703
2019-12-25 12:00 | 0.672 | 0.277 | 0.50198 | 46.0703
2019-12-25 13:00 | 0.643 | 0.265 | 0.47856 | 46.0703
2019-12-25 14:00 | 0.457 | 0.312 | 0.46276 | 46.0703
2019-12-25 15:00 | 0.27 | 0.363 | 0.48707 | 46.0703
2019-12-25 16:00 | 0.182 | 0.372 | 0.51345 | 46.0703
2019-12-25 17:00 | 0.099 | 0.342 | 0.56986 | 46.0703
2019-12-25 18:00 | 0.079 | 0.373 | 0.61721 | 46.0703
2019-12-25 19:00 | 0 | 0.58 | 0.65038 | 46.0703
2019-12-25 20:00 | 0 | 0.624 | 0.65607 | 46.0703
2019-12-25 21:00 | 0 | 0.535 | 0.65486 | 46.0703
2019-12-25 22:00 | 0 | 0.335 | 0.6419 | 46.0703
2019-12-25 23:00 | 0 | 0.154 | 0.67092 | 46.0703
2019-12-26 | 0 | 0.072 | 0.67183 | 46.0703
2019-12-26 01:00 | 0 | 0.047 | 0.67282 | 46.0703
2019-12-26 02:00 | 0 | 0.049 | 0.67134 | 46.0703
2019-12-26 03:00 | 0 | 0.053 | 0.66867 | 46.0703
2019-12-26 04:00 | 0 | 0.043 | 0.65956 | 46.0703
2019-12-26 05:00 | 0.032 | 0.019 | 0.65974 | 46.0703
2019-12-26 06:00 | 0.283 | 0.016 | 0.64864 | 46.0703
2019-12-26 07:00 | 0.501 | 0.126 | 0.61132 | 46.0703
2019-12-26 08:00 | 0.565 | 0.241 | 0.53997 | 41.735
2019-12-26 09:00 | 0.564 | 0.18 | 0.46537 | 41.08
2019-12-26 10:00 | 0.57 | 0.116 | 0.43259 | 41.11
2019-12-26 11:00 | 0.587 | 0.092 | 0.40898 | 41.39
2019-12-26 12:00 | 0.624 | 0.087 | 0.3984 | 40.79
2019-12-26 13:00 | 0.653 | 0.12 | 0.41313 | 41.885
2019-12-26 14:00 | 0.65 | 0.3 | 0.45022 | 43.055
2019-12-26 15:00 | 0.632 | 0.648 | 0.49104 | 60.82
2019-12-26 16:00 | 0.547 | 0.866 | 0.52033 | 94.535
2019-12-26 17:00 | 0.376 | 0.89 | 0.53853 | 48.305
2019-12-26 18:00 | 0.173 | 0.846 | 0.61358 | 78.165
2019-12-26 19:00 | 0 | 0.844 | 0.63589 | 50.91
2019-12-26 20:00 | 0 | 0.876 | 0.62982 | 52.98
2019-12-26 21:00 | 0 | 0.887 | 0.66394 | 71.345
2019-12-26 22:00 | 0 | 0.873 | 0.67276 | 47.625
2019-12-26 23:00 | 0 | 0.857 | 0.66162 | 43.37
2019-12-27 | 0 | 0.828 | 0.63629 | 42.33
2019-12-27 01:00 | 0 | 0.745 | 0.59173 | 32.865
2019-12-27 02:00 | 0 | 0.61 | 0.58913 | 33.855
2019-12-27 03:00 | 0 | 0.48 | 0.59496 | 41.105
2019-12-27 04:00 | 0 | 0.382 | 0.62393 | 40.96
2019-12-27 05:00 | 0.037 | 0.312 | 0.63177 | 40.915
2019-12-27 06:00 | 0.329 | 0.346 | 0.61553 | 41.59
2019-12-27 07:00 | 0.546 | 0.258 | 0.55464 | 42.315
2019-12-27 08:00 | 0.604 | 0.14 | 0.48952 | 41.485
2019-12-27 09:00 | 0.651 | 0.055 | 0.44894 | 39.26
2019-12-27 10:00 | 0.683 | 0 | 0.41068 | 29.57
2019-12-27 11:00 | 0.684 | 0 | 0.37785 | 25.795
2019-12-27 12:00 | 0.68 | 0.001 | 0.36471 | 25.55
2019-12-27 13:00 | 0.677 | 0.08 | 0.36221 | 25.745
2019-12-27 14:00 | 0.669 | 0.222 | 0.3719 | 32.12
2019-12-27 15:00 | 0.646 | 0.332 | 0.39444 | 42.235
2019-12-27 16:00 | 0.59 | 0.489 | 0.44483 | 43.345
2019-12-27 17:00 | 0.475 | 0.684 | 0.51297 | 49.745
2019-12-27 18:00 | 0.231 | 0.844 | 0.56265 | 48.54
2019-12-27 19:00 | 0 | 0.909 | 0.59844 | 47.85
2019-12-27 20:00 | 0 | 0.918 | 0.63589 | 62.64
2019-12-27 21:00 | 0 | 0.91 | 0.64637 | 46.99
2019-12-27 22:00 | 0 | 0.899 | 0.63227 | 42.43
2019-12-27 23:00 | 0 | 0.863 | 0.61579 | 42.395
2019-12-28 | 0 | 0.816 | 0.60101 | 39.285
2019-12-28 01:00 | 0 | 0.773 | 0.58421 | 28.29
2019-12-28 02:00 | 0 | 0.71 | 0.57462 | 27.05
2019-12-28 03:00 | 0 | 0.653 | 0.57083 | 27.03
2019-12-28 04:00 | 0 | 0.566 | 0.56338 | 40.555
2019-12-28 05:00 | 0.079 | 0.602 | 0.56791 | 40.52
2019-12-28 06:00 | 0.437 | 0.671 | 0.5399 | 35.225
2019-12-28 07:00 | 0.611 | 0.577 | 0.47674 | 26.485
2019-12-28 08:00 | 0.65 | 0.457 | 0.42595 | 28.24
2019-12-28 09:00 | 0.667 | 0.357 | 0.39628 | 30.405
2019-12-28 10:00 | 0.692 | 0.268 | 0.37008 | 29.85
2019-12-28 11:00 | 0.699 | 0.148 | 0.34698 | 28.74
2019-12-28 12:00 | 0.686 | 0.074 | 0.33147 | 24.28
2019-12-28 13:00 | 0.649 | 0.062 | 0.32646 | 24.655
2019-12-28 14:00 | 0.635 | 0.105 | 0.3327 | 25.39
2019-12-28 15:00 | 0.586 | 0.189 | 0.3631 | 41.32
2019-12-28 16:00 | 0.516 | 0.306 | 0.4239 | 77.23
2019-12-28 17:00 | 0.427 | 0.442 | 0.504 | 98.97
2019-12-28 18:00 | 0.246 | 0.656 | 0.59156 | 108.08
2019-12-28 19:00 | 0 | 0.819 | 0.63799 | 104.115
2019-12-28 20:00 | 0 | 0.783 | 0.63037 | 95.585
2019-12-28 21:00 | 0 | 0.701 | 0.62113 | 92
2019-12-28 22:00 | 0 | 0.556 | 0.62641 | 93.465
2019-12-28 23:00 | 0 | 0.41 | 0.62548 | 76.135
2019-12-29 | 0 | 0.338 | 0.63203 | 47.715
2019-12-29 01:00 | 0 | 0.325 | 0.60495 | 42.35
2019-12-29 02:00 | 0 | 0.394 | 0.59863 | 40.905
2019-12-29 03:00 | 0 | 0.483 | 0.61425 | 45.42
2019-12-29 04:00 | 0 | 0.506 | 0.64722 | 47.595
2019-12-29 05:00 | 0.083 | 0.499 | 0.65998 | 46.955
2019-12-29 06:00 | 0.443 | 0.544 | 0.62575 | 45.385
2019-12-29 07:00 | 0.619 | 0.463 | 0.55772 | 43.325
2019-12-29 08:00 | 0.694 | 0.409 | 0.45298 | 30.285
2019-12-29 09:00 | 0.722 | 0.375 | 0.41044 | 33.855
2019-12-29 10:00 | 0.73 | 0.408 | 0.41197 | 30.825
2019-12-29 11:00 | 0.727 | 0.543 | 0.36207 | 8.52
2019-12-29 12:00 | 0.725 | 0.675 | 0.33494 | 8.55
2019-12-29 13:00 | 0.721 | 0.75 | 0.34409 | 27.99
2019-12-29 14:00 | 0.712 | 0.798 | 0.36084 | 29.34
2019-12-29 15:00 | 0.689 | 0.833 | 0.37464 | 30.605
2019-12-29 16:00 | 0.64 | 0.854 | 0.40553 | 31.55
2019-12-29 17:00 | 0.529 | 0.874 | 0.46856 | 46.575
2019-12-29 18:00 | 0.302 | 0.9 | 0.53081 | 52.52
2019-12-29 19:00 | 0 | 0.921 | 0.56337 | 58.505
2019-12-29 20:00 | 0 | 0.922 | 0.59705 | 70.75
2019-12-29 21:00 | 0 | 0.877 | 0.59202 | 49.315
2019-12-29 22:00 | 0 | 0.799 | 0.58372 | 46.915
2019-12-29 23:00 | 0 | 0.727 | 0.58255 | 47.285
2019-12-30 | 0 | 0.71 | 0.59871 | 46.84
2019-12-30 01:00 | 0 | 0.735 | 0.5858 | 38.735
2019-12-30 02:00 | 0 | 0.751 | 0.57227 | 39.24
2019-12-30 03:00 | 0 | 0.736 | 0.5909 | 43.76
2019-12-30 04:00 | 0 | 0.721 | 0.58913 | 41.76
2019-12-30 05:00 | 0.075 | 0.717 | 0.55943 | 28.455
2019-12-30 06:00 | 0.384 | 0.816 | 0.53773 | 26.66
2019-12-30 07:00 | 0.641 | 0.778 | 0.48868 | 26.885
2019-12-30 08:00 | 0.715 | 0.662 | 0.45728 | 37.82
2019-12-30 09:00 | 0.745 | 0.537 | 0.42681 | 28.115
2019-12-30 10:00 | 0.75 | 0.425 | 0.38442 | 22.655
2019-12-30 11:00 | 0.743 | 0.357 | 0.35473 | -10.155
2019-12-30 12:00 | 0.735 | 0.328 | 0.34622 | -47.99
2019-12-30 13:00 | 0.727 | 0.328 | 0.34201 | -52.79
2019-12-30 14:00 | 0.717 | 0.368 | 0.34489 | -10.125
2019-12-30 15:00 | 0.694 | 0.431 | 0.33625 | 9.74
2019-12-30 16:00 | 0.645 | 0.53 | 0.38046 | 32.55
2019-12-30 17:00 | 0.548 | 0.646 | 0.46259 | 39.565
2019-12-30 18:00 | 0.315 | 0.755 | 0.5457 | 54.61
2019-12-30 19:00 | 0 | 0.861 | 0.58673 | 57.865
2019-12-30 20:00 | 0 | 0.847 | 0.59416 | 43.76
2019-12-30 21:00 | 0 | 0.779 | 0.58407 | 38.83
2019-12-30 22:00 | 0 | 0.736 | 0.56912 | 43.76
2019-12-30 23:00 | 0 | 0.686 | 0.55241 | 32.865
2019-12-31 | 0 | 0.643 | 0.54874 | 28.755
2019-12-31 01:00 | 0 | 0.606 | 0.53716 | 27.02
2019-12-31 02:00 | 0 | 0.57 | 0.54847 | 28.28
2019-12-31 03:00 | 0 | 0.563 | 0.55625 | 29.34
2019-12-31 04:00 | 0 | 0.559 | 0.55384 | 27.06
2019-12-31 05:00 | 0.114 | 0.538 | 0.56091 | 29.72
2019-12-31 06:00 | 0.522 | 0.383 | 0.54627 | 29.26
2019-12-31 07:00 | 0.665 | 0.509 | 0.51134 | 29.095
2019-12-31 08:00 | 0.715 | 0.531 | 0.47289 | 36.64
2019-12-31 09:00 | 0.731 | 0.271 | 0.44068 | 34.775
2019-12-31 10:00 | 0.734 | 0.112 | 0.4124 | 30.555
2019-12-31 11:00 | 0.728 | 0.053 | 0.3939 | 30.47
2019-12-31 12:00 | 0.722 | 0.027 | 0.38165 | 29.825
2019-12-31 13:00 | 0.715 | 0.017 | 0.35804 | 25.06
2019-12-31 14:00 | 0.7 | 0.013 | 0.36023 | 25.975
2019-12-31 15:00 | 0.675 | 0.051 | 0.37984 | 32.345
2019-12-31 16:00 | 0.624 | 0.166 | 0.42198 | 34.41
2019-12-31 17:00 | 0.52 | 0.357 | 0.4812 | 34.41
2019-12-31 18:00 | 0.283 | 0.692 | 0.53739 | 38.57
2019-12-31 19:00 | 0 | 0.892 | 0.5763 | 41.735
2019-12-31 20:00 | 0 | 0.887 | 0.57517 | 37.71
2019-12-31 21:00 | 0 | 0.849 | 0.55453 | 36.06
2019-12-31 22:00 | 0 | 0.799 | 0.55531 | 42.755
2019-12-31 23:00 | 0 | 0.76 | 0.54512 | 43.26

## kwin2019
dateTime | solar | wind | gridElectricityEmissionsFactor | wholesaleElectricityPrice
2019-01-01 | 0 | 0.663 | 0.59931 | 35.18
2019-01-01 01:00 | 0 | 0.629 | 0.59986 | 35.23
2019-01-01 02:00 | 0 | 0.583 | 0.5931 | 33.75
2019-01-01 03:00 | 0 | 0.522 | 0.59368 | 33.585
2019-01-01 04:00 | 0 | 0.424 | 0.60195 | 33.65
2019-01-01 05:00 | 0.013 | 0.313 | 0.60838 | 33.255
2019-01-01 06:00 | 0.098 | 0.248 | 0.60903 | 33.145
2019-01-01 07:00 | 0.288 | 0.187 | 0.56782 | 23.365
2019-01-01 08:00 | 0.472 | 0.613 | 0.50088 | 24.15
2019-01-01 09:00 | 0.61 | 0.46 | 0.46096 | 27.6
2019-01-01 10:00 | 0.698 | 0.245 | 0.44601 | 42.57
2019-01-01 11:00 | 0.74 | 0.089 | 0.44177 | 37.85
2019-01-01 12:00 | 0.74 | 0.034 | 0.44982 | 51.315
2019-01-01 13:00 | 0.702 | 0.023 | 0.44989 | 46.915
2019-01-01 14:00 | 0.623 | 0.028 | 0.45404 | 40.245
2019-01-01 15:00 | 0.502 | 0.062 | 0.47909 | 49.4
2019-01-01 16:00 | 0.343 | 0.154 | 0.53009 | 47.765
2019-01-01 17:00 | 0.162 | 0.373 | 0.58523 | 58.29
2019-01-01 18:00 | 0.039 | 0.721 | 0.63224 | 55.37
2019-01-01 19:00 | 0 | 0.827 | 0.6619 | 56.63
2019-01-01 20:00 | 0 | 0.696 | 0.66936 | 51.915
2019-01-01 21:00 | 0 | 0.457 | 0.66553 | 47.575
2019-01-01 22:00 | 0 | 0.193 | 0.67846 | 48.27
2019-01-01 23:00 | 0 | 0.085 | 0.6926 | 45.055
2019-01-02 | 0 | 0.065 | 0.69089 | 42.16
2019-01-02 01:00 | 0 | 0.053 | 0.68247 | 41.87
2019-01-02 02:00 | 0 | 0.035 | 0.67389 | 40.475
2019-01-02 03:00 | 0 | 0.034 | 0.67753 | 41.985
2019-01-02 04:00 | 0 | 0.054 | 0.68234 | 41.945
2019-01-02 05:00 | 0.011 | 0.079 | 0.70677 | 45.55
2019-01-02 06:00 | 0.092 | 0.147 | 0.69432 | 46.855
2019-01-02 07:00 | 0.29 | 0.271 | 0.67698 | 47.38
2019-01-02 08:00 | 0.477 | 0.366 | 0.63236 | 48.14
2019-01-02 09:00 | 0.619 | 0.44 | 0.60712 | 47.745
2019-01-02 10:00 | 0.712 | 0.516 | 0.56724 | 46.515
2019-01-02 11:00 | 0.757 | 0.573 | 0.53483 | 43.54
2019-01-02 12:00 | 0.759 | 0.633 | 0.51955 | 42.49
2019-01-02 13:00 | 0.72 | 0.71 | 0.51634 | 42.705
2019-01-02 14:00 | 0.638 | 0.79 | 0.52817 | 46.315
2019-01-02 15:00 | 0.515 | 0.837 | 0.52401 | 44.34
2019-01-02 16:00 | 0.354 | 0.852 | 0.54291 | 49.53
2019-01-02 17:00 | 0.171 | 0.858 | 0.59653 | 50.08
2019-01-02 18:00 | 0.042 | 0.863 | 0.61801 | 50.39
2019-01-02 19:00 | 0 | 0.844 | 0.64764 | 51.155
2019-01-02 20:00 | 0 | 0.824 | 0.66551 | 50.16
2019-01-02 21:00 | 0 | 0.788 | 0.6722 | 49.07
2019-01-02 22:00 | 0 | 0.697 | 0.67391 | 43.18
2019-01-02 23:00 | 0 | 0.583 | 0.6723 | 41.755
2019-01-03 | 0 | 0.46 | 0.64814 | 37.94
2019-01-03 01:00 | 0 | 0.357 | 0.6631 | 40.74
2019-01-03 02:00 | 0 | 0.34 | 0.67266 | 40.69
2019-01-03 03:00 | 0 | 0.494 | 0.68449 | 40.675
2019-01-03 04:00 | 0 | 0.694 | 0.68906 | 40.89
2019-01-03 05:00 | 0.013 | 0.782 | 0.67971 | 41.03
2019-01-03 06:00 | 0.103 | 0.806 | 0.6632 | 42.24
2019-01-03 07:00 | 0.243 | 0.767 | 0.65169 | 43.27
2019-01-03 08:00 | 0.42 | 0.719 | 0.57114 | 37.43
2019-01-03 09:00 | 0.634 | 0.668 | 0.50845 | 27.925
2019-01-03 10:00 | 0.74 | 0.645 | 0.45728 | -29.87
2019-01-03 11:00 | 0.792 | 0.655 | 0.44086 | -29.905
2019-01-03 12:00 | 0.796 | 0.674 | 0.42088 | -29.945
2019-01-03 13:00 | 0.757 | 0.71 | 0.40031 | -29.945
2019-01-03 14:00 | 0.674 | 0.751 | 0.41544 | -3.79
2019-01-03 15:00 | 0.546 | 0.804 | 0.45115 | 23.525
2019-01-03 16:00 | 0.374 | 0.85 | 0.49431 | 36.525
2019-01-03 17:00 | 0.175 | 0.881 | 0.54712 | 44.54
2019-01-03 18:00 | 0.037 | 0.903 | 0.60303 | 48.19
2019-01-03 19:00 | 0 | 0.891 | 0.62979 | 44.59
2019-01-03 20:00 | 0 | 0.884 | 0.6279 | 39.96
2019-01-03 21:00 | 0 | 0.854 | 0.59686 | 35.575
2019-01-03 22:00 | 0 | 0.766 | 0.58239 | 35.14
2019-01-03 23:00 | 0 | 0.669 | 0.56921 | 23.545
2019-01-04 | 0 | 0.612 | 0.56181 | 22.325
2019-01-04 01:00 | 0 | 0.507 | 0.56235 | 22.32
2019-01-04 02:00 | 0 | 0.436 | 0.5732 | 22.42
2019-01-04 03:00 | 0 | 0.42 | 0.58232 | 23.365
2019-01-04 04:00 | 0 | 0.404 | 0.57892 | 23.58
2019-01-04 05:00 | 0.01 | 0.271 | 0.59731 | 28.555
2019-01-04 06:00 | 0.089 | 0.388 | 0.58572 | 32.28
2019-01-04 07:00 | 0.301 | 0.36 | 0.53986 | 23.555
2019-01-04 08:00 | 0.498 | 0.254 | 0.48467 | 24.15
2019-01-04 09:00 | 0.65 | 0.18 | 0.44277 | 23.275
2019-01-04 10:00 | 0.749 | 0.147 | 0.42236 | 15.445
2019-01-04 11:00 | 0.794 | 0.15 | 0.40956 | 6.665
2019-01-04 12:00 | 0.796 | 0.175 | 0.40275 | -5.45
2019-01-04 13:00 | 0.755 | 0.217 | 0.3904 | -5.465
2019-01-04 14:00 | 0.665 | 0.26 | 0.39885 | 22.285
2019-01-04 15:00 | 0.535 | 0.293 | 0.41962 | 28.23
2019-01-04 16:00 | 0.365 | 0.328 | 0.46878 | 39.295
2019-01-04 17:00 | 0.173 | 0.375 | 0.54382 | 45.625
2019-01-04 18:00 | 0.039 | 0.491 | 0.60641 | 57.3
2019-01-04 19:00 | 0 | 0.716 | 0.63656 | 64.815
2019-01-04 20:00 | 0 | 0.767 | 0.63788 | 44.07
2019-01-04 21:00 | 0 | 0.73 | 0.62811 | 52.245
2019-01-04 22:00 | 0 | 0.68 | 0.60282 | 39.385
2019-01-04 23:00 | 0 | 0.614 | 0.56369 | 23.72
2019-01-05 | 0 | 0.554 | 0.56781 | 23.52
2019-01-05 01:00 | 0 | 0.484 | 0.56383 | 24.985
2019-01-05 02:00 | 0 | 0.425 | 0.5716 | 23.935
2019-01-05 03:00 | 0 | 0.41 | 0.57305 | 27.08
2019-01-05 04:00 | 0 | 0.417 | 0.575 | 33.78
2019-01-05 05:00 | 0.011 | 0.35 | 0.58578 | 33.755
2019-01-05 06:00 | 0.089 | 0.435 | 0.56205 | 24.365
2019-01-05 07:00 | 0.295 | 0.315 | 0.51459 | 22.475
2019-01-05 08:00 | 0.488 | 0.172 | 0.45516 | 25.73
2019-01-05 09:00 | 0.634 | 0.07 | 0.41707 | -3.79
2019-01-05 10:00 | 0.727 | 0.015 | 0.41078 | 21.85
2019-01-05 11:00 | 0.775 | 0.005 | 0.42365 | 28.165
2019-01-05 12:00 | 0.778 | 0.002 | 0.4329 | 34.715
2019-01-05 13:00 | 0.738 | 0.001 | 0.43828 | 41.365
2019-01-05 14:00 | 0.656 | 0.001 | 0.45411 | 47.875
2019-01-05 15:00 | 0.529 | 0.001 | 0.47966 | 36.045
2019-01-05 16:00 | 0.362 | 0.003 | 0.52354 | 50.77
2019-01-05 17:00 | 0.171 | 0.009 | 0.58814 | 84.51
2019-01-05 18:00 | 0.037 | 0.045 | 0.64613 | 98.02
2019-01-05 19:00 | 0 | 0.199 | 0.68496 | 86.49
2019-01-05 20:00 | 0 | 0.501 | 0.67762 | 76.755
2019-01-05 21:00 | 0 | 0.763 | 0.64688 | 66.605
2019-01-05 22:00 | 0 | 0.863 | 0.62629 | 45.725
2019-01-05 23:00 | 0 | 0.87 | 0.6159 | 38.405
2019-01-06 | 0 | 0.846 | 0.62366 | 41.695
2019-01-06 01:00 | 0 | 0.798 | 0.63195 | 37.785
2019-01-06 02:00 | 0 | 0.745 | 0.64301 | 41.71
2019-01-06 03:00 | 0 | 0.706 | 0.64936 | 41.77
2019-01-06 04:00 | 0 | 0.713 | 0.64626 | 41.855
2019-01-06 05:00 | 0.011 | 0.711 | 0.65758 | 41.56
2019-01-06 06:00 | 0.1 | 0.781 | 0.65049 | 41.42
2019-01-06 07:00 | 0.287 | 0.711 | 0.59148 | 32.71
2019-01-06 08:00 | 0.475 | 0.555 | 0.50715 | 23.33
2019-01-06 09:00 | 0.613 | 0.387 | 0.4539 | -3.735
2019-01-06 10:00 | 0.693 | 0.153 | 0.4523 | -5.57
2019-01-06 11:00 | 0.733 | 0.022 | 0.45727 | 33.285
2019-01-06 12:00 | 0.744 | 0.001 | 0.46407 | 34.645
2019-01-06 13:00 | 0.707 | 0 | 0.46822 | 34.315
2019-01-06 14:00 | 0.63 | 0 | 0.49288 | 37.325
2019-01-06 15:00 | 0.509 | 0 | 0.53167 | 41.69
2019-01-06 16:00 | 0.348 | 0.006 | 0.56924 | 59.055
2019-01-06 17:00 | 0.167 | 0.025 | 0.61426 | 71.475
2019-01-06 18:00 | 0.038 | 0.121 | 0.66579 | 72.785
2019-01-06 19:00 | 0 | 0.51 | 0.69383 | 49.33
2019-01-06 20:00 | 0 | 0.853 | 0.69193 | 42.88
2019-01-06 21:00 | 0 | 0.926 | 0.67379 | 35.74
2019-01-06 22:00 | 0 | 0.939 | 0.66486 | 36.05
2019-01-06 23:00 | 0 | 0.92 | 0.64018 | 34.82
2019-01-07 | 0 | 0.876 | 0.64502 | 35.045
2019-01-07 01:00 | 0 | 0.81 | 0.65757 | 34.785
2019-01-07 02:00 | 0 | 0.717 | 0.649 | 29.535
2019-01-07 03:00 | 0 | 0.606 | 0.63818 | 24.615
2019-01-07 04:00 | 0 | 0.555 | 0.64768 | 34.495
2019-01-07 05:00 | 0.012 | 0.524 | 0.65376 | 32.205
2019-01-07 06:00 | 0.091 | 0.531 | 0.6523 | 34.97
2019-01-07 07:00 | 0.284 | 0.406 | 0.62053 | 38.905
2019-01-07 08:00 | 0.467 | 0.265 | 0.56607 | 45.54
2019-01-07 09:00 | 0.605 | 0.093 | 0.52718 | 37.765
2019-01-07 10:00 | 0.693 | 0.007 | 0.50917 | 37.585
2019-01-07 11:00 | 0.738 | 0.002 | 0.49931 | 50.305
2019-01-07 12:00 | 0.742 | 0.005 | 0.49822 | 46.84
2019-01-07 13:00 | 0.706 | 0.018 | 0.50214 | 46.815
2019-01-07 14:00 | 0.627 | 0.071 | 0.52183 | 41.475
2019-01-07 15:00 | 0.507 | 0.18 | 0.54492 | 42.19
2019-01-07 16:00 | 0.347 | 0.363 | 0.58405 | 49.365
2019-01-07 17:00 | 0.168 | 0.637 | 0.6273 | 64.375
2019-01-07 18:00 | 0.039 | 0.904 | 0.65371 | 58.36
2019-01-07 19:00 | 0 | 0.964 | 0.65842 | 41.145
2019-01-07 20:00 | 0 | 0.958 | 0.65206 | 45.675
2019-01-07 21:00 | 0 | 0.964 | 0.6433 | 38.13
2019-01-07 22:00 | 0 | 0.96 | 0.62488 | 35.045
2019-01-07 23:00 | 0 | 0.941 | 0.64728 | 40.095
2019-01-08 | 0 | 0.909 | 0.65031 | 34.29
2019-01-08 01:00 | 0 | 0.871 | 0.64529 | 24.05
2019-01-08 02:00 | 0 | 0.823 | 0.63962 | 22.735
2019-01-08 03:00 | 0 | 0.79 | 0.63409 | 21.95
2019-01-08 04:00 | 0 | 0.771 | 0.63088 | 22.285
2019-01-08 05:00 | 0.012 | 0.776 | 0.64248 | 22.285
2019-01-08 06:00 | 0.098 | 0.769 | 0.63222 | 33.21
2019-01-08 07:00 | 0.289 | 0.718 | 0.61593 | 41.99
2019-01-08 08:00 | 0.481 | 0.643 | 0.56932 | 35.685
2019-01-08 09:00 | 0.615 | 0.515 | 0.52917 | 28.34
2019-01-08 10:00 | 0.67 | 0.349 | 0.50127 | 35.83
2019-01-08 11:00 | 0.666 | 0.228 | 0.50525 | 42.285
2019-01-08 12:00 | 0.755 | 0.14 | 0.49829 | 44.095
2019-01-08 13:00 | 0.733 | 0.092 | 0.51626 | 48.915
2019-01-08 14:00 | 0.63 | 0.052 | 0.55365 | 45.905
2019-01-08 15:00 | 0.517 | 0.042 | 0.57187 | 44.98
2019-01-08 16:00 | 0.346 | 0.082 | 0.60674 | 38.43
2019-01-08 17:00 | 0.127 | 0.187 | 0.6265 | 38.195
2019-01-08 18:00 | 0.026 | 0.429 | 0.63434 | 36.625
2019-01-08 19:00 | 0 | 0.812 | 0.62671 | 36.19
2019-01-08 20:00 | 0 | 0.925 | 0.63186 | 36.975
2019-01-08 21:00 | 0 | 0.951 | 0.65376 | 36.815
2019-01-08 22:00 | 0 | 0.942 | 0.65882 | 35.855
2019-01-08 23:00 | 0 | 0.91 | 0.64367 | 35.175
2019-01-09 | 0 | 0.869 | 0.63923 | 23.72
2019-01-09 01:00 | 0 | 0.825 | 0.65036 | 23.455
2019-01-09 02:00 | 0 | 0.794 | 0.64474 | 22.645
2019-01-09 03:00 | 0 | 0.764 | 0.64186 | 22.245
2019-01-09 04:00 | 0 | 0.722 | 0.63866 | -3.735
2019-01-09 05:00 | 0.012 | 0.667 | 0.64464 | 22.735
2019-01-09 06:00 | 0.096 | 0.706 | 0.65134 | 42.2
2019-01-09 07:00 | 0.288 | 0.541 | 0.60416 | 32.39
2019-01-09 08:00 | 0.473 | 0.351 | 0.55725 | 29.6
2019-01-09 09:00 | 0.619 | 0.194 | 0.52597 | 29.6
2019-01-09 10:00 | 0.714 | 0.07 | 0.50627 | 34.97
2019-01-09 11:00 | 0.76 | 0.008 | 0.49572 | 35.125
2019-01-09 12:00 | 0.761 | 0 | 0.49335 | 36.395
2019-01-09 13:00 | 0.722 | 0 | 0.50135 | 37.01
2019-01-09 14:00 | 0.641 | 0 | 0.51823 | 39.175
2019-01-09 15:00 | 0.517 | 0.001 | 0.53962 | 39.655
2019-01-09 16:00 | 0.354 | 0.005 | 0.56581 | 44
2019-01-09 17:00 | 0.169 | 0.009 | 0.60595 | 44.56
2019-01-09 18:00 | 0.037 | 0.034 | 0.6643 | 40.56
2019-01-09 19:00 | 0 | 0.176 | 0.69838 | 44.64
2019-01-09 20:00 | 0 | 0.366 | 0.7027 | 45.815
2019-01-09 21:00 | 0 | 0.485 | 0.70632 | 45.715
2019-01-09 22:00 | 0 | 0.534 | 0.7018 | 48.235
2019-01-09 23:00 | 0 | 0.57 | 0.679 | 43.665
2019-01-10 | 0 | 0.587 | 0.67025 | 42.685
2019-01-10 01:00 | 0 | 0.523 | 0.67765 | 42.495
2019-01-10 02:00 | 0 | 0.443 | 0.67349 | 41.975
2019-01-10 03:00 | 0 | 0.389 | 0.67443 | 42.02
2019-01-10 04:00 | 0 | 0.363 | 0.67094 | 38.46
2019-01-10 05:00 | 0.01 | 0.294 | 0.67226 | 42.715
2019-01-10 06:00 | 0.085 | 0.168 | 0.66268 | 39.43
2019-01-10 07:00 | 0.281 | 0.215 | 0.62397 | 35.805
2019-01-10 08:00 | 0.465 | 0.357 | 0.58203 | 44.14
2019-01-10 09:00 | 0.607 | 0.491 | 0.54361 | 43.845
2019-01-10 10:00 | 0.704 | 0.657 | 0.50168 | 36.265
2019-01-10 11:00 | 0.757 | 0.77 | 0.45241 | -3.83
2019-01-10 12:00 | 0.764 | 0.84 | 0.42684 | -29.905
2019-01-10 13:00 | 0.727 | 0.893 | 0.41571 | -29.91
2019-01-10 14:00 | 0.648 | 0.93 | 0.41758 | -8.045
2019-01-10 15:00 | 0.523 | 0.946 | 0.44567 | 21.045
2019-01-10 16:00 | 0.35 | 0.945 | 0.48475 | 27.09
2019-01-10 17:00 | 0.161 | 0.938 | 0.52797 | 44.175
2019-01-10 18:00 | 0.038 | 0.925 | 0.58333 | 44.335
2019-01-10 19:00 | 0 | 0.867 | 0.61558 | 36.23
2019-01-10 20:00 | 0 | 0.772 | 0.62199 | 40.475
2019-01-10 21:00 | 0 | 0.76 | 0.62357 | 43.235
2019-01-10 22:00 | 0 | 0.754 | 0.62501 | 42.1
2019-01-10 23:00 | 0 | 0.608 | 0.61817 | 41.28
2019-01-11 | 0 | 0.492 | 0.61698 | 23.82
2019-01-11 01:00 | 0 | 0.494 | 0.61249 | 22.545
2019-01-11 02:00 | 0 | 0.425 | 0.60637 | 24.15
2019-01-11 03:00 | 0 | 0.272 | 0.60938 | 32.325
2019-01-11 04:00 | 0 | 0.247 | 0.62504 | 32.82
2019-01-11 05:00 | 0.011 | 0.201 | 0.63927 | 41.635
2019-01-11 06:00 | 0.092 | 0.112 | 0.62799 | 42.08
2019-01-11 07:00 | 0.291 | 0.059 | 0.58668 | 8.57
2019-01-11 08:00 | 0.491 | 0.027 | 0.56219 | 34.76
2019-01-11 09:00 | 0.64 | 0.012 | 0.52008 | 27.125
2019-01-11 10:00 | 0.735 | 0.005 | 0.48693 | 24.15
2019-01-11 11:00 | 0.779 | 0.002 | 0.45856 | 23.365
2019-01-11 12:00 | 0.781 | 0.001 | 0.4599 | 22.455
2019-01-11 13:00 | 0.74 | 0 | 0.46418 | 23.365
2019-01-11 14:00 | 0.652 | 0 | 0.47523 | 29.6
2019-01-11 15:00 | 0.526 | 0 | 0.49423 | 34.725
2019-01-11 16:00 | 0.358 | 0.001 | 0.53361 | 38.67
2019-01-11 17:00 | 0.169 | 0.002 | 0.58507 | 42.195
2019-01-11 18:00 | 0.038 | 0.027 | 0.62443 | 42.265
2019-01-11 19:00 | 0 | 0.135 | 0.65776 | 52.605
2019-01-11 20:00 | 0 | 0.36 | 0.66581 | 47.875
2019-01-11 21:00 | 0 | 0.624 | 0.63602 | 41.715
2019-01-11 22:00 | 0 | 0.761 | 0.60416 | 40.1
2019-01-11 23:00 | 0 | 0.776 | 0.58754 | 35.415
2019-01-12 | 0 | 0.763 | 0.58516 | 33.42
2019-01-12 01:00 | 0 | 0.76 | 0.57395 | 24.15
2019-01-12 02:00 | 0 | 0.733 | 0.57292 | 24.15
2019-01-12 03:00 | 0 | 0.694 | 0.57461 | 24.15
2019-01-12 04:00 | 0 | 0.671 | 0.5803 | 28.765
2019-01-12 05:00 | 0.009 | 0.626 | 0.60255 | 25.83
2019-01-12 06:00 | 0.081 | 0.674 | 0.57416 | 24.365
2019-01-12 07:00 | 0.286 | 0.702 | 0.542 | 26.685
2019-01-12 08:00 | 0.473 | 0.677 | 0.49612 | 25.615
2019-01-12 09:00 | 0.61 | 0.612 | 0.45808 | 25.865
2019-01-12 10:00 | 0.695 | 0.515 | 0.42999 | 29.67
2019-01-12 11:00 | 0.739 | 0.344 | 0.41935 | 42.31
2019-01-12 12:00 | 0.741 | 0.223 | 0.42347 | 43
2019-01-12 13:00 | 0.702 | 0.143 | 0.42957 | 45.325
2019-01-12 14:00 | 0.622 | 0.085 | 0.4483 | 42.35
2019-01-12 15:00 | 0.501 | 0.046 | 0.48161 | 42.9
2019-01-12 16:00 | 0.342 | 0.018 | 0.52146 | 50.65
2019-01-12 17:00 | 0.165 | 0.009 | 0.56846 | 64.345
2019-01-12 18:00 | 0.036 | 0.034 | 0.60812 | 74.66
2019-01-12 19:00 | 0 | 0.485 | 0.62039 | 68.15
2019-01-12 20:00 | 0 | 0.827 | 0.61668 | 53.44
2019-01-12 21:00 | 0 | 0.906 | 0.61255 | 44.485
2019-01-12 22:00 | 0 | 0.909 | 0.60992 | 58.89
2019-01-12 23:00 | 0 | 0.819 | 0.62564 | 48.045
2019-01-13 | 0 | 0.612 | 0.6083 | 36.69
2019-01-13 01:00 | 0 | 0.42 | 0.59985 | 34.195
2019-01-13 02:00 | 0 | 0.354 | 0.59588 | 33.775
2019-01-13 03:00 | 0 | 0.282 | 0.58413 | 33.76
2019-01-13 04:00 | 0 | 0.257 | 0.58227 | 33.715
2019-01-13 05:00 | 0.01 | 0.345 | 0.59205 | 29.16
2019-01-13 06:00 | 0.088 | 0.498 | 0.61792 | 34.41
2019-01-13 07:00 | 0.276 | 0.581 | 0.56863 | 27.94
2019-01-13 08:00 | 0.461 | 0.661 | 0.47515 | 25.575
2019-01-13 09:00 | 0.607 | 0.751 | 0.41224 | 22.455
2019-01-13 10:00 | 0.703 | 0.766 | 0.36887 | 22.245
2019-01-13 11:00 | 0.75 | 0.666 | 0.35077 | 22.285
2019-01-13 12:00 | 0.755 | 0.525 | 0.35041 | 20.565
2019-01-13 13:00 | 0.719 | 0.406 | 0.36242 | -29.9
2019-01-13 14:00 | 0.639 | 0.315 | 0.37492 | -3.455
2019-01-13 15:00 | 0.517 | 0.277 | 0.4032 | 29.475
2019-01-13 16:00 | 0.355 | 0.295 | 0.45612 | 36.32
2019-01-13 17:00 | 0.171 | 0.419 | 0.51199 | 48.895
2019-01-13 18:00 | 0.036 | 0.721 | 0.56814 | 63.6
2019-01-13 19:00 | 0 | 0.892 | 0.57872 | 47.89
2019-01-13 20:00 | 0 | 0.94 | 0.58381 | 43.785
2019-01-13 21:00 | 0 | 0.956 | 0.5826 | 39.705
2019-01-13 22:00 | 0 | 0.94 | 0.57195 | 33.915
2019-01-13 23:00 | 0 | 0.907 | 0.56702 | 30.325
2019-01-14 | 0 | 0.863 | 0.57469 | 23.555
2019-01-14 01:00 | 0 | 0.825 | 0.56629 | 22.365
2019-01-14 02:00 | 0 | 0.779 | 0.55724 | 22.285
2019-01-14 03:00 | 0 | 0.747 | 0.56575 | 22.7
2019-01-14 04:00 | 0 | 0.704 | 0.5885 | 28.92
2019-01-14 05:00 | 0.011 | 0.643 | 0.59802 | 34.225
2019-01-14 06:00 | 0.094 | 0.582 | 0.58962 | 36.43
2019-01-14 07:00 | 0.282 | 0.446 | 0.57848 | 40.33
2019-01-14 08:00 | 0.48 | 0.31 | 0.54339 | 39.32
2019-01-14 09:00 | 0.629 | 0.187 | 0.50088 | 45.54
2019-01-14 10:00 | 0.723 | 0.087 | 0.47264 | 29.27
2019-01-14 11:00 | 0.767 | 0.022 | 0.44585 | 24.66
2019-01-14 12:00 | 0.768 | 0 | 0.41735 | 23.33
2019-01-14 13:00 | 0.728 | 0 | 0.41432 | 23.72
2019-01-14 14:00 | 0.646 | 0 | 0.42572 | 29.42
2019-01-14 15:00 | 0.519 | 0 | 0.46318 | 35.685
2019-01-14 16:00 | 0.355 | 0 | 0.50068 | 36.305
2019-01-14 17:00 | 0.17 | 0 | 0.54463 | 38.49
2019-01-14 18:00 | 0.036 | 0.008 | 0.59811 | 43.115
2019-01-14 19:00 | 0 | 0.161 | 0.63809 | 62.49
2019-01-14 20:00 | 0 | 0.59 | 0.63535 | 42.955
2019-01-14 21:00 | 0 | 0.848 | 0.60689 | 37.23
2019-01-14 22:00 | 0 | 0.924 | 0.58321 | 28.53
2019-01-14 23:00 | 0 | 0.946 | 0.57959 | 22.68
2019-01-15 | 0 | 0.934 | 0.58085 | 20.94
2019-01-15 01:00 | 0 | 0.904 | 0.57042 | 21.85
2019-01-15 02:00 | 0 | 0.858 | 0.59309 | 24.15
2019-01-15 03:00 | 0 | 0.816 | 0.60241 | 23.395
2019-01-15 04:00 | 0 | 0.784 | 0.60486 | 23.365
2019-01-15 05:00 | 0.01 | 0.774 | 0.60661 | 23.735
2019-01-15 06:00 | 0.094 | 0.757 | 0.59056 | 34.575
2019-01-15 07:00 | 0.282 | 0.639 | 0.55694 | 34.24
2019-01-15 08:00 | 0.457 | 0.465 | 0.51485 | 41.085
2019-01-15 09:00 | 0.63 | 0.292 | 0.48902 | 41.735
2019-01-15 10:00 | 0.727 | 0.151 | 0.4617 | 37.02
2019-01-15 11:00 | 0.769 | 0.056 | 0.44279 | 33.715
2019-01-15 12:00 | 0.77 | 0.006 | 0.42461 | 23.525
2019-01-15 13:00 | 0.729 | 0 | 0.41377 | 22.36
2019-01-15 14:00 | 0.647 | 0 | 0.4142 | 22.29
2019-01-15 15:00 | 0.521 | 0 | 0.43621 | 27.125
2019-01-15 16:00 | 0.356 | 0.001 | 0.47158 | 33.91
2019-01-15 17:00 | 0.171 | 0.034 | 0.52654 | 33.905
2019-01-15 18:00 | 0.037 | 0.132 | 0.58099 | 34.255
2019-01-15 19:00 | 0 | 0.594 | 0.60488 | 35.335
2019-01-15 20:00 | 0 | 0.801 | 0.58831 | 35.12
2019-01-15 21:00 | 0 | 0.885 | 0.56818 | 34.205
2019-01-15 22:00 | 0 | 0.925 | 0.5668 | 22.68
2019-01-15 23:00 | 0 | 0.934 | 0.56854 | 22.245
2019-01-16 | 0 | 0.904 | 0.56988 | -7.155
2019-01-16 01:00 | 0 | 0.832 | 0.57358 | -29.9
2019-01-16 02:00 | 0 | 0.742 | 0.58309 | 20.485
2019-01-16 03:00 | 0 | 0.663 | 0.59632 | 22.245
2019-01-16 04:00 | 0 | 0.608 | 0.61457 | 22.58
2019-01-16 05:00 | 0.009 | 0.568 | 0.63885 | 24.4
2019-01-16 06:00 | 0.084 | 0.573 | 0.62452 | 34.53
2019-01-16 07:00 | 0.285 | 0.424 | 0.58921 | 35.135
2019-01-16 08:00 | 0.479 | 0.265 | 0.53717 | 41.39
2019-01-16 09:00 | 0.628 | 0.136 | 0.49864 | 41.145
2019-01-16 10:00 | 0.725 | 0.043 | 0.46306 | 32.85
2019-01-16 11:00 | 0.773 | 0.003 | 0.43933 | 24.365
2019-01-16 12:00 | 0.775 | 0.003 | 0.42488 | 41.275
2019-01-16 13:00 | 0.735 | 0.025 | 0.40963 | 41.38
2019-01-16 14:00 | 0.653 | 0.064 | 0.41398 | 37.47
2019-01-16 15:00 | 0.527 | 0.116 | 0.42622 | 33.795
2019-01-16 16:00 | 0.361 | 0.194 | 0.46292 | 35.145
2019-01-16 17:00 | 0.173 | 0.294 | 0.52113 | 37.945
2019-01-16 18:00 | 0.034 | 0.467 | 0.58238 | 38.175
2019-01-16 19:00 | 0 | 0.766 | 0.62102 | 39.74
2019-01-16 20:00 | 0 | 0.824 | 0.62618 | 38.14
2019-01-16 21:00 | 0 | 0.805 | 0.61253 | 36.385
2019-01-16 22:00 | 0 | 0.725 | 0.60389 | 44.055
2019-01-16 23:00 | 0 | 0.551 | 0.595 | 28.085
2019-01-17 | 0 | 0.39 | 0.59076 | 22.58
2019-01-17 01:00 | 0 | 0.293 | 0.59529 | 23.52
2019-01-17 02:00 | 0 | 0.223 | 0.59502 | 22.645
2019-01-17 03:00 | 0 | 0.183 | 0.58591 | 22.455
2019-01-17 04:00 | 0 | 0.176 | 0.5938 | 29.015
2019-01-17 05:00 | 0.009 | 0.139 | 0.60288 | 38.715
2019-01-17 06:00 | 0.082 | 0.095 | 0.59859 | 46.32
2019-01-17 07:00 | 0.286 | 0.085 | 0.57413 | 46.085
2019-01-17 08:00 | 0.48 | 0.087 | 0.53625 | 46.03
2019-01-17 09:00 | 0.629 | 0.101 | 0.50789 | 46.08
2019-01-17 10:00 | 0.726 | 0.119 | 0.48005 | 45.6
2019-01-17 11:00 | 0.771 | 0.134 | 0.45875 | 43.06
2019-01-17 12:00 | 0.751 | 0.192 | 0.43824 | 42.44
2019-01-17 13:00 | 0.645 | 0.263 | 0.41684 | 32.21
2019-01-17 14:00 | 0.587 | 0.418 | 0.41475 | 28.355
2019-01-17 15:00 | 0.508 | 0.573 | 0.43595 | 38.31
2019-01-17 16:00 | 0.358 | 0.672 | 0.49046 | 45.835
2019-01-17 17:00 | 0.174 | 0.751 | 0.52983 | 46.81
2019-01-17 18:00 | 0.035 | 0.765 | 0.58295 | 48.86
2019-01-17 19:00 | 0 | 0.756 | 0.6167 | 44.235
2019-01-17 20:00 | 0 | 0.799 | 0.62312 | 43.1
2019-01-17 21:00 | 0 | 0.882 | 0.60398 | 36.195
2019-01-17 22:00 | 0 | 0.846 | 0.57343 | 28.7
2019-01-17 23:00 | 0 | 0.765 | 0.57036 | 23.2
2019-01-18 | 0 | 0.679 | 0.57222 | 24.15
2019-01-18 01:00 | 0 | 0.548 | 0.56151 | 21.85
2019-01-18 02:00 | 0 | 0.407 | 0.55876 | 24.15
2019-01-18 03:00 | 0 | 0.355 | 0.57656 | 27.08
2019-01-18 04:00 | 0 | 0.355 | 0.58587 | 25.615
2019-01-18 05:00 | 0.008 | 0.348 | 0.60295 | 37.875
2019-01-18 06:00 | 0.081 | 0.32 | 0.60434 | 41.77
2019-01-18 07:00 | 0.293 | 0.207 | 0.57339 | 41.815
2019-01-18 08:00 | 0.494 | 0.114 | 0.53145 | 42.03
2019-01-18 09:00 | 0.645 | 0.055 | 0.50801 | 42.12
2019-01-18 10:00 | 0.741 | 0.034 | 0.48571 | 42.4
2019-01-18 11:00 | 0.785 | 0.033 | 0.47711 | 43.84
2019-01-18 12:00 | 0.788 | 0.031 | 0.46829 | 45.42
2019-01-18 13:00 | 0.747 | 0.032 | 0.47515 | 47.525
2019-01-18 14:00 | 0.662 | 0.042 | 0.4921 | 48.01
2019-01-18 15:00 | 0.534 | 0.054 | 0.50775 | 59.185
2019-01-18 16:00 | 0.366 | 0.073 | 0.54045 | 96.055
2019-01-18 17:00 | 0.174 | 0.097 | 0.57323 | 96.1
2019-01-18 18:00 | 0.032 | 0.176 | 0.60671 | 96.26
2019-01-18 19:00 | 0 | 0.349 | 0.63561 | 96.04
2019-01-18 20:00 | 0 | 0.564 | 0.63461 | 66.4
2019-01-18 21:00 | 0 | 0.752 | 0.60269 | 37.645
2019-01-18 22:00 | 0 | 0.824 | 0.56627 | 38.105
2019-01-18 23:00 | 0 | 0.845 | 0.54688 | 41.305
2019-01-19 | 0 | 0.836 | 0.54255 | 29.05
2019-01-19 01:00 | 0 | 0.819 | 0.5366 | 23.555
2019-01-19 02:00 | 0 | 0.785 | 0.53241 | 22.705
2019-01-19 03:00 | 0 | 0.757 | 0.53593 | 23.52
2019-01-19 04:00 | 0 | 0.708 | 0.53741 | 24.15
2019-01-19 05:00 | 0.008 | 0.641 | 0.53769 | 22.635
2019-01-19 06:00 | 0.083 | 0.6 | 0.52122 | -3.81
2019-01-19 07:00 | 0.281 | 0.666 | 0.50755 | 22.21
2019-01-19 08:00 | 0.473 | 0.579 | 0.48087 | 21.71
2019-01-19 09:00 | 0.614 | 0.483 | 0.4579 | 24.325
2019-01-19 10:00 | 0.702 | 0.286 | 0.4855 | 45.635
2019-01-19 11:00 | 0.749 | 0.112 | 0.52698 | 46.155
2019-01-19 12:00 | 0.752 | 0.044 | 0.54579 | 71.47
2019-01-19 13:00 | 0.714 | 0.017 | 0.55559 | 54.64
2019-01-19 14:00 | 0.631 | 0.005 | 0.55971 | 82.035
2019-01-19 15:00 | 0.506 | 0.001 | 0.5536 | 62.88
2019-01-19 16:00 | 0.344 | 0 | 0.58313 | 64.465
2019-01-19 17:00 | 0.164 | 0 | 0.62932 | 75.275
2019-01-19 18:00 | 0.033 | 0.008 | 0.65822 | 89.59
2019-01-19 19:00 | 0 | 0.095 | 0.67413 | 76.68
2019-01-19 20:00 | 0 | 0.262 | 0.67537 | 69.665
2019-01-19 21:00 | 0 | 0.393 | 0.67847 | 56.585
2019-01-19 22:00 | 0 | 0.47 | 0.65851 | 46.78
2019-01-19 23:00 | 0 | 0.455 | 0.62711 | 44.14
2019-01-20 | 0 | 0.497 | 0.60505 | 35.19
2019-01-20 01:00 | 0 | 0.547 | 0.59148 | 28.24
2019-01-20 02:00 | 0 | 0.55 | 0.59949 | 34.9
2019-01-20 03:00 | 0 | 0.537 | 0.61467 | 28.57
2019-01-20 04:00 | 0 | 0.527 | 0.62765 | 40.51
2019-01-20 05:00 | 0.007 | 0.544 | 0.64959 | 40.325
2019-01-20 06:00 | 0.073 | 0.347 | 0.62297 | 24.325
2019-01-20 07:00 | 0.272 | 0.315 | 0.55815 | 21.84
2019-01-20 08:00 | 0.452 | 0.548 | 0.49667 | 35.23
2019-01-20 09:00 | 0.586 | 0.654 | 0.51212 | 45.66
2019-01-20 10:00 | 0.674 | 0.615 | 0.54157 | 59.07
2019-01-20 11:00 | 0.716 | 0.512 | 0.57462 | 104.605
2019-01-20 12:00 | 0.717 | 0.406 | 0.57601 | 62.88
2019-01-20 13:00 | 0.678 | 0.336 | 0.56157 | 54.21
2019-01-20 14:00 | 0.6 | 0.296 | 0.5634 | 63.805
2019-01-20 15:00 | 0.481 | 0.281 | 0.57809 | 59.89
2019-01-20 16:00 | 0.327 | 0.285 | 0.59767 | 62.88
2019-01-20 17:00 | 0.159 | 0.346 | 0.62666 | 70.52
2019-01-20 18:00 | 0.033 | 0.559 | 0.66068 | 65.31
2019-01-20 19:00 | 0 | 0.77 | 0.6743 | 56.605
2019-01-20 20:00 | 0 | 0.776 | 0.67157 | 49.95
2019-01-20 21:00 | 0 | 0.748 | 0.66213 | 57.94
2019-01-20 22:00 | 0 | 0.636 | 0.67328 | 48.775
2019-01-20 23:00 | 0 | 0.454 | 0.69636 | 45.755
2019-01-21 | 0 | 0.314 | 0.71398 | 40.615
2019-01-21 01:00 | 0 | 0.226 | 0.68188 | 35.675
2019-01-21 02:00 | 0 | 0.161 | 0.64937 | 39.385
2019-01-21 03:00 | 0 | 0.105 | 0.66089 | 39.305
2019-01-21 04:00 | 0 | 0.068 | 0.6668 | 39.44
2019-01-21 05:00 | 0.008 | 0.035 | 0.68993 | 44.34
2019-01-21 06:00 | 0.081 | 0.005 | 0.68158 | 45.865
2019-01-21 07:00 | 0.268 | 0 | 0.65318 | 46.025
2019-01-21 08:00 | 0.449 | 0 | 0.60058 | 48.315
2019-01-21 09:00 | 0.586 | 0.006 | 0.5598 | 47.355
2019-01-21 10:00 | 0.673 | 0.081 | 0.53826 | 47.115
2019-01-21 11:00 | 0.726 | 0.182 | 0.52692 | 47.325
2019-01-21 12:00 | 0.729 | 0.254 | 0.50772 | 42.505
2019-01-21 13:00 | 0.693 | 0.323 | 0.49661 | 39.195
2019-01-21 14:00 | 0.616 | 0.42 | 0.50147 | 39.715
2019-01-21 15:00 | 0.499 | 0.534 | 0.53 | 45.87
2019-01-21 16:00 | 0.344 | 0.627 | 0.56338 | 61.015
2019-01-21 17:00 | 0.167 | 0.697 | 0.60491 | 94.975
2019-01-21 18:00 | 0.032 | 0.767 | 0.64906 | 96.075
2019-01-21 19:00 | 0 | 0.844 | 0.66328 | 47.83
2019-01-21 20:00 | 0 | 0.837 | 0.62519 | 40.84
2019-01-21 21:00 | 0 | 0.854 | 0.60885 | 39.285
2019-01-21 22:00 | 0 | 0.89 | 0.58463 | 37.2
2019-01-21 23:00 | 0 | 0.893 | 0.58822 | 43.785
2019-01-22 | 0 | 0.859 | 0.59643 | 43.135
2019-01-22 01:00 | 0 | 0.834 | 0.60361 | 42.925
2019-01-22 02:00 | 0 | 0.828 | 0.60426 | 42.64
2019-01-22 03:00 | 0 | 0.832 | 0.60301 | 42.575
2019-01-22 04:00 | 0 | 0.818 | 0.58655 | 38.69
2019-01-22 05:00 | 0.007 | 0.823 | 0.6103 | 42.775
2019-01-22 06:00 | 0.087 | 0.851 | 0.68236 | 45.495
2019-01-22 07:00 | 0.222 | 0.814 | 0.66802 | 46.39
2019-01-22 08:00 | 0.373 | 0.733 | 0.62816 | 42.43
2019-01-22 09:00 | 0.5 | 0.608 | 0.59447 | 43.655
2019-01-22 10:00 | 0.566 | 0.446 | 0.53587 | 42.01
2019-01-22 11:00 | 0.607 | 0.347 | 0.52511 | 42.15
2019-01-22 12:00 | 0.659 | 0.245 | 0.48587 | 42.585
2019-01-22 13:00 | 0.635 | 0.128 | 0.50541 | 43.035
2019-01-22 14:00 | 0.562 | 0.058 | 0.5167 | 59.455
2019-01-22 15:00 | 0.458 | 0.019 | 0.53009 | 49.85
2019-01-22 16:00 | 0.32 | 0.011 | 0.5481 | 54.97
2019-01-22 17:00 | 0.165 | 0.016 | 0.57727 | 53.99
2019-01-22 18:00 | 0.035 | 0.049 | 0.62969 | 61.435
2019-01-22 19:00 | 0 | 0.26 | 0.64657 | 50.845
2019-01-22 20:00 | 0 | 0.446 | 0.66631 | 50.51
2019-01-22 21:00 | 0 | 0.328 | 0.67707 | 48.49
2019-01-22 22:00 | 0 | 0.199 | 0.69126 | 47.335
2019-01-22 23:00 | 0 | 0.13 | 0.68519 | 45.43
2019-01-23 | 0 | 0.088 | 0.67107 | 42.465
2019-01-23 01:00 | 0 | 0.068 | 0.62645 | 25.485
2019-01-23 02:00 | 0 | 0.181 | 0.61584 | 33.97
2019-01-23 03:00 | 0 | 0.486 | 0.61767 | 30.65
2019-01-23 04:00 | 0 | 0.729 | 0.6035 | 33.145
2019-01-23 05:00 | 0.008 | 0.828 | 0.62308 | 39.275
2019-01-23 06:00 | 0.084 | 0.927 | 0.61007 | 44.49
2019-01-23 07:00 | 0.287 | 0.964 | 0.54686 | 34.69
2019-01-23 08:00 | 0.483 | 0.946 | 0.47405 | 25.455
2019-01-23 09:00 | 0.645 | 0.877 | 0.45414 | -1.535
2019-01-23 10:00 | 0.74 | 0.77 | 0.39903 | -29.94
2019-01-23 11:00 | 0.775 | 0.664 | 0.3788 | -29.965
2019-01-23 12:00 | 0.752 | 0.577 | 0.37502 | -29.945
2019-01-23 13:00 | 0.624 | 0.579 | 0.37876 | -29.925
2019-01-23 14:00 | 0.511 | 0.661 | 0.40468 | -29.87
2019-01-23 15:00 | 0.412 | 0.744 | 0.4233 | 30.125
2019-01-23 16:00 | 0.29 | 0.804 | 0.45593 | 24.325
2019-01-23 17:00 | 0.152 | 0.835 | 0.50247 | 34.905
2019-01-23 18:00 | 0.024 | 0.889 | 0.55825 | 35.78
2019-01-23 19:00 | 0 | 0.939 | 0.58728 | 36.305
2019-01-23 20:00 | 0 | 0.957 | 0.59632 | 37.005
2019-01-23 21:00 | 0 | 0.964 | 0.59469 | 44.545
2019-01-23 22:00 | 0 | 0.963 | 0.59934 | 42.38
2019-01-23 23:00 | 0 | 0.956 | 0.6229 | 39.595
2019-01-24 | 0 | 0.942 | 0.64079 | 39.05
2019-01-24 01:00 | 0 | 0.922 | 0.64006 | 42.825
2019-01-24 02:00 | 0 | 0.897 | 0.67446 | 47.125
2019-01-24 03:00 | 0 | 0.873 | 0.64426 | 40
2019-01-24 04:00 | 0 | 0.836 | 0.62547 | 45.43
2019-01-24 05:00 | 0.007 | 0.797 | 0.64426 | 61.11
2019-01-24 06:00 | 0.093 | 0.881 | 0.62823 | 48.155
2019-01-24 07:00 | 0.232 | 0.881 | 0.59994 | 54.85
2019-01-24 08:00 | 0.247 | 0.817 | 0.54746 | 55.005
2019-01-24 09:00 | 0.299 | 0.711 | 0.53329 | 51.965
2019-01-24 10:00 | 0.427 | 0.602 | 0.54985 | 44.73
2019-01-24 11:00 | 0.689 | 0.53 | 0.54941 | 43.29
2019-01-24 12:00 | 0.802 | 0.491 | 0.5187 | 43.735
2019-01-24 13:00 | 0.773 | 0.47 | 0.50975 | 45.02
2019-01-24 14:00 | 0.687 | 0.447 | 0.49427 | 37.26
2019-01-24 15:00 | 0.556 | 0.44 | 0.47218 | 23.935
2019-01-24 16:00 | 0.381 | 0.457 | 0.46961 | 22.9
2019-01-24 17:00 | 0.183 | 0.512 | 0.48702 | 23.09
2019-01-24 18:00 | 0.032 | 0.671 | 0.53043 | 36.015
2019-01-24 19:00 | 0 | 0.803 | 0.57446 | 59.415
2019-01-24 20:00 | 0 | 0.794 | 0.57982 | 56.775
2019-01-24 21:00 | 0 | 0.84 | 0.57434 | 48.23
2019-01-24 22:00 | 0 | 0.763 | 0.5603 | 40.34
2019-01-24 23:00 | 0 | 0.607 | 0.57058 | 25.555
2019-01-25 | 0 | 0.447 | 0.56108 | 21.87
2019-01-25 01:00 | 0 | 0.357 | 0.54922 | 22.03
2019-01-25 02:00 | 0 | 0.296 | 0.54189 | 20.43
2019-01-25 03:00 | 0 | 0.276 | 0.54167 | 21.48
2019-01-25 04:00 | 0 | 0.269 | 0.56705 | 22.06
2019-01-25 05:00 | 0.006 | 0.231 | 0.58076 | 24.625
2019-01-25 06:00 | 0.074 | 0.241 | 0.56429 | 30.63
2019-01-25 07:00 | 0.298 | 0.156 | 0.53895 | 34.41
2019-01-25 08:00 | 0.504 | 0.072 | 0.50407 | 32.245
2019-01-25 09:00 | 0.661 | 0.031 | 0.47814 | 28.18
2019-01-25 10:00 | 0.762 | 0.011 | 0.45137 | 27.46
2019-01-25 11:00 | 0.811 | 0.006 | 0.42687 | 26.575
2019-01-25 12:00 | 0.814 | 0.006 | 0.40281 | -3.865
2019-01-25 13:00 | 0.772 | 0.009 | 0.36877 | -29.97
2019-01-25 14:00 | 0.684 | 0.018 | 0.37204 | -29.94
2019-01-25 15:00 | 0.552 | 0.033 | 0.38878 | -19.925
2019-01-25 16:00 | 0.377 | 0.052 | 0.42956 | 28.575
2019-01-25 17:00 | 0.177 | 0.071 | 0.48643 | 39.26
2019-01-25 18:00 | 0.027 | 0.167 | 0.54517 | 40.125
2019-01-25 19:00 | 0 | 0.518 | 0.59993 | 37.015
2019-01-25 20:00 | 0 | 0.822 | 0.58783 | 59.53
2019-01-25 21:00 | 0 | 0.894 | 0.56638 | 46.18
2019-01-25 22:00 | 0 | 0.911 | 0.55481 | 40.34
2019-01-25 23:00 | 0 | 0.891 | 0.53052 | 28.985
2019-01-26 | 0 | 0.845 | 0.5137 | 25.38
2019-01-26 01:00 | 0 | 0.771 | 0.50093 | 23.48
2019-01-26 02:00 | 0 | 0.657 | 0.49003 | 24.15
2019-01-26 03:00 | 0 | 0.541 | 0.49113 | 26.05
2019-01-26 04:00 | 0 | 0.482 | 0.497 | 26.575
2019-01-26 05:00 | 0.005 | 0.437 | 0.50314 | 24.29
2019-01-26 06:00 | 0.066 | 0.531 | 0.47931 | 21.67
2019-01-26 07:00 | 0.291 | 0.497 | 0.43815 | -9.94
2019-01-26 08:00 | 0.499 | 0.423 | 0.39893 | -9.94
2019-01-26 09:00 | 0.656 | 0.374 | 0.37388 | 4.805
2019-01-26 10:00 | 0.756 | 0.322 | 0.35549 | -29.96
2019-01-26 11:00 | 0.805 | 0.28 | 0.3335 | -29.98
2019-01-26 12:00 | 0.807 | 0.245 | 0.33161 | -29.95
2019-01-26 13:00 | 0.766 | 0.226 | 0.34913 | -29.905
2019-01-26 14:00 | 0.679 | 0.217 | 0.36604 | 21.39
2019-01-26 15:00 | 0.548 | 0.228 | 0.37418 | 21.35
2019-01-26 16:00 | 0.375 | 0.261 | 0.4068 | 28.555
2019-01-26 17:00 | 0.176 | 0.346 | 0.47408 | 46.84
2019-01-26 18:00 | 0.026 | 0.551 | 0.53715 | 70.15
2019-01-26 19:00 | 0 | 0.836 | 0.5615 | 57.76
2019-01-26 20:00 | 0 | 0.89 | 0.53725 | 38.86
2019-01-26 21:00 | 0 | 0.862 | 0.5281 | 42.795
2019-01-26 22:00 | 0 | 0.786 | 0.51356 | 39.52
2019-01-26 23:00 | 0 | 0.699 | 0.50762 | 24.325
2019-01-27 | 0 | 0.639 | 0.51523 | 27.08
2019-01-27 01:00 | 0 | 0.608 | 0.51665 | 27.06
2019-01-27 02:00 | 0 | 0.534 | 0.49757 | 27.02
2019-01-27 03:00 | 0 | 0.48 | 0.49326 | 26.825
2019-01-27 04:00 | 0 | 0.44 | 0.49368 | 26.82
2019-01-27 05:00 | 0.005 | 0.396 | 0.4976 | 26.575
2019-01-27 06:00 | 0.066 | 0.406 | 0.48047 | 25.485
2019-01-27 07:00 | 0.289 | 0.311 | 0.44467 | 6.245
2019-01-27 08:00 | 0.494 | 0.187 | 0.4029 | -19.945
2019-01-27 09:00 | 0.646 | 0.104 | 0.3813 | -29.945
2019-01-27 10:00 | 0.742 | 0.06 | 0.37512 | -29.905
2019-01-27 11:00 | 0.786 | 0.033 | 0.40843 | 23.12
2019-01-27 12:00 | 0.786 | 0.014 | 0.44037 | 36.51
2019-01-27 13:00 | 0.745 | 0.004 | 0.47274 | 42.835
2019-01-27 14:00 | 0.661 | 0.001 | 0.48852 | 41.755
2019-01-27 15:00 | 0.531 | 0 | 0.49576 | 36.265
2019-01-27 16:00 | 0.365 | 0 | 0.5382 | 69.06
2019-01-27 17:00 | 0.171 | 0.001 | 0.57367 | 74.805
2019-01-27 18:00 | 0.025 | 0.004 | 0.61464 | 89.285
2019-01-27 19:00 | 0 | 0.016 | 0.65189 | 50.96
2019-01-27 20:00 | 0 | 0.055 | 0.62998 | 44.61
2019-01-27 21:00 | 0 | 0.174 | 0.59456 | 34.245
2019-01-27 22:00 | 0 | 0.366 | 0.57153 | 33.72
2019-01-27 23:00 | 0 | 0.541 | 0.55481 | 32.35
2019-01-28 | 0 | 0.605 | 0.54608 | 25.74
2019-01-28 01:00 | 0 | 0.592 | 0.53356 | 24.15
2019-01-28 02:00 | 0 | 0.567 | 0.52655 | 24.15
2019-01-28 03:00 | 0 | 0.573 | 0.53764 | 26.235
2019-01-28 04:00 | 0 | 0.6 | 0.54154 | 26.235
2019-01-28 05:00 | 0.004 | 0.6 | 0.54286 | 25.145
2019-01-28 06:00 | 0.062 | 0.314 | 0.52795 | 24.325
2019-01-28 07:00 | 0.282 | 0.127 | 0.51074 | 25.585
2019-01-28 08:00 | 0.475 | 0.351 | 0.4623 | 23.15
2019-01-28 09:00 | 0.618 | 0.296 | 0.44809 | 32.915
2019-01-28 10:00 | 0.713 | 0.182 | 0.48979 | 49.435
2019-01-28 11:00 | 0.762 | 0.154 | 0.51606 | 89.89
2019-01-28 12:00 | 0.766 | 0.159 | 0.51581 | 95.25
2019-01-28 13:00 | 0.729 | 0.182 | 0.49474 | 79.525
2019-01-28 14:00 | 0.649 | 0.225 | 0.50038 | 68.9
2019-01-28 15:00 | 0.525 | 0.304 | 0.52472 | 73.25
2019-01-28 16:00 | 0.359 | 0.44 | 0.5508 | 89.45
2019-01-28 17:00 | 0.168 | 0.663 | 0.59077 | 119.62
2019-01-28 18:00 | 0.025 | 0.881 | 0.63757 | 117.355
2019-01-28 19:00 | 0 | 0.931 | 0.65494 | 74.92
2019-01-28 20:00 | 0 | 0.907 | 0.65483 | 40.355
2019-01-28 21:00 | 0 | 0.852 | 0.65727 | 57.435
2019-01-28 22:00 | 0 | 0.765 | 0.65991 | 46.295
2019-01-28 23:00 | 0 | 0.67 | 0.60173 | 29.22
2019-01-29 | 0 | 0.577 | 0.57019 | 5.765
2019-01-29 01:00 | 0 | 0.48 | 0.56942 | -9.94
2019-01-29 02:00 | 0 | 0.418 | 0.58006 | 6.115
2019-01-29 03:00 | 0 | 0.433 | 0.58439 | 5.685
2019-01-29 04:00 | 0 | 0.48 | 0.5917 | 22.81
2019-01-29 05:00 | 0.004 | 0.473 | 0.62705 | 34.06
2019-01-29 06:00 | 0.067 | 0.462 | 0.62841 | 39.28
2019-01-29 07:00 | 0.286 | 0.315 | 0.60669 | 39.425
2019-01-29 08:00 | 0.49 | 0.169 | 0.57505 | 43.935
2019-01-29 09:00 | 0.642 | 0.082 | 0.54386 | 43.865
2019-01-29 10:00 | 0.735 | 0.035 | 0.51961 | 44.085
2019-01-29 11:00 | 0.779 | 0.025 | 0.49904 | 44.355
2019-01-29 12:00 | 0.783 | 0.062 | 0.47645 | 43.99
2019-01-29 13:00 | 0.745 | 0.114 | 0.45428 | 33.94
2019-01-29 14:00 | 0.662 | 0.16 | 0.4368 | 34.69
2019-01-29 15:00 | 0.535 | 0.199 | 0.45168 | 34.125
2019-01-29 16:00 | 0.365 | 0.245 | 0.5073 | 51.895
2019-01-29 17:00 | 0.171 | 0.347 | 0.56273 | 56.56
2019-01-29 18:00 | 0.026 | 0.627 | 0.61252 | 54.535
2019-01-29 19:00 | 0 | 0.849 | 0.65561 | 57.76
2019-01-29 20:00 | 0 | 0.888 | 0.65738 | 46.99
2019-01-29 21:00 | 0 | 0.929 | 0.61343 | 36.86
2019-01-29 22:00 | 0 | 0.926 | 0.58466 | 29.62
2019-01-29 23:00 | 0 | 0.883 | 0.56049 | 7.105
2019-01-30 | 0 | 0.782 | 0.54572 | 19.55
2019-01-30 01:00 | 0 | 0.678 | 0.55777 | 4.805
2019-01-30 02:00 | 0 | 0.634 | 0.5588 | 8.195
2019-01-30 03:00 | 0 | 0.601 | 0.59124 | 26.58
2019-01-30 04:00 | 0 | 0.567 | 0.61336 | 27.05
2019-01-30 05:00 | 0.005 | 0.537 | 0.629 | 31.115
2019-01-30 06:00 | 0.078 | 0.491 | 0.60551 | 42.495
2019-01-30 07:00 | 0.279 | 0.364 | 0.57859 | 42.585
2019-01-30 08:00 | 0.492 | 0.26 | 0.54355 | 43.19
2019-01-30 09:00 | 0.648 | 0.207 | 0.50412 | 42.46
2019-01-30 10:00 | 0.749 | 0.192 | 0.47754 | 42.3
2019-01-30 11:00 | 0.798 | 0.189 | 0.46496 | 43.045
2019-01-30 12:00 | 0.801 | 0.172 | 0.45939 | 33.855
2019-01-30 13:00 | 0.759 | 0.15 | 0.46912 | 44.48
2019-01-30 14:00 | 0.673 | 0.147 | 0.4626 | 44.685
2019-01-30 15:00 | 0.543 | 0.161 | 0.4769 | 44.51
2019-01-30 16:00 | 0.37 | 0.202 | 0.50708 | 45.94
2019-01-30 17:00 | 0.173 | 0.301 | 0.56128 | 57.705
2019-01-30 18:00 | 0.025 | 0.548 | 0.61033 | 71.245
2019-01-30 19:00 | 0 | 0.849 | 0.64066 | 78.975
2019-01-30 20:00 | 0 | 0.902 | 0.63903 | 52.66
2019-01-30 21:00 | 0 | 0.917 | 0.62874 | 45.705
2019-01-30 22:00 | 0 | 0.894 | 0.61393 | 43.16
2019-01-30 23:00 | 0 | 0.857 | 0.59949 | 33.26
2019-01-31 | 0 | 0.816 | 0.58025 | 25.495
2019-01-31 01:00 | 0 | 0.785 | 0.55326 | 6.98
2019-01-31 02:00 | 0 | 0.768 | 0.55132 | 22.78
2019-01-31 03:00 | 0 | 0.773 | 0.55137 | -9.94
2019-01-31 04:00 | 0 | 0.791 | 0.54644 | 22.78
2019-01-31 05:00 | 0.004 | 0.801 | 0.54466 | 23.9
2019-01-31 06:00 | 0.066 | 0.888 | 0.54496 | 6.075
2019-01-31 07:00 | 0.285 | 0.862 | 0.51771 | 21.52
2019-01-31 08:00 | 0.487 | 0.773 | 0.47203 | 21.56
2019-01-31 09:00 | 0.639 | 0.661 | 0.45675 | 31.825
2019-01-31 10:00 | 0.735 | 0.548 | 0.46834 | 33.4
2019-01-31 11:00 | 0.78 | 0.416 | 0.48446 | 43.97
2019-01-31 12:00 | 0.781 | 0.272 | 0.50855 | 45.21
2019-01-31 13:00 | 0.741 | 0.181 | 0.51788 | 47.36
2019-01-31 14:00 | 0.657 | 0.119 | 0.53325 | 50.765
2019-01-31 15:00 | 0.53 | 0.078 | 0.54178 | 41.645
2019-01-31 16:00 | 0.36 | 0.058 | 0.56002 | 56.15
2019-01-31 17:00 | 0.168 | 0.06 | 0.6003 | 69.005
2019-01-31 18:00 | 0.024 | 0.178 | 0.65799 | 68.815
2019-01-31 19:00 | 0 | 0.485 | 0.6892 | 70.445
2019-01-31 20:00 | 0 | 0.762 | 0.69412 | 89.645
2019-01-31 21:00 | 0 | 0.866 | 0.66191 | 42.6
2019-01-31 22:00 | 0 | 0.876 | 0.62926 | 42.515
2019-01-31 23:00 | 0 | 0.868 | 0.61633 | 40.585
2019-02-01 | 0 | 0.866 | 0.63018 | 40.32
2019-02-01 01:00 | 0 | 0.843 | 0.64632 | 40.21
2019-02-01 02:00 | 0 | 0.789 | 0.65874 | 41.025
2019-02-01 03:00 | 0 | 0.737 | 0.66492 | 40.83
2019-02-01 04:00 | 0 | 0.723 | 0.65477 | 27.72
2019-02-01 05:00 | 0.004 | 0.711 | 0.63681 | 34.165
2019-02-01 06:00 | 0.065 | 0.515 | 0.62047 | 41.21
2019-02-01 07:00 | 0.272 | 0.501 | 0.59457 | 41.275
2019-02-01 08:00 | 0.454 | 0.616 | 0.57742 | 34.64
2019-02-01 09:00 | 0.586 | 0.552 | 0.57047 | 44.26
2019-02-01 10:00 | 0.676 | 0.408 | 0.56827 | 46.565
2019-02-01 11:00 | 0.731 | 0.335 | 0.56166 | 83.405
2019-02-01 12:00 | 0.74 | 0.293 | 0.56022 | 66.91
2019-02-01 13:00 | 0.699 | 0.265 | 0.55676 | 68.495
2019-02-01 14:00 | 0.616 | 0.238 | 0.54213 | 56.035
2019-02-01 15:00 | 0.483 | 0.234 | 0.55353 | 43.94
2019-02-01 16:00 | 0.315 | 0.286 | 0.57532 | 51.615
2019-02-01 17:00 | 0.149 | 0.413 | 0.61303 | 57.125
2019-02-01 18:00 | 0.024 | 0.662 | 0.66371 | 85.51
2019-02-01 19:00 | 0 | 0.83 | 0.69139 | 47.105
2019-02-01 20:00 | 0 | 0.879 | 0.68827 | 59.635
2019-02-01 21:00 | 0 | 0.917 | 0.68222 | 53.385
2019-02-01 22:00 | 0 | 0.839 | 0.65543 | 45.48
2019-02-01 23:00 | 0 | 0.721 | 0.62611 | 46.83
2019-02-02 | 0 | 0.613 | 0.63277 | 47.29
2019-02-02 01:00 | 0 | 0.634 | 0.60972 | 45.76
2019-02-02 02:00 | 0 | 0.658 | 0.60046 | 45.54
2019-02-02 03:00 | 0 | 0.631 | 0.6005 | 40.58
2019-02-02 04:00 | 0 | 0.619 | 0.57981 | 34.895
2019-02-02 05:00 | 0.004 | 0.61 | 0.58707 | 39.6
2019-02-02 06:00 | 0.073 | 0.659 | 0.60866 | 44.51
2019-02-02 07:00 | 0.277 | 0.63 | 0.58286 | 44.64
2019-02-02 08:00 | 0.455 | 0.625 | 0.51948 | 41.655
2019-02-02 09:00 | 0.564 | 0.686 | 0.48174 | 34.435
2019-02-02 10:00 | 0.654 | 0.7 | 0.41786 | 10.65
2019-02-02 11:00 | 0.687 | 0.649 | 0.39432 | 26.395
2019-02-02 12:00 | 0.638 | 0.639 | 0.40545 | 26.925
2019-02-02 13:00 | 0.598 | 0.664 | 0.3991 | 9.56
2019-02-02 14:00 | 0.564 | 0.708 | 0.37022 | 8.205
2019-02-02 15:00 | 0.476 | 0.748 | 0.38404 | 21.74
2019-02-02 16:00 | 0.336 | 0.826 | 0.39948 | 23.09
2019-02-02 17:00 | 0.169 | 0.926 | 0.44079 | 41.365
2019-02-02 18:00 | 0.025 | 0.962 | 0.48518 | 41.535
2019-02-02 19:00 | 0 | 0.964 | 0.52878 | 42.44
2019-02-02 20:00 | 0 | 0.965 | 0.5279 | 34.195
2019-02-02 21:00 | 0 | 0.958 | 0.51606 | 33.015
2019-02-02 22:00 | 0 | 0.931 | 0.50647 | 24.275
2019-02-02 23:00 | 0 | 0.883 | 0.49074 | 9.735
2019-02-03 | 0 | 0.848 | 0.48613 | 8.5
2019-02-03 01:00 | 0 | 0.818 | 0.47786 | 25.24
2019-02-03 02:00 | 0 | 0.785 | 0.4809 | 27
2019-02-03 03:00 | 0 | 0.751 | 0.48012 | 26.98
2019-02-03 04:00 | 0 | 0.738 | 0.46731 | 26.775
2019-02-03 05:00 | 0.004 | 0.729 | 0.47793 | 26.98
2019-02-03 06:00 | 0.077 | 0.813 | 0.46668 | 25.565
2019-02-03 07:00 | 0.29 | 0.81 | 0.39646 | 4.625
2019-02-03 08:00 | 0.501 | 0.77 | 0.34605 | -9.94
2019-02-03 09:00 | 0.658 | 0.73 | 0.32522 | -7.575
2019-02-03 10:00 | 0.759 | 0.697 | 0.30626 | -9.94
2019-02-03 11:00 | 0.806 | 0.648 | 0.30179 | -7.575
2019-02-03 12:00 | 0.809 | 0.586 | 0.30835 | -5.165
2019-02-03 13:00 | 0.766 | 0.524 | 0.32839 | -5.105
2019-02-03 14:00 | 0.679 | 0.481 | 0.34105 | -5.045
2019-02-03 15:00 | 0.547 | 0.475 | 0.35768 | 26.95
2019-02-03 16:00 | 0.372 | 0.521 | 0.39125 | 30.235
2019-02-03 17:00 | 0.173 | 0.677 | 0.44442 | 37.765
2019-02-03 18:00 | 0.023 | 0.847 | 0.50659 | 41.375
2019-02-03 19:00 | 0 | 0.896 | 0.54075 | 42.64
2019-02-03 20:00 | 0 | 0.937 | 0.55167 | 47.105
2019-02-03 21:00 | 0 | 0.959 | 0.54229 | 42.115
2019-02-03 22:00 | 0 | 0.947 | 0.52607 | 35.315
2019-02-03 23:00 | 0 | 0.918 | 0.51008 | 27.07
2019-02-04 | 0 | 0.874 | 0.49606 | 27.03
2019-02-04 01:00 | 0 | 0.843 | 0.47166 | 27.01
2019-02-04 02:00 | 0 | 0.836 | 0.46379 | 26.99
2019-02-04 03:00 | 0 | 0.854 | 0.46819 | 27
2019-02-04 04:00 | 0 | 0.866 | 0.47188 | 27.02
2019-02-04 05:00 | 0.002 | 0.858 | 0.49484 | 27.07
2019-02-04 06:00 | 0.072 | 0.903 | 0.49614 | 29.975
2019-02-04 07:00 | 0.255 | 0.901 | 0.47487 | 27.07
2019-02-04 08:00 | 0.481 | 0.887 | 0.43793 | 21.84
2019-02-04 09:00 | 0.646 | 0.86 | 0.40261 | 25.24
2019-02-04 10:00 | 0.747 | 0.822 | 0.38991 | 27.215
2019-02-04 11:00 | 0.796 | 0.767 | 0.39676 | 40.825
2019-02-04 12:00 | 0.8 | 0.705 | 0.39495 | 34.5
2019-02-04 13:00 | 0.759 | 0.647 | 0.40931 | 48.66
2019-02-04 14:00 | 0.674 | 0.59 | 0.42743 | 44.315
2019-02-04 15:00 | 0.542 | 0.541 | 0.46467 | 45.92
2019-02-04 16:00 | 0.368 | 0.52 | 0.51856 | 71.815
2019-02-04 17:00 | 0.169 | 0.548 | 0.56618 | 96.365
2019-02-04 18:00 | 0.02 | 0.665 | 0.61713 | 97.835
2019-02-04 19:00 | 0 | 0.862 | 0.64944 | 97.785
2019-02-04 20:00 | 0 | 0.918 | 0.62193 | 81.905
2019-02-04 21:00 | 0 | 0.923 | 0.59773 | 44.055
2019-02-04 22:00 | 0 | 0.926 | 0.57007 | 34.775
2019-02-04 23:00 | 0 | 0.919 | 0.55521 | 40.395
2019-02-05 | 0 | 0.886 | 0.53983 | 32.855
2019-02-05 01:00 | 0 | 0.837 | 0.53704 | 30.225
2019-02-05 02:00 | 0 | 0.81 | 0.5338 | 27.08
2019-02-05 03:00 | 0 | 0.796 | 0.52232 | 27.06
2019-02-05 04:00 | 0 | 0.784 | 0.52131 | 27.14
2019-02-05 05:00 | 0.002 | 0.726 | 0.54248 | 36.55
2019-02-05 06:00 | 0.061 | 0.727 | 0.56278 | 42.515
2019-02-05 07:00 | 0.272 | 0.701 | 0.55678 | 44.77
2019-02-05 08:00 | 0.469 | 0.528 | 0.55801 | 57.575
2019-02-05 09:00 | 0.628 | 0.306 | 0.5313 | 76.165
2019-02-05 10:00 | 0.728 | 0.088 | 0.51478 | 46.03
2019-02-05 11:00 | 0.777 | 0.029 | 0.50919 | 57.575
2019-02-05 12:00 | 0.781 | 0.011 | 0.49693 | 47.2
2019-02-05 13:00 | 0.742 | 0.003 | 0.50086 | 45.525
2019-02-05 14:00 | 0.659 | 0 | 0.51167 | 39.47
2019-02-05 15:00 | 0.53 | 0 | 0.51869 | 34.07
2019-02-05 16:00 | 0.358 | 0 | 0.52585 | 37.455
2019-02-05 17:00 | 0.164 | 0.002 | 0.57499 | 62.95
2019-02-05 18:00 | 0.02 | 0.057 | 0.64228 | 140.855
2019-02-05 19:00 | 0 | 0.264 | 0.67112 | 93.84
2019-02-05 20:00 | 0 | 0.553 | 0.66013 | 70.86
2019-02-05 21:00 | 0 | 0.746 | 0.63455 | 38.955
2019-02-05 22:00 | 0 | 0.831 | 0.59546 | 41.725
2019-02-05 23:00 | 0 | 0.84 | 0.58722 | 40.575
2019-02-06 | 0 | 0.819 | 0.58991 | 34.62
2019-02-06 01:00 | 0 | 0.777 | 0.59706 | 34.01
2019-02-06 02:00 | 0 | 0.742 | 0.60071 | 34.115
2019-02-06 03:00 | 0 | 0.702 | 0.60605 | 33.85
2019-02-06 04:00 | 0 | 0.662 | 0.60313 | 33.8
2019-02-06 05:00 | 0.002 | 0.612 | 0.62965 | 40.525
2019-02-06 06:00 | 0.06 | 0.48 | 0.63979 | 41.345
2019-02-06 07:00 | 0.276 | 0.393 | 0.62593 | 41.5
2019-02-06 08:00 | 0.474 | 0.326 | 0.59982 | 41.745
2019-02-06 09:00 | 0.618 | 0.251 | 0.56734 | 45.14
2019-02-06 10:00 | 0.709 | 0.091 | 0.54884 | 56.125
2019-02-06 11:00 | 0.757 | 0.028 | 0.55683 | 94.2
2019-02-06 12:00 | 0.761 | 0.01 | 0.54389 | 89.075
2019-02-06 13:00 | 0.722 | 0.003 | 0.53695 | 47.09
2019-02-06 14:00 | 0.641 | 0.001 | 0.53418 | 52.115
2019-02-06 15:00 | 0.515 | 0.005 | 0.54351 | 52.185
2019-02-06 16:00 | 0.342 | 0.045 | 0.5547 | 59.14
2019-02-06 17:00 | 0.157 | 0.172 | 0.60478 | 73.525
2019-02-06 18:00 | 0.019 | 0.728 | 0.64135 | 62.88
2019-02-06 19:00 | 0 | 0.964 | 0.66583 | 62.88
2019-02-06 20:00 | 0 | 0.911 | 0.65284 | 49.635
2019-02-06 21:00 | 0 | 0.932 | 0.66032 | 56.575
2019-02-06 22:00 | 0 | 0.959 | 0.67855 | 51.325
2019-02-06 23:00 | 0 | 0.965 | 0.67833 | 38.92
2019-02-07 | 0 | 0.961 | 0.67048 | 35.26
2019-02-07 01:00 | 0 | 0.949 | 0.66781 | 33.97
2019-02-07 02:00 | 0 | 0.936 | 0.64751 | 37.22
2019-02-07 03:00 | 0 | 0.931 | 0.63527 | 33.16
2019-02-07 04:00 | 0 | 0.936 | 0.62542 | 40.53
2019-02-07 05:00 | 0.002 | 0.945 | 0.64043 | 40.995
2019-02-07 06:00 | 0.07 | 0.959 | 0.63906 | 41.43
2019-02-07 07:00 | 0.248 | 0.958 | 0.60671 | 41.685
2019-02-07 08:00 | 0.441 | 0.948 | 0.55185 | 41.87
2019-02-07 09:00 | 0.592 | 0.931 | 0.52368 | 41.69
2019-02-07 10:00 | 0.708 | 0.909 | 0.49892 | 41.955
2019-02-07 11:00 | 0.759 | 0.896 | 0.48295 | 42.575
2019-02-07 12:00 | 0.763 | 0.895 | 0.48823 | 47.92
2019-02-07 13:00 | 0.723 | 0.905 | 0.50873 | 70.805
2019-02-07 14:00 | 0.642 | 0.927 | 0.50426 | 50.79
2019-02-07 15:00 | 0.516 | 0.952 | 0.51821 | 85.04
2019-02-07 16:00 | 0.349 | 0.965 | 0.56107 | 82.73
2019-02-07 17:00 | 0.161 | 0.952 | 0.59272 | 99.57
2019-02-07 18:00 | 0.02 | 0.938 | 0.64926 | 116.09
2019-02-07 19:00 | 0 | 0.942 | 0.67902 | 156.555
2019-02-07 20:00 | 0 | 0.952 | 0.65781 | 140.185
2019-02-07 21:00 | 0 | 0.961 | 0.6376 | 41.855
2019-02-07 22:00 | 0 | 0.965 | 0.6066 | 44.2
2019-02-07 23:00 | 0 | 0.964 | 0.57455 | 41.895
2019-02-08 | 0 | 0.963 | 0.56993 | 35.15
2019-02-08 01:00 | 0 | 0.96 | 0.55921 | 26.71
2019-02-08 02:00 | 0 | 0.955 | 0.54803 | 10.54
2019-02-08 03:00 | 0 | 0.95 | 0.54232 | -5.09
2019-02-08 04:00 | 0 | 0.943 | 0.54627 | 10.525
2019-02-08 05:00 | 0.002 | 0.928 | 0.57198 | 33.9
2019-02-08 06:00 | 0.071 | 0.942 | 0.58187 | 41.025
2019-02-08 07:00 | 0.271 | 0.934 | 0.55302 | 41.28
2019-02-08 08:00 | 0.473 | 0.905 | 0.50277 | 41.105
2019-02-08 09:00 | 0.626 | 0.862 | 0.46236 | 41.065
2019-02-08 10:00 | 0.725 | 0.81 | 0.44033 | 41.005
2019-02-08 11:00 | 0.773 | 0.776 | 0.44249 | 41.37
2019-02-08 12:00 | 0.776 | 0.764 | 0.45158 | 41.675
2019-02-08 13:00 | 0.737 | 0.764 | 0.47557 | 42.355
2019-02-08 14:00 | 0.654 | 0.779 | 0.49295 | 43.13
2019-02-08 15:00 | 0.528 | 0.814 | 0.52478 | 51.7
2019-02-08 16:00 | 0.359 | 0.873 | 0.57294 | 69.98
2019-02-08 17:00 | 0.164 | 0.919 | 0.59963 | 85.46
2019-02-08 18:00 | 0.018 | 0.941 | 0.63382 | 89.895
2019-02-08 19:00 | 0 | 0.923 | 0.65282 | 77.41
2019-02-08 20:00 | 0 | 0.91 | 0.6381 | 72.465
2019-02-08 21:00 | 0 | 0.918 | 0.62267 | 39.83
2019-02-08 22:00 | 0 | 0.899 | 0.59669 | 48.055
2019-02-08 23:00 | 0 | 0.86 | 0.57541 | 41.44
2019-02-09 | 0 | 0.806 | 0.56408 | 37.76
2019-02-09 01:00 | 0 | 0.751 | 0.55931 | 35.705
2019-02-09 02:00 | 0 | 0.721 | 0.5553 | 24.15
2019-02-09 03:00 | 0 | 0.673 | 0.54775 | 26.235
2019-02-09 04:00 | 0 | 0.631 | 0.54868 | 26.695
2019-02-09 05:00 | 0.001 | 0.621 | 0.56007 | 26.33
2019-02-09 06:00 | 0.065 | 0.751 | 0.55506 | 26.665
2019-02-09 07:00 | 0.286 | 0.711 | 0.50543 | 21.78
2019-02-09 08:00 | 0.496 | 0.593 | 0.45409 | 20.525
2019-02-09 09:00 | 0.652 | 0.434 | 0.4204 | -5.09
2019-02-09 10:00 | 0.75 | 0.271 | 0.41215 | 21.74
2019-02-09 11:00 | 0.796 | 0.115 | 0.44053 | 41.135
2019-02-09 12:00 | 0.796 | 0.013 | 0.47583 | 42.19
2019-02-09 13:00 | 0.753 | 0.004 | 0.51722 | 47.72
2019-02-09 14:00 | 0.667 | 0.013 | 0.56186 | 51.065
2019-02-09 15:00 | 0.536 | 0.029 | 0.57964 | 50.635
2019-02-09 16:00 | 0.362 | 0.054 | 0.60601 | 60.52
2019-02-09 17:00 | 0.163 | 0.081 | 0.63063 | 76
2019-02-09 18:00 | 0.017 | 0.254 | 0.6633 | 56.16
2019-02-09 19:00 | 0 | 0.602 | 0.69122 | 55.66
2019-02-09 20:00 | 0 | 0.798 | 0.69344 | 28.535
2019-02-09 21:00 | 0 | 0.824 | 0.67695 | 30.955
2019-02-09 22:00 | 0 | 0.774 | 0.66044 | 29.7
2019-02-09 23:00 | 0 | 0.696 | 0.64443 | 35.16
2019-02-10 | 0 | 0.612 | 0.63805 | 28.965
2019-02-10 01:00 | 0 | 0.518 | 0.62023 | 31.36
2019-02-10 02:00 | 0 | 0.43 | 0.60912 | 27.335
2019-02-10 03:00 | 0 | 0.34 | 0.61622 | 24.15
2019-02-10 04:00 | 0 | 0.274 | 0.59663 | 24.01
2019-02-10 05:00 | 0.001 | 0.206 | 0.59497 | 23.985
2019-02-10 06:00 | 0.062 | 0.081 | 0.58217 | 21.82
2019-02-10 07:00 | 0.266 | 0.028 | 0.56708 | 22
2019-02-10 08:00 | 0.468 | 0.005 | 0.52946 | 31.675
2019-02-10 09:00 | 0.614 | 0.008 | 0.52857 | 40.805
2019-02-10 10:00 | 0.704 | 0.138 | 0.50992 | 41.91
2019-02-10 11:00 | 0.752 | 0.233 | 0.50035 | 43.405
2019-02-10 12:00 | 0.755 | 0.287 | 0.51261 | 45.54
2019-02-10 13:00 | 0.717 | 0.35 | 0.50789 | 49.655
2019-02-10 14:00 | 0.635 | 0.444 | 0.51728 | 46.27
2019-02-10 15:00 | 0.51 | 0.557 | 0.52954 | 44
2019-02-10 16:00 | 0.343 | 0.669 | 0.54822 | 43.985
2019-02-10 17:00 | 0.156 | 0.776 | 0.58695 | 42.11
2019-02-10 18:00 | 0.016 | 0.851 | 0.64303 | 49.89
2019-02-10 19:00 | 0 | 0.855 | 0.68498 | 42.395
2019-02-10 20:00 | 0 | 0.859 | 0.66133 | 36.2
2019-02-10 21:00 | 0 | 0.806 | 0.62945 | 36.33
2019-02-10 22:00 | 0 | 0.719 | 0.6434 | 42.28
2019-02-10 23:00 | 0 | 0.554 | 0.64236 | 33.41
2019-02-11 | 0 | 0.39 | 0.61032 | 34.11
2019-02-11 01:00 | 0 | 0.294 | 0.60839 | 27.91
2019-02-11 02:00 | 0 | 0.271 | 0.60575 | 24.15
2019-02-11 03:00 | 0 | 0.268 | 0.61422 | 25.075
2019-02-11 04:00 | 0 | 0.245 | 0.6137 | 25.265
2019-02-11 05:00 | 0.001 | 0.223 | 0.64548 | 41.56
2019-02-11 06:00 | 0.064 | 0.189 | 0.66367 | 42.695
2019-02-11 07:00 | 0.283 | 0.117 | 0.63159 | 43.715
2019-02-11 08:00 | 0.499 | 0.076 | 0.61106 | 43.71
2019-02-11 09:00 | 0.655 | 0.08 | 0.56212 | 41.71
2019-02-11 10:00 | 0.751 | 0.145 | 0.50792 | 40.83
2019-02-11 11:00 | 0.796 | 0.241 | 0.47466 | 40.605
2019-02-11 12:00 | 0.797 | 0.283 | 0.44536 | 34.445
2019-02-11 13:00 | 0.755 | 0.297 | 0.42918 | 34.61
2019-02-11 14:00 | 0.668 | 0.338 | 0.42993 | 35.37
2019-02-11 15:00 | 0.536 | 0.43 | 0.46269 | 44.135
2019-02-11 16:00 | 0.361 | 0.547 | 0.51166 | 47.375
2019-02-11 17:00 | 0.162 | 0.671 | 0.56459 | 50.76
2019-02-11 18:00 | 0.015 | 0.789 | 0.61915 | 47.2
2019-02-11 19:00 | 0 | 0.829 | 0.64909 | 47.98
2019-02-11 20:00 | 0 | 0.842 | 0.65483 | 47.655
2019-02-11 21:00 | 0 | 0.807 | 0.6332 | 40.385
2019-02-11 22:00 | 0 | 0.758 | 0.6024 | 38.79
2019-02-11 23:00 | 0 | 0.689 | 0.56665 | 20.575
2019-02-12 | 0 | 0.593 | 0.5621 | 8.18
2019-02-12 01:00 | 0 | 0.498 | 0.56643 | 6.935
2019-02-12 02:00 | 0 | 0.431 | 0.56919 | -5.09
2019-02-12 03:00 | 0 | 0.385 | 0.59488 | 22.81
2019-02-12 04:00 | 0 | 0.347 | 0.62259 | 26.595
2019-02-12 05:00 | 0.001 | 0.325 | 0.63678 | 38.215
2019-02-12 06:00 | 0.055 | 0.362 | 0.66167 | 42.435
2019-02-12 07:00 | 0.287 | 0.261 | 0.63687 | 43.37
2019-02-12 08:00 | 0.503 | 0.162 | 0.58653 | 43.52
2019-02-12 09:00 | 0.664 | 0.092 | 0.55046 | 42.965
2019-02-12 10:00 | 0.768 | 0.051 | 0.52058 | 36.005
2019-02-12 11:00 | 0.819 | 0.042 | 0.47688 | 28.25
2019-02-12 12:00 | 0.822 | 0.05 | 0.46012 | 27.14
2019-02-12 13:00 | 0.78 | 0.066 | 0.4537 | 27.46
2019-02-12 14:00 | 0.692 | 0.078 | 0.45707 | 30.035
2019-02-12 15:00 | 0.557 | 0.094 | 0.48014 | 35.66
2019-02-12 16:00 | 0.376 | 0.117 | 0.5336 | 36.05
2019-02-12 17:00 | 0.168 | 0.184 | 0.59197 | 38.605
2019-02-12 18:00 | 0.015 | 0.414 | 0.64049 | 40.985
2019-02-12 19:00 | 0 | 0.752 | 0.64608 | 38.525
2019-02-12 20:00 | 0 | 0.868 | 0.63896 | 39.01
2019-02-12 21:00 | 0 | 0.889 | 0.6232 | 35.995
2019-02-12 22:00 | 0 | 0.885 | 0.61908 | 38.93
2019-02-12 23:00 | 0 | 0.824 | 0.60983 | 33.02
2019-02-13 | 0 | 0.75 | 0.6136 | 22.49
2019-02-13 01:00 | 0 | 0.724 | 0.61896 | 26.45
2019-02-13 02:00 | 0 | 0.711 | 0.62568 | 26.58
2019-02-13 03:00 | 0 | 0.682 | 0.6078 | 8.165
2019-02-13 04:00 | 0 | 0.62 | 0.55698 | -5.105
2019-02-13 05:00 | 0 | 0.554 | 0.54117 | 6.905
2019-02-13 06:00 | 0.043 | 0.673 | 0.59421 | 33.01
2019-02-13 07:00 | 0.128 | 0.692 | 0.60314 | 29.84
2019-02-13 08:00 | 0.246 | 0.595 | 0.56863 | 20.69
2019-02-13 09:00 | 0.387 | 0.454 | 0.5445 | 8.57
2019-02-13 10:00 | 0.496 | 0.259 | 0.51005 | -5.09
2019-02-13 11:00 | 0.625 | 0.102 | 0.5022 | 27.14
2019-02-13 12:00 | 0.736 | 0.053 | 0.49059 | 19.73
2019-02-13 13:00 | 0.748 | 0.055 | 0.4969 | 37.835
2019-02-13 14:00 | 0.652 | 0.054 | 0.53922 | 43.485
2019-02-13 15:00 | 0.511 | 0.056 | 0.55395 | 35.48
2019-02-13 16:00 | 0.269 | 0.036 | 0.5833 | 34.18
2019-02-13 17:00 | 0.074 | 0.009 | 0.62817 | 34.51
2019-02-13 18:00 | 0.005 | 0.015 | 0.65567 | 36.43
2019-02-13 19:00 | 0 | 0.111 | 0.65387 | 38.405
2019-02-13 20:00 | 0 | 0.34 | 0.6517 | 40.1
2019-02-13 21:00 | 0 | 0.451 | 0.65598 | 41.225
2019-02-13 22:00 | 0 | 0.454 | 0.65861 | 44.42
2019-02-13 23:00 | 0 | 0.38 | 0.64009 | 39.41
2019-02-14 | 0 | 0.268 | 0.66105 | 42.74
2019-02-14 01:00 | 0 | 0.132 | 0.70336 | 42.67
2019-02-14 02:00 | 0 | 0.043 | 0.72526 | 41.935
2019-02-14 03:00 | 0 | 0.005 | 0.71722 | 41.965
2019-02-14 04:00 | 0 | 0 | 0.71794 | 41.935
2019-02-14 05:00 | 0 | 0.005 | 0.72844 | 45.21
2019-02-14 06:00 | 0.068 | 0.012 | 0.70175 | 44.395
2019-02-14 07:00 | 0.228 | 0.01 | 0.67155 | 45.54
2019-02-14 08:00 | 0.367 | 0.07 | 0.62418 | 44.6
2019-02-14 09:00 | 0.474 | 0.173 | 0.57301 | 43.44
2019-02-14 10:00 | 0.556 | 0.242 | 0.52583 | 43.295
2019-02-14 11:00 | 0.62 | 0.257 | 0.49608 | 43.5
2019-02-14 12:00 | 0.648 | 0.249 | 0.4824 | 43.625
2019-02-14 13:00 | 0.611 | 0.245 | 0.4826 | 43.745
2019-02-14 14:00 | 0.513 | 0.238 | 0.49381 | 42.93
2019-02-14 15:00 | 0.377 | 0.218 | 0.51616 | 47.785
2019-02-14 16:00 | 0.228 | 0.193 | 0.54388 | 49.485
2019-02-14 17:00 | 0.11 | 0.185 | 0.58067 | 70.385
2019-02-14 18:00 | 0.013 | 0.335 | 0.64673 | 93.505
2019-02-14 19:00 | 0 | 0.551 | 0.68017 | 78.71
2019-02-14 20:00 | 0 | 0.573 | 0.67609 | 48.31
2019-02-14 21:00 | 0 | 0.373 | 0.68839 | 65.335
2019-02-14 22:00 | 0 | 0.287 | 0.68136 | 45.8
2019-02-14 23:00 | 0 | 0.457 | 0.67976 | 41.72
2019-02-15 | 0 | 0.589 | 0.70928 | 43.055
2019-02-15 01:00 | 0 | 0.537 | 0.72293 | 40.935
2019-02-15 02:00 | 0 | 0.43 | 0.72043 | 40.825
2019-02-15 03:00 | 0 | 0.357 | 0.71065 | 41.06
2019-02-15 04:00 | 0 | 0.389 | 0.70368 | 41.375
2019-02-15 05:00 | 0 | 0.409 | 0.69892 | 43.77
2019-02-15 06:00 | 0.063 | 0.366 | 0.71136 | 47.89
2019-02-15 07:00 | 0.272 | 0.347 | 0.68487 | 48.6
2019-02-15 08:00 | 0.461 | 0.224 | 0.62974 | 44.38
2019-02-15 09:00 | 0.614 | 0.065 | 0.57527 | 43.045
2019-02-15 10:00 | 0.712 | 0.003 | 0.53706 | 42.67
2019-02-15 11:00 | 0.754 | 0.001 | 0.50358 | 42.82
2019-02-15 12:00 | 0.757 | 0.006 | 0.50541 | 43.015
2019-02-15 13:00 | 0.719 | 0.013 | 0.48808 | 43.125
2019-02-15 14:00 | 0.636 | 0.023 | 0.49104 | 42.18
2019-02-15 15:00 | 0.504 | 0.04 | 0.51547 | 44.68
2019-02-15 16:00 | 0.334 | 0.069 | 0.55659 | 46.95
2019-02-15 17:00 | 0.147 | 0.145 | 0.60317 | 70.275
2019-02-15 18:00 | 0.012 | 0.393 | 0.65422 | 71.245
2019-02-15 19:00 | 0 | 0.593 | 0.68099 | 62.88
2019-02-15 20:00 | 0 | 0.732 | 0.68355 | 69.025
2019-02-15 21:00 | 0 | 0.907 | 0.679 | 48.2
2019-02-15 22:00 | 0 | 0.925 | 0.66107 | 41.995
2019-02-15 23:00 | 0 | 0.896 | 0.66261 | 40.845
2019-02-16 | 0 | 0.798 | 0.64943 | 40.315
2019-02-16 01:00 | 0 | 0.707 | 0.65448 | 40.075
2019-02-16 02:00 | 0 | 0.657 | 0.62863 | 33.395
2019-02-16 03:00 | 0 | 0.6 | 0.62579 | 33.14
2019-02-16 04:00 | 0 | 0.55 | 0.63166 | 36.975
2019-02-16 05:00 | 0 | 0.553 | 0.64998 | 40.7
2019-02-16 06:00 | 0.043 | 0.583 | 0.6521 | 40.77
2019-02-16 07:00 | 0.214 | 0.554 | 0.59897 | 38.35
2019-02-16 08:00 | 0.418 | 0.51 | 0.53126 | 34.605
2019-02-16 09:00 | 0.548 | 0.46 | 0.50177 | 40.735
2019-02-16 10:00 | 0.637 | 0.388 | 0.47082 | 40.19
2019-02-16 11:00 | 0.695 | 0.294 | 0.44762 | 24.815
2019-02-16 12:00 | 0.719 | 0.206 | 0.42717 | 31.315
2019-02-16 13:00 | 0.703 | 0.155 | 0.42228 | 24.715
2019-02-16 14:00 | 0.622 | 0.143 | 0.42695 | 29.865
2019-02-16 15:00 | 0.497 | 0.177 | 0.45617 | 35.355
2019-02-16 16:00 | 0.328 | 0.276 | 0.50014 | 33.31
2019-02-16 17:00 | 0.143 | 0.535 | 0.55287 | 42.345
2019-02-16 18:00 | 0.011 | 0.874 | 0.59269 | 42.01
2019-02-16 19:00 | 0 | 0.961 | 0.62591 | 38.48
2019-02-16 20:00 | 0 | 0.964 | 0.6135 | 35.465
2019-02-16 21:00 | 0 | 0.96 | 0.58781 | 37.535
2019-02-16 22:00 | 0 | 0.947 | 0.58756 | 37.925
2019-02-16 23:00 | 0 | 0.917 | 0.58232 | 34.58
2019-02-17 | 0 | 0.874 | 0.59334 | 44.095
2019-02-17 01:00 | 0 | 0.836 | 0.60328 | 40.99
2019-02-17 02:00 | 0 | 0.819 | 0.61173 | 40.065
2019-02-17 03:00 | 0 | 0.806 | 0.60476 | 39.795
2019-02-17 04:00 | 0 | 0.789 | 0.59573 | 39.75
2019-02-17 05:00 | 0 | 0.791 | 0.57504 | 39.68
2019-02-17 06:00 | 0.063 | 0.794 | 0.52906 | 23.755
2019-02-17 07:00 | 0.254 | 0.738 | 0.50587 | 33.255
2019-02-17 08:00 | 0.45 | 0.642 | 0.47544 | 28.515
2019-02-17 09:00 | 0.625 | 0.521 | 0.43638 | 26.255
2019-02-17 10:00 | 0.745 | 0.376 | 0.4213 | 34.54
2019-02-17 11:00 | 0.787 | 0.237 | 0.40969 | 23.17
2019-02-17 12:00 | 0.796 | 0.142 | 0.40713 | 24.15
2019-02-17 13:00 | 0.764 | 0.1 | 0.40509 | 29.6
2019-02-17 14:00 | 0.674 | 0.095 | 0.41004 | 40.79
2019-02-17 15:00 | 0.456 | 0.123 | 0.42738 | 35.645
2019-02-17 16:00 | 0.167 | 0.171 | 0.47813 | 39.44
2019-02-17 17:00 | 0.108 | 0.249 | 0.53817 | 52.495
2019-02-17 18:00 | 0.012 | 0.509 | 0.58767 | 56.75
2019-02-17 19:00 | 0 | 0.8 | 0.60813 | 55.84
2019-02-17 20:00 | 0 | 0.866 | 0.60078 | 57.72
2019-02-17 21:00 | 0 | 0.861 | 0.6049 | 57.975
2019-02-17 22:00 | 0 | 0.834 | 0.59307 | 40.51
2019-02-17 23:00 | 0 | 0.801 | 0.57448 | 39.955
2019-02-18 | 0 | 0.77 | 0.57446 | 39.92
2019-02-18 01:00 | 0 | 0.737 | 0.56855 | 40
2019-02-18 02:00 | 0 | 0.705 | 0.55548 | 39.855
2019-02-18 03:00 | 0 | 0.714 | 0.54822 | 39.69
2019-02-18 04:00 | 0 | 0.737 | 0.55147 | 39.815
2019-02-18 05:00 | 0 | 0.718 | 0.58081 | 40.205
2019-02-18 06:00 | 0.044 | 0.746 | 0.60405 | 66.605
2019-02-18 07:00 | 0.229 | 0.669 | 0.57068 | 41.47
2019-02-18 08:00 | 0.493 | 0.518 | 0.53358 | 43.55
2019-02-18 09:00 | 0.654 | 0.357 | 0.51318 | 42.11
2019-02-18 10:00 | 0.755 | 0.22 | 0.50355 | 41.045
2019-02-18 11:00 | 0.804 | 0.106 | 0.49222 | 41.66
2019-02-18 12:00 | 0.805 | 0.035 | 0.4904 | 44.625
2019-02-18 13:00 | 0.762 | 0.01 | 0.49494 | 44.035
2019-02-18 14:00 | 0.673 | 0.003 | 0.48158 | 32.74
2019-02-18 15:00 | 0.538 | 0.002 | 0.49494 | 35.255
2019-02-18 16:00 | 0.358 | 0.005 | 0.54478 | 41.985
2019-02-18 17:00 | 0.155 | 0.018 | 0.59276 | 49.41
2019-02-18 18:00 | 0.01 | 0.122 | 0.64305 | 52.615
2019-02-18 19:00 | 0 | 0.366 | 0.66569 | 55.73
2019-02-18 20:00 | 0 | 0.636 | 0.65554 | 41.455
2019-02-18 21:00 | 0 | 0.793 | 0.6206 | 35.815
2019-02-18 22:00 | 0 | 0.831 | 0.62198 | 34.75
2019-02-18 23:00 | 0 | 0.821 | 0.61363 | 40.19
2019-02-19 | 0 | 0.8 | 0.6142 | 28.24
2019-02-19 01:00 | 0 | 0.766 | 0.61081 | 23.87
2019-02-19 02:00 | 0 | 0.723 | 0.61819 | 23.435
2019-02-19 03:00 | 0 | 0.671 | 0.61734 | 22.85
2019-02-19 04:00 | 0 | 0.659 | 0.61427 | 23.755
2019-02-19 05:00 | 0 | 0.629 | 0.62006 | 33.75
2019-02-19 06:00 | 0.054 | 0.639 | 0.65072 | 40.765
2019-02-19 07:00 | 0.274 | 0.588 | 0.64658 | 41.925
2019-02-19 08:00 | 0.479 | 0.42 | 0.58655 | 40.79
2019-02-19 09:00 | 0.63 | 0.269 | 0.53237 | 40.91
2019-02-19 10:00 | 0.723 | 0.089 | 0.50195 | 41.25
2019-02-19 11:00 | 0.766 | 0.013 | 0.48852 | 41.415
2019-02-19 12:00 | 0.77 | 0.006 | 0.48505 | 35.085
2019-02-19 13:00 | 0.73 | 0.004 | 0.4877 | 34.32
2019-02-19 14:00 | 0.647 | 0.005 | 0.49519 | 32.535
2019-02-19 15:00 | 0.517 | 0.016 | 0.51871 | 37.77
2019-02-19 16:00 | 0.343 | 0.043 | 0.55726 | 59.44
2019-02-19 17:00 | 0.147 | 0.125 | 0.59522 | 58.28
2019-02-19 18:00 | 0.006 | 0.577 | 0.65268 | 62.88
2019-02-19 19:00 | 0 | 0.925 | 0.6804 | 62.88
2019-02-19 20:00 | 0 | 0.963 | 0.67195 | 41.74
2019-02-19 21:00 | 0 | 0.962 | 0.64755 | 35.235
2019-02-19 22:00 | 0 | 0.964 | 0.64302 | 34.735
2019-02-19 23:00 | 0 | 0.956 | 0.62857 | 33.405
2019-02-20 | 0 | 0.948 | 0.62074 | 32.765
2019-02-20 01:00 | 0 | 0.93 | 0.61988 | 36.055
2019-02-20 02:00 | 0 | 0.903 | 0.63716 | 39.605
2019-02-20 03:00 | 0 | 0.885 | 0.6436 | 39.49
2019-02-20 04:00 | 0 | 0.887 | 0.64997 | 39.465
2019-02-20 05:00 | 0 | 0.885 | 0.65374 | 39.69
2019-02-20 06:00 | 0.057 | 0.891 | 0.64994 | 40.32
2019-02-20 07:00 | 0.258 | 0.886 | 0.62251 | 38.27
2019-02-20 08:00 | 0.457 | 0.816 | 0.5573 | 40.825
2019-02-20 09:00 | 0.607 | 0.727 | 0.51806 | 40.79
2019-02-20 10:00 | 0.701 | 0.607 | 0.49408 | 40.895
2019-02-20 11:00 | 0.754 | 0.409 | 0.48483 | 37.79
2019-02-20 12:00 | 0.756 | 0.224 | 0.47385 | 34.05
2019-02-20 13:00 | 0.715 | 0.117 | 0.4741 | 32.83
2019-02-20 14:00 | 0.616 | 0.061 | 0.48481 | 34.74
2019-02-20 15:00 | 0.451 | 0.034 | 0.5117 | 36.97
2019-02-20 16:00 | 0.271 | 0.032 | 0.55797 | 60.84
2019-02-20 17:00 | 0.12 | 0.084 | 0.60782 | 71.77
2019-02-20 18:00 | 0.007 | 0.423 | 0.65622 | 56.41
2019-02-20 19:00 | 0 | 0.746 | 0.66636 | 53.935
2019-02-20 20:00 | 0 | 0.727 | 0.66449 | 38.965
2019-02-20 21:00 | 0 | 0.551 | 0.673 | 38.575
2019-02-20 22:00 | 0 | 0.306 | 0.67701 | 39.44
2019-02-20 23:00 | 0 | 0.151 | 0.68601 | 41.69
2019-02-21 | 0 | 0.062 | 0.70484 | 41.02
2019-02-21 01:00 | 0 | 0.031 | 0.7085 | 40.975
2019-02-21 02:00 | 0 | 0.075 | 0.69975 | 40.79
2019-02-21 03:00 | 0 | 0.233 | 0.70562 | 40.435
2019-02-21 04:00 | 0 | 0.405 | 0.70783 | 40.775
2019-02-21 05:00 | 0 | 0.491 | 0.71525 | 41.94
2019-02-21 06:00 | 0.056 | 0.393 | 0.71252 | 50.65
2019-02-21 07:00 | 0.267 | 0.339 | 0.6974 | 61.395
2019-02-21 08:00 | 0.471 | 0.28 | 0.67541 | 63.62
2019-02-21 09:00 | 0.624 | 0.228 | 0.64852 | 48.67
2019-02-21 10:00 | 0.722 | 0.199 | 0.63049 | 43.7
2019-02-21 11:00 | 0.768 | 0.182 | 0.61074 | 42.97
2019-02-21 12:00 | 0.771 | 0.187 | 0.5835 | 42.285
2019-02-21 13:00 | 0.73 | 0.206 | 0.54561 | 42.075
2019-02-21 14:00 | 0.644 | 0.236 | 0.51974 | 41.085
2019-02-21 15:00 | 0.512 | 0.277 | 0.53154 | 37.83
2019-02-21 16:00 | 0.336 | 0.325 | 0.56221 | 35.66
2019-02-21 17:00 | 0.141 | 0.426 | 0.60531 | 34.2
2019-02-21 18:00 | 0.006 | 0.675 | 0.66604 | 36.395
2019-02-21 19:00 | 0 | 0.787 | 0.69094 | 43.42
2019-02-21 20:00 | 0 | 0.75 | 0.69538 | 35.01
2019-02-21 21:00 | 0 | 0.659 | 0.68685 | 44.26
2019-02-21 22:00 | 0 | 0.473 | 0.67924 | 41.98
2019-02-21 23:00 | 0 | 0.307 | 0.67015 | 37.955
2019-02-22 | 0 | 0.224 | 0.66982 | 36.625
2019-02-22 01:00 | 0 | 0.189 | 0.65361 | 32.78
2019-02-22 02:00 | 0 | 0.161 | 0.65858 | 32.845
2019-02-22 03:00 | 0 | 0.124 | 0.67216 | 40.215
2019-02-22 04:00 | 0 | 0.089 | 0.69585 | 40.585
2019-02-22 05:00 | 0 | 0.058 | 0.72435 | 41.505
2019-02-22 06:00 | 0.054 | 0.012 | 0.71563 | 41.895
2019-02-22 07:00 | 0.261 | 0.001 | 0.7111 | 46.855
2019-02-22 08:00 | 0.472 | 0.009 | 0.68431 | 59.84
2019-02-22 09:00 | 0.63 | 0.042 | 0.65235 | 47.995
2019-02-22 10:00 | 0.73 | 0.113 | 0.56096 | 41.265
2019-02-22 11:00 | 0.777 | 0.194 | 0.48975 | 40.73
2019-02-22 12:00 | 0.781 | 0.277 | 0.46016 | 38.48
2019-02-22 13:00 | 0.74 | 0.376 | 0.44562 | 39.66
2019-02-22 14:00 | 0.654 | 0.467 | 0.45224 | 39.535
2019-02-22 15:00 | 0.522 | 0.533 | 0.47823 | 40.235
2019-02-22 16:00 | 0.347 | 0.564 | 0.52236 | 45.13
2019-02-22 17:00 | 0.141 | 0.577 | 0.58431 | 67.035
2019-02-22 18:00 | 0.006 | 0.612 | 0.64386 | 69.265
2019-02-22 19:00 | 0 | 0.627 | 0.67253 | 77.325
2019-02-22 20:00 | 0 | 0.476 | 0.6784 | 53.935
2019-02-22 21:00 | 0 | 0.307 | 0.6577 | 33.965
2019-02-22 22:00 | 0 | 0.218 | 0.63043 | 44.815
2019-02-22 23:00 | 0 | 0.18 | 0.59685 | 33.74
2019-02-23 | 0 | 0.164 | 0.61079 | 47.975
2019-02-23 01:00 | 0 | 0.161 | 0.61875 | 40.6
2019-02-23 02:00 | 0 | 0.165 | 0.64628 | 39.855
2019-02-23 03:00 | 0 | 0.169 | 0.66525 | 39.985
2019-02-23 04:00 | 0 | 0.155 | 0.66592 | 40.075
2019-02-23 05:00 | 0 | 0.119 | 0.66124 | 40.245
2019-02-23 06:00 | 0.026 | 0.044 | 0.66436 | 40.47
2019-02-23 07:00 | 0.11 | 0.011 | 0.64644 | 40.46
2019-02-23 08:00 | 0.263 | 0.001 | 0.58229 | 40.5
2019-02-23 09:00 | 0.486 | 0.008 | 0.54117 | 40.055
2019-02-23 10:00 | 0.689 | 0.084 | 0.49055 | 39.655
2019-02-23 11:00 | 0.731 | 0.208 | 0.45529 | 39.67
2019-02-23 12:00 | 0.739 | 0.322 | 0.46224 | 39.67
2019-02-23 13:00 | 0.703 | 0.44 | 0.45504 | 39.775
2019-02-23 14:00 | 0.635 | 0.537 | 0.46475 | 39.825
2019-02-23 15:00 | 0.513 | 0.614 | 0.48319 | 40.225
2019-02-23 16:00 | 0.342 | 0.671 | 0.50163 | 40.95
2019-02-23 17:00 | 0.143 | 0.725 | 0.53613 | 42.34
2019-02-23 18:00 | 0.005 | 0.764 | 0.59875 | 50.95
2019-02-23 19:00 | 0 | 0.718 | 0.63047 | 86.265
2019-02-23 20:00 | 0 | 0.657 | 0.63265 | 57.72
2019-02-23 21:00 | 0 | 0.636 | 0.62153 | 44.015
2019-02-23 22:00 | 0 | 0.612 | 0.59757 | 40.31
2019-02-23 23:00 | 0 | 0.539 | 0.60294 | 35.28
2019-02-24 | 0 | 0.485 | 0.60769 | 32.38
2019-02-24 01:00 | 0 | 0.457 | 0.60039 | 32.045
2019-02-24 02:00 | 0 | 0.396 | 0.59802 | 32.14
2019-02-24 03:00 | 0 | 0.343 | 0.58982 | 31.735
2019-02-24 04:00 | 0 | 0.312 | 0.58022 | 30.83
2019-02-24 05:00 | 0 | 0.277 | 0.59075 | 32.03
2019-02-24 06:00 | 0.055 | 0.229 | 0.58729 | 26.93
2019-02-24 07:00 | 0.245 | 0.205 | 0.56323 | 24.15
2019-02-24 08:00 | 0.468 | 0.121 | 0.49873 | 22.175
2019-02-24 09:00 | 0.624 | 0.069 | 0.45589 | 22.515
2019-02-24 10:00 | 0.724 | 0.036 | 0.44235 | 24.265
2019-02-24 11:00 | 0.773 | 0.02 | 0.43143 | 32.3
2019-02-24 12:00 | 0.775 | 0.012 | 0.4203 | 35.845
2019-02-24 13:00 | 0.682 | 0.009 | 0.40606 | 32.3
2019-02-24 14:00 | 0.469 | 0.011 | 0.42009 | 40.54
2019-02-24 15:00 | 0.449 | 0.02 | 0.45675 | 41.17
2019-02-24 16:00 | 0.338 | 0.052 | 0.50594 | 40.34
2019-02-24 17:00 | 0.114 | 0.126 | 0.55574 | 61.675
2019-02-24 18:00 | 0.003 | 0.467 | 0.59178 | 51.56
2019-02-24 19:00 | 0 | 0.88 | 0.60125 | 41.54
2019-02-24 20:00 | 0 | 0.964 | 0.57971 | 37.205
2019-02-24 21:00 | 0 | 0.964 | 0.58629 | 40.36
2019-02-24 22:00 | 0 | 0.959 | 0.57921 | 36.02
2019-02-24 23:00 | 0 | 0.949 | 0.56993 | 32.05
2019-02-25 | 0 | 0.937 | 0.54755 | 24.15
2019-02-25 01:00 | 0 | 0.92 | 0.55179 | 25.735
2019-02-25 02:00 | 0 | 0.903 | 0.5589 | 24.15
2019-02-25 03:00 | 0 | 0.891 | 0.54733 | 22.8
2019-02-25 04:00 | 0 | 0.891 | 0.54398 | 22.89
2019-02-25 05:00 | 0 | 0.873 | 0.55085 | 30.93
2019-02-25 06:00 | 0.033 | 0.877 | 0.56404 | 39.815
2019-02-25 07:00 | 0.153 | 0.896 | 0.55079 | 40.28
2019-02-25 08:00 | 0.33 | 0.862 | 0.50406 | 32.845
2019-02-25 09:00 | 0.489 | 0.787 | 0.48084 | 40.25
2019-02-25 10:00 | 0.588 | 0.674 | 0.47012 | 40.555
2019-02-25 11:00 | 0.59 | 0.556 | 0.47551 | 51.155
2019-02-25 12:00 | 0.525 | 0.44 | 0.48522 | 55.475
2019-02-25 13:00 | 0.454 | 0.33 | 0.49789 | 65.58
2019-02-25 14:00 | 0.404 | 0.251 | 0.52902 | 96.02
2019-02-25 15:00 | 0.354 | 0.214 | 0.54317 | 82.34
2019-02-25 16:00 | 0.25 | 0.216 | 0.57074 | 99.505
2019-02-25 17:00 | 0.111 | 0.292 | 0.61254 | 89.32
2019-02-25 18:00 | 0.005 | 0.592 | 0.65194 | 93.68
2019-02-25 19:00 | 0 | 0.84 | 0.64104 | 65.095
2019-02-25 20:00 | 0 | 0.896 | 0.62177 | 58.125
2019-02-25 21:00 | 0 | 0.894 | 0.61783 | 62.715
2019-02-25 22:00 | 0 | 0.875 | 0.6268 | 47.635
2019-02-25 23:00 | 0 | 0.887 | 0.63182 | 41.095
2019-02-26 | 0 | 0.881 | 0.63378 | 40.5
2019-02-26 01:00 | 0 | 0.818 | 0.6248 | 40.14
2019-02-26 02:00 | 0 | 0.752 | 0.63078 | 39.71
2019-02-26 03:00 | 0 | 0.71 | 0.62399 | 32.47
2019-02-26 04:00 | 0 | 0.68 | 0.61523 | 36.295
2019-02-26 05:00 | 0 | 0.622 | 0.63407 | 40.36
2019-02-26 06:00 | 0.055 | 0.537 | 0.64737 | 35.18
2019-02-26 07:00 | 0.246 | 0.6 | 0.62946 | 33.83
2019-02-26 08:00 | 0.445 | 0.477 | 0.59402 | 34.015
2019-02-26 09:00 | 0.568 | 0.357 | 0.57436 | 33.585
2019-02-26 10:00 | 0.559 | 0.228 | 0.56108 | 43.11
2019-02-26 11:00 | 0.449 | 0.132 | 0.54849 | 64.9
2019-02-26 12:00 | 0.442 | 0.049 | 0.54098 | 81.735
2019-02-26 13:00 | 0.492 | 0.005 | 0.5337 | 61.535
2019-02-26 14:00 | 0.411 | 0 | 0.52422 | 64.615
2019-02-26 15:00 | 0.222 | 0 | 0.53415 | 60.515
2019-02-26 16:00 | 0.098 | 0.058 | 0.5622 | 67
2019-02-26 17:00 | 0.044 | 0.323 | 0.58905 | 68.34
2019-02-26 18:00 | 0.002 | 0.642 | 0.61208 | 62.88
2019-02-26 19:00 | 0 | 0.765 | 0.63441 | 63.215
2019-02-26 20:00 | 0 | 0.788 | 0.63204 | 66.905
2019-02-26 21:00 | 0 | 0.77 | 0.63987 | 92.375
2019-02-26 22:00 | 0 | 0.737 | 0.64654 | 131.735
2019-02-26 23:00 | 0 | 0.703 | 0.66702 | 113.565
2019-02-27 | 0 | 0.662 | 0.68908 | 78.395
2019-02-27 01:00 | 0 | 0.622 | 0.68953 | 42.99
2019-02-27 02:00 | 0 | 0.575 | 0.69565 | 44.07
2019-02-27 03:00 | 0 | 0.542 | 0.70383 | 41.435
2019-02-27 04:00 | 0 | 0.519 | 0.70584 | 43.225
2019-02-27 05:00 | 0 | 0.507 | 0.70615 | 42.685
2019-02-27 06:00 | 0.054 | 0.457 | 0.70132 | 83.965
2019-02-27 07:00 | 0.244 | 0.457 | 0.6701 | 112.93
2019-02-27 08:00 | 0.449 | 0.463 | 0.61949 | 102.77
2019-02-27 09:00 | 0.599 | 0.44 | 0.57826 | 82.055
2019-02-27 10:00 | 0.695 | 0.293 | 0.55689 | 62.88
2019-02-27 11:00 | 0.746 | 0.102 | 0.52964 | 69.795
2019-02-27 12:00 | 0.733 | 0.006 | 0.51035 | 92.92
2019-02-27 13:00 | 0.608 | 0.001 | 0.51262 | 121.64
2019-02-27 14:00 | 0.416 | 0.001 | 0.52557 | 106.7
2019-02-27 15:00 | 0.226 | 0.025 | 0.53111 | 82.61
2019-02-27 16:00 | 0.097 | 0.089 | 0.54718 | 110.92
2019-02-27 17:00 | 0.03 | 0.359 | 0.58699 | 102.005
2019-02-27 18:00 | 0.001 | 0.669 | 0.61253 | 85.92
2019-02-27 19:00 | 0 | 0.772 | 0.62318 | 95.33
2019-02-27 20:00 | 0 | 0.758 | 0.62234 | 80.865
2019-02-27 21:00 | 0 | 0.697 | 0.62437 | 70.625
2019-02-27 22:00 | 0 | 0.63 | 0.63394 | 97.835
2019-02-27 23:00 | 0 | 0.534 | 0.66839 | 99.725
2019-02-28 | 0 | 0.439 | 0.68441 | 100.64
2019-02-28 01:00 | 0 | 0.345 | 0.69359 | 40.905
2019-02-28 02:00 | 0 | 0.266 | 0.69594 | 42.045
2019-02-28 03:00 | 0 | 0.234 | 0.69599 | 42.205
2019-02-28 04:00 | 0 | 0.219 | 0.69478 | 54.1
2019-02-28 05:00 | 0 | 0.195 | 0.69101 | 42.345
2019-02-28 06:00 | 0.054 | 0.126 | 0.68531 | 85.155
2019-02-28 07:00 | 0.258 | 0.062 | 0.66253 | 77.845
2019-02-28 08:00 | 0.46 | 0.013 | 0.60914 | 56.19
2019-02-28 09:00 | 0.609 | 0.003 | 0.56613 | 80.945
2019-02-28 10:00 | 0.7 | 0.072 | 0.53652 | 74.18
2019-02-28 11:00 | 0.746 | 0.172 | 0.51333 | 78.475
2019-02-28 12:00 | 0.741 | 0.316 | 0.50335 | 56.19
2019-02-28 13:00 | 0.667 | 0.483 | 0.49679 | 66.605
2019-02-28 14:00 | 0.579 | 0.652 | 0.49908 | 41.735
2019-02-28 15:00 | 0.484 | 0.783 | 0.5067 | 34.15
2019-02-28 16:00 | 0.29 | 0.869 | 0.53161 | 54.505
2019-02-28 17:00 | 0.078 | 0.913 | 0.58654 | 53.485
2019-02-28 18:00 | 0.002 | 0.913 | 0.6185 | 59.925
2019-02-28 19:00 | 0 | 0.875 | 0.61654 | 69.25
2019-02-28 20:00 | 0 | 0.872 | 0.63147 | 76.805
2019-02-28 21:00 | 0 | 0.827 | 0.63112 | 61.165
2019-02-28 22:00 | 0 | 0.766 | 0.62922 | 41.715
2019-02-28 23:00 | 0 | 0.736 | 0.61838 | 41.07
2019-03-01 | 0 | 0.737 | 0.62923 | 40.255
2019-03-01 01:00 | 0 | 0.763 | 0.61959 | 39.65
2019-03-01 02:00 | 0 | 0.788 | 0.62255 | 39.76
2019-03-01 03:00 | 0 | 0.736 | 0.62348 | 39.75
2019-03-01 04:00 | 0 | 0.567 | 0.62264 | 40.025
2019-03-01 05:00 | 0 | 0.476 | 0.6548 | 41.06
2019-03-01 06:00 | 0.033 | 0.652 | 0.65951 | 44.275
2019-03-01 07:00 | 0.168 | 0.894 | 0.63782 | 45.54
2019-03-01 08:00 | 0.335 | 0.898 | 0.60228 | 43.79
2019-03-01 09:00 | 0.572 | 0.825 | 0.56937 | 42.035
2019-03-01 10:00 | 0.753 | 0.716 | 0.49519 | 41.78
2019-03-01 11:00 | 0.815 | 0.626 | 0.42697 | 27.33
2019-03-01 12:00 | 0.82 | 0.577 | 0.39761 | 25.515
2019-03-01 13:00 | 0.778 | 0.584 | 0.38572 | 23.62
2019-03-01 14:00 | 0.689 | 0.597 | 0.38914 | 27.9
2019-03-01 15:00 | 0.549 | 0.593 | 0.41213 | 41.19
2019-03-01 16:00 | 0.36 | 0.593 | 0.46279 | 42.13
2019-03-01 17:00 | 0.144 | 0.655 | 0.53872 | 43.28
2019-03-01 18:00 | 0.002 | 0.77 | 0.60604 | 62.115
2019-03-01 19:00 | 0 | 0.8 | 0.62938 | 70.85
2019-03-01 20:00 | 0 | 0.812 | 0.63245 | 44.645
2019-03-01 21:00 | 0 | 0.805 | 0.64222 | 44
2019-03-01 22:00 | 0 | 0.663 | 0.62975 | 42.71
2019-03-01 23:00 | 0 | 0.494 | 0.59655 | 34.47
2019-03-02 | 0 | 0.34 | 0.5508 | 33.585
2019-03-02 01:00 | 0 | 0.251 | 0.53118 | 33.01
2019-03-02 02:00 | 0 | 0.219 | 0.52816 | 33.04
2019-03-02 03:00 | 0 | 0.201 | 0.52213 | 32.965
2019-03-02 04:00 | 0 | 0.169 | 0.52718 | 33.07
2019-03-02 05:00 | 0 | 0.108 | 0.5456 | 33.2
2019-03-02 06:00 | 0.047 | 0.049 | 0.56909 | 33.62
2019-03-02 07:00 | 0.232 | 0.072 | 0.55447 | 33.44
2019-03-02 08:00 | 0.472 | 0.023 | 0.50647 | 41.295
2019-03-02 09:00 | 0.646 | 0.002 | 0.48643 | 40.81
2019-03-02 10:00 | 0.751 | 0 | 0.45499 | 40.08
2019-03-02 11:00 | 0.802 | 0 | 0.42849 | 39.725
2019-03-02 12:00 | 0.805 | 0 | 0.41761 | 39.845
2019-03-02 13:00 | 0.76 | 0.001 | 0.41115 | 40.8
2019-03-02 14:00 | 0.669 | 0.007 | 0.38583 | 40.24
2019-03-02 15:00 | 0.511 | 0.023 | 0.39004 | 40.56
2019-03-02 16:00 | 0.263 | 0.067 | 0.44316 | 41.14
2019-03-02 17:00 | 0.067 | 0.182 | 0.52038 | 53.305
2019-03-02 18:00 | 0 | 0.448 | 0.58466 | 85.775
2019-03-02 19:00 | 0 | 0.65 | 0.58052 | 59.82
2019-03-02 20:00 | 0 | 0.73 | 0.56026 | 52.21
2019-03-02 21:00 | 0 | 0.731 | 0.55576 | 37.37
2019-03-02 22:00 | 0 | 0.677 | 0.53419 | 40.685
2019-03-02 23:00 | 0 | 0.605 | 0.52297 | 39.79
2019-03-03 | 0 | 0.615 | 0.53964 | 39.54
2019-03-03 01:00 | 0 | 0.611 | 0.55728 | 39.405
2019-03-03 02:00 | 0 | 0.57 | 0.54224 | 39.295
2019-03-03 03:00 | 0 | 0.518 | 0.53533 | 39.255
2019-03-03 04:00 | 0 | 0.484 | 0.54073 | 39.305
2019-03-03 05:00 | 0 | 0.476 | 0.54431 | 39.125
2019-03-03 06:00 | 0.04 | 0.487 | 0.53355 | 37.195
2019-03-03 07:00 | 0.233 | 0.63 | 0.49054 | 24.265
2019-03-03 08:00 | 0.443 | 0.597 | 0.43807 | 9.53
2019-03-03 09:00 | 0.612 | 0.537 | 0.39187 | -5.21
2019-03-03 10:00 | 0.719 | 0.418 | 0.37509 | -5.06
2019-03-03 11:00 | 0.769 | 0.264 | 0.38934 | -5.09
2019-03-03 12:00 | 0.772 | 0.145 | 0.40996 | 23.51
2019-03-03 13:00 | 0.731 | 0.068 | 0.43566 | 39.95
2019-03-03 14:00 | 0.639 | 0.027 | 0.48239 | 79.22
2019-03-03 15:00 | 0.497 | 0.011 | 0.50083 | 68.925
2019-03-03 16:00 | 0.325 | 0.007 | 0.53101 | 64.285
2019-03-03 17:00 | 0.128 | 0.019 | 0.58598 | 54.58
2019-03-03 18:00 | 0.002 | 0.132 | 0.63894 | 70.755
2019-03-03 19:00 | 0 | 0.454 | 0.64493 | 79.035
2019-03-03 20:00 | 0 | 0.771 | 0.63118 | 77.815
2019-03-03 21:00 | 0 | 0.868 | 0.60989 | 42.59
2019-03-03 22:00 | 0 | 0.852 | 0.58866 | 40.4
2019-03-03 23:00 | 0 | 0.833 | 0.58014 | 39.52
2019-03-04 | 0 | 0.827 | 0.57736 | 39.195
2019-03-04 01:00 | 0 | 0.82 | 0.57842 | 35.24
2019-03-04 02:00 | 0 | 0.803 | 0.58871 | 38.985
2019-03-04 03:00 | 0 | 0.777 | 0.58397 | 38.77
2019-03-04 04:00 | 0 | 0.755 | 0.58021 | 38.81
2019-03-04 05:00 | 0 | 0.679 | 0.57307 | 36.89
2019-03-04 06:00 | 0.039 | 0.405 | 0.56697 | 28.385
2019-03-04 07:00 | 0.256 | 0.138 | 0.55473 | 32.08
2019-03-04 08:00 | 0.455 | 0.224 | 0.51674 | 32.255
2019-03-04 09:00 | 0.601 | 0.244 | 0.48334 | 32.455
2019-03-04 10:00 | 0.696 | 0.071 | 0.4725 | 36.735
2019-03-04 11:00 | 0.741 | 0.016 | 0.48067 | 70.325
2019-03-04 12:00 | 0.739 | 0.015 | 0.50725 | 176.685
2019-03-04 13:00 | 0.696 | 0.029 | 0.50637 | 153.34
2019-03-04 14:00 | 0.616 | 0.058 | 0.53187 | 86.94
2019-03-04 15:00 | 0.49 | 0.124 | 0.56394 | 72.815
2019-03-04 16:00 | 0.314 | 0.309 | 0.59658 | 69.88
2019-03-04 17:00 | 0.119 | 0.766 | 0.6276 | 69.88
2019-03-04 18:00 | 0.002 | 0.963 | 0.6546 | 69.88
2019-03-04 19:00 | 0 | 0.92 | 0.63666 | 66.915
2019-03-04 20:00 | 0 | 0.927 | 0.61119 | 60.005
2019-03-04 21:00 | 0 | 0.946 | 0.61441 | 64.2
2019-03-04 22:00 | 0 | 0.954 | 0.59139 | 44.8
2019-03-04 23:00 | 0 | 0.964 | 0.58177 | 33.38
2019-03-05 | 0 | 0.96 | 0.59269 | 32.795
2019-03-05 01:00 | 0 | 0.956 | 0.54318 | 27.02
2019-03-05 02:00 | 0 | 0.959 | 0.50037 | 27.03
2019-03-05 03:00 | 0 | 0.96 | 0.49657 | 27
2019-03-05 04:00 | 0 | 0.96 | 0.48725 | 26.015
2019-03-05 05:00 | 0 | 0.957 | 0.48984 | 29.48
2019-03-05 06:00 | 0.035 | 0.961 | 0.51312 | 32.36
2019-03-05 07:00 | 0.202 | 0.964 | 0.51619 | 32.49
2019-03-05 08:00 | 0.435 | 0.961 | 0.45549 | 27.945
2019-03-05 09:00 | 0.604 | 0.941 | 0.4122 | 24.205
2019-03-05 10:00 | 0.706 | 0.9 | 0.37824 | 25.6
2019-03-05 11:00 | 0.754 | 0.845 | 0.36146 | 25.565
2019-03-05 12:00 | 0.756 | 0.789 | 0.37108 | 27.815
2019-03-05 13:00 | 0.707 | 0.727 | 0.39463 | 30.19
2019-03-05 14:00 | 0.607 | 0.682 | 0.42961 | 26.38
2019-03-05 15:00 | 0.456 | 0.672 | 0.47193 | 40.505
2019-03-05 16:00 | 0.272 | 0.692 | 0.5241 | 78.45
2019-03-05 17:00 | 0.093 | 0.776 | 0.57325 | 79.37
2019-03-05 18:00 | 0.001 | 0.866 | 0.58329 | 58.845
2019-03-05 19:00 | 0 | 0.929 | 0.56673 | 42.55
2019-03-05 20:00 | 0 | 0.96 | 0.56373 | 32.465
2019-03-05 21:00 | 0 | 0.96 | 0.55258 | 33.22
2019-03-05 22:00 | 0 | 0.95 | 0.5336 | 32.49
2019-03-05 23:00 | 0 | 0.929 | 0.50718 | 23.095
2019-03-06 | 0 | 0.909 | 0.48186 | 9.53
2019-03-06 01:00 | 0 | 0.891 | 0.47057 | -7.545
2019-03-06 02:00 | 0 | 0.854 | 0.45681 | 7.225
2019-03-06 03:00 | 0 | 0.79 | 0.45714 | -7.575
2019-03-06 04:00 | 0 | 0.736 | 0.46431 | 10.74
2019-03-06 05:00 | 0 | 0.798 | 0.48484 | 27.3
2019-03-06 06:00 | 0.034 | 0.812 | 0.513 | 29.29
2019-03-06 07:00 | 0.106 | 0.843 | 0.53265 | 37.095
2019-03-06 08:00 | 0.173 | 0.822 | 0.5362 | 38.96
2019-03-06 09:00 | 0.259 | 0.79 | 0.52886 | 38.92
2019-03-06 10:00 | 0.391 | 0.729 | 0.55076 | 39.52
2019-03-06 11:00 | 0.42 | 0.643 | 0.54469 | 39.305
2019-03-06 12:00 | 0.386 | 0.541 | 0.49471 | 39.045
2019-03-06 13:00 | 0.285 | 0.436 | 0.48164 | 39.78
2019-03-06 14:00 | 0.277 | 0.32 | 0.53063 | 69.67
2019-03-06 15:00 | 0.317 | 0.237 | 0.59027 | 57.565
2019-03-06 16:00 | 0.09 | 0.199 | 0.63195 | 89.77
2019-03-06 17:00 | 0.016 | 0.28 | 0.63525 | 63.025
2019-03-06 18:00 | 0 | 0.47 | 0.64009 | 72.51
2019-03-06 19:00 | 0 | 0.45 | 0.62976 | 58.39
2019-03-06 20:00 | 0 | 0.295 | 0.63306 | 65.455
2019-03-06 21:00 | 0 | 0.148 | 0.62672 | 34.92
2019-03-06 22:00 | 0 | 0.1 | 0.61019 | 32.57
2019-03-06 23:00 | 0 | 0.099 | 0.60446 | 28.81
2019-03-07 | 0 | 0.066 | 0.58727 | 24.15
2019-03-07 01:00 | 0 | 0.036 | 0.59984 | 24.205
2019-03-07 02:00 | 0 | 0.027 | 0.61916 | 31.58
2019-03-07 03:00 | 0 | 0.02 | 0.65669 | 38.885
2019-03-07 04:00 | 0 | 0.002 | 0.67854 | 39.105
2019-03-07 05:00 | 0 | 0.001 | 0.71908 | 58.42
2019-03-07 06:00 | 0.01 | 0.001 | 0.721 | 48.345
2019-03-07 07:00 | 0.057 | 0.001 | 0.70572 | 87.08
2019-03-07 08:00 | 0.085 | 0.004 | 0.69098 | 102.115
2019-03-07 09:00 | 0.14 | 0.003 | 0.67528 | 106.98
2019-03-07 10:00 | 0.214 | 0.002 | 0.66529 | 103.515
2019-03-07 11:00 | 0.325 | 0.025 | 0.66695 | 105.045
2019-03-07 12:00 | 0.282 | 0.111 | 0.64595 | 58.54
2019-03-07 13:00 | 0.224 | 0.157 | 0.62728 | 88.045
2019-03-07 14:00 | 0.204 | 0.135 | 0.63239 | 55.475
2019-03-07 15:00 | 0.194 | 0.148 | 0.63094 | 45.905
2019-03-07 16:00 | 0.123 | 0.157 | 0.64677 | 42.39
2019-03-07 17:00 | 0.022 | 0.133 | 0.66469 | 54.21
2019-03-07 18:00 | 0 | 0.024 | 0.69458 | 62.88
2019-03-07 19:00 | 0 | 0.001 | 0.69499 | 73.265
2019-03-07 20:00 | 0 | 0.001 | 0.70119 | 68.85
2019-03-07 21:00 | 0 | 0.016 | 0.70201 | 42.33
2019-03-07 22:00 | 0 | 0.058 | 0.69363 | 45.54
2019-03-07 23:00 | 0 | 0.099 | 0.68529 | 47.17
2019-03-08 | 0 | 0.141 | 0.68547 | 43.64
2019-03-08 01:00 | 0 | 0.21 | 0.68059 | 42.14
2019-03-08 02:00 | 0 | 0.281 | 0.68359 | 39.205
2019-03-08 03:00 | 0 | 0.329 | 0.69296 | 47.19
2019-03-08 04:00 | 0 | 0.338 | 0.69621 | 47.345
2019-03-08 05:00 | 0 | 0.323 | 0.69628 | 44.2
2019-03-08 06:00 | 0.037 | 0.257 | 0.69587 | 47.89
2019-03-08 07:00 | 0.189 | 0.17 | 0.68284 | 60.815
2019-03-08 08:00 | 0.342 | 0.091 | 0.64296 | 87.67
2019-03-08 09:00 | 0.523 | 0.02 | 0.6158 | 113.395
2019-03-08 10:00 | 0.629 | 0.003 | 0.60176 | 111.11
2019-03-08 11:00 | 0.64 | 0.001 | 0.59093 | 101.49
2019-03-08 12:00 | 0.547 | 0.001 | 0.55535 | 57.31
2019-03-08 13:00 | 0.39 | 0.008 | 0.55088 | 84.385
2019-03-08 14:00 | 0.255 | 0.039 | 0.56848 | 103.725
2019-03-08 15:00 | 0.156 | 0.097 | 0.61797 | 109.485
2019-03-08 16:00 | 0.071 | 0.114 | 0.65053 | 66.29
2019-03-08 17:00 | 0.02 | 0.125 | 0.65901 | 62.88
2019-03-08 18:00 | 0 | 0.138 | 0.68438 | 62.88
2019-03-08 19:00 | 0 | 0.156 | 0.69105 | 60.04
2019-03-08 20:00 | 0 | 0.162 | 0.68167 | 65.02
2019-03-08 21:00 | 0 | 0.172 | 0.67142 | 50.67
2019-03-08 22:00 | 0 | 0.166 | 0.658 | 33.315
2019-03-08 23:00 | 0 | 0.135 | 0.61009 | 34.34
2019-03-09 | 0 | 0.089 | 0.63085 | 35.235
2019-03-09 01:00 | 0 | 0.049 | 0.66256 | 35.14
2019-03-09 02:00 | 0 | 0.023 | 0.66565 | 39.5
2019-03-09 03:00 | 0 | 0.047 | 0.67 | 39.5
2019-03-09 04:00 | 0 | 0.187 | 0.67649 | 39.485
2019-03-09 05:00 | 0 | 0.377 | 0.67441 | 39.415
2019-03-09 06:00 | 0.007 | 0.323 | 0.67816 | 39.435
2019-03-09 07:00 | 0.053 | 0.133 | 0.69423 | 44.97
2019-03-09 08:00 | 0.131 | 0.139 | 0.68283 | 59.05
2019-03-09 09:00 | 0.196 | 0.2 | 0.67376 | 99.58
2019-03-09 10:00 | 0.215 | 0.223 | 0.66808 | 92.815
2019-03-09 11:00 | 0.216 | 0.325 | 0.64444 | 46.6
2019-03-09 12:00 | 0.205 | 0.44 | 0.61893 | 45.09
2019-03-09 13:00 | 0.18 | 0.461 | 0.60431 | 78.27
2019-03-09 14:00 | 0.126 | 0.35 | 0.62093 | 64.125
2019-03-09 15:00 | 0.097 | 0.188 | 0.61041 | 45.985
2019-03-09 16:00 | 0.071 | 0.104 | 0.5977 | 41.465
2019-03-09 17:00 | 0.026 | 0.076 | 0.58 | 37.49
2019-03-09 18:00 | 0 | 0.054 | 0.57876 | 38
2019-03-09 19:00 | 0 | 0.037 | 0.58805 | 42.97
2019-03-09 20:00 | 0 | 0.056 | 0.57898 | 34.175
2019-03-09 21:00 | 0 | 0.113 | 0.56965 | 32.355
2019-03-09 22:00 | 0 | 0.155 | 0.60933 | 40.25
2019-03-09 23:00 | 0 | 0.133 | 0.61487 | 40.025
2019-03-10 | 0 | 0.115 | 0.61627 | 40.445
2019-03-10 01:00 | 0 | 0.131 | 0.61329 | 40.265
2019-03-10 02:00 | 0 | 0.162 | 0.59286 | 39.535
2019-03-10 03:00 | 0 | 0.191 | 0.60244 | 39.45
2019-03-10 04:00 | 0 | 0.214 | 0.59642 | 39.37
2019-03-10 05:00 | 0 | 0.21 | 0.59199 | 39.615
2019-03-10 06:00 | 0.02 | 0.166 | 0.59215 | 39.81
2019-03-10 07:00 | 0.092 | 0.148 | 0.57315 | 40.035
2019-03-10 08:00 | 0.193 | 0.063 | 0.51955 | 37.49
2019-03-10 09:00 | 0.36 | 0.005 | 0.46547 | 37.49
2019-03-10 10:00 | 0.6 | 0.001 | 0.43172 | 45.105
2019-03-10 11:00 | 0.68 | 0.013 | 0.42529 | 44.84
2019-03-10 12:00 | 0.718 | 0.046 | 0.41334 | 60.63
2019-03-10 13:00 | 0.681 | 0.083 | 0.40654 | 41.515
2019-03-10 14:00 | 0.597 | 0.111 | 0.40195 | 36.3
2019-03-10 15:00 | 0.44 | 0.132 | 0.42742 | 54.28
2019-03-10 16:00 | 0.279 | 0.152 | 0.46603 | 48.21
2019-03-10 17:00 | 0.087 | 0.24 | 0.49688 | 50.185
2019-03-10 18:00 | 0 | 0.59 | 0.54016 | 64.195
2019-03-10 19:00 | 0 | 0.706 | 0.53537 | 62.88
2019-03-10 20:00 | 0 | 0.671 | 0.53151 | 43
2019-03-10 21:00 | 0 | 0.621 | 0.52978 | 38.035
2019-03-10 22:00 | 0 | 0.597 | 0.54009 | 36.965
2019-03-10 23:00 | 0 | 0.596 | 0.53497 | 39.93
2019-03-11 | 0 | 0.567 | 0.52488 | 33.835
2019-03-11 01:00 | 0 | 0.522 | 0.53565 | 37.415
2019-03-11 02:00 | 0 | 0.427 | 0.54283 | 37.41
2019-03-11 03:00 | 0 | 0.347 | 0.54562 | 40.01
2019-03-11 04:00 | 0 | 0.33 | 0.54782 | 46.385
2019-03-11 05:00 | 0 | 0.338 | 0.55177 | 38.745
2019-03-11 06:00 | 0.034 | 0.394 | 0.55792 | 47.035
2019-03-11 07:00 | 0.202 | 0.393 | 0.55704 | 72.32
2019-03-11 08:00 | 0.463 | 0.267 | 0.53005 | 48.845
2019-03-11 09:00 | 0.611 | 0.161 | 0.49467 | 50.65
2019-03-11 10:00 | 0.736 | 0.085 | 0.46174 | 41.075
2019-03-11 11:00 | 0.788 | 0.042 | 0.44164 | 42.43
2019-03-11 12:00 | 0.792 | 0.019 | 0.42973 | 38.81
2019-03-11 13:00 | 0.749 | 0.007 | 0.40772 | 35.035
2019-03-11 14:00 | 0.659 | 0.018 | 0.40362 | 37.49
2019-03-11 15:00 | 0.52 | 0.041 | 0.42797 | 43.065
2019-03-11 16:00 | 0.333 | 0.083 | 0.48113 | 105.65
2019-03-11 17:00 | 0.12 | 0.177 | 0.52824 | 76.685
2019-03-11 18:00 | 0 | 0.511 | 0.5654 | 98.82
2019-03-11 19:00 | 0 | 0.729 | 0.58609 | 96.365
2019-03-11 20:00 | 0 | 0.783 | 0.56635 | 56.52
2019-03-11 21:00 | 0 | 0.764 | 0.54237 | 37.495
2019-03-11 22:00 | 0 | 0.732 | 0.52578 | 53.02
2019-03-11 23:00 | 0 | 0.722 | 0.53292 | 43.24
2019-03-12 | 0 | 0.67 | 0.52316 | 40.02
2019-03-12 01:00 | 0 | 0.605 | 0.52841 | 39.555
2019-03-12 02:00 | 0 | 0.582 | 0.52709 | 36
2019-03-12 03:00 | 0 | 0.564 | 0.52806 | 36.86
2019-03-12 04:00 | 0 | 0.53 | 0.5519 | 43.245
2019-03-12 05:00 | 0 | 0.46 | 0.55349 | 45.69
2019-03-12 06:00 | 0.032 | 0.46 | 0.55445 | 56.885
2019-03-12 07:00 | 0.223 | 0.51 | 0.54082 | 67.945
2019-03-12 08:00 | 0.445 | 0.389 | 0.50971 | 37.49
2019-03-12 09:00 | 0.619 | 0.223 | 0.47923 | 54.255
2019-03-12 10:00 | 0.725 | 0.085 | 0.4579 | 58.045
2019-03-12 11:00 | 0.768 | 0.015 | 0.44871 | 80.955
2019-03-12 12:00 | 0.733 | 0.007 | 0.44089 | 79.365
2019-03-12 13:00 | 0.713 | 0.009 | 0.41907 | 37.49
2019-03-12 14:00 | 0.634 | 0.014 | 0.42143 | 37.49
2019-03-12 15:00 | 0.498 | 0.032 | 0.46811 | 59.96
2019-03-12 16:00 | 0.315 | 0.068 | 0.5072 | 60.435
2019-03-12 17:00 | 0.11 | 0.166 | 0.53628 | 62.88
2019-03-12 18:00 | 0 | 0.473 | 0.58213 | 66.675
2019-03-12 19:00 | 0 | 0.69 | 0.60767 | 68.785
2019-03-12 20:00 | 0 | 0.722 | 0.59244 | 61.355
2019-03-12 21:00 | 0 | 0.716 | 0.57275 | 52.715
2019-03-12 22:00 | 0 | 0.689 | 0.57914 | 42.35
2019-03-12 23:00 | 0 | 0.666 | 0.57497 | 58.66
2019-03-13 | 0 | 0.649 | 0.54793 | 40.17
2019-03-13 01:00 | 0 | 0.632 | 0.5386 | 40.595
2019-03-13 02:00 | 0 | 0.6 | 0.54941 | 40.965
2019-03-13 03:00 | 0 | 0.544 | 0.54194 | 32.4
2019-03-13 04:00 | 0 | 0.48 | 0.54766 | 41.12
2019-03-13 05:00 | 0 | 0.423 | 0.55583 | 40.45
2019-03-13 06:00 | 0.035 | 0.325 | 0.55627 | 41.56
2019-03-13 07:00 | 0.219 | 0.319 | 0.54963 | 75.82
2019-03-13 08:00 | 0.471 | 0.21 | 0.51932 | 43.74
2019-03-13 09:00 | 0.637 | 0.125 | 0.48298 | 41.635
2019-03-13 10:00 | 0.743 | 0.069 | 0.45468 | 41.525
2019-03-13 11:00 | 0.794 | 0.045 | 0.42751 | 40.785
2019-03-13 12:00 | 0.797 | 0.039 | 0.40378 | 37.49
2019-03-13 13:00 | 0.754 | 0.053 | 0.40299 | 41.6
2019-03-13 14:00 | 0.664 | 0.078 | 0.40681 | 48.825
2019-03-13 15:00 | 0.524 | 0.113 | 0.42141 | 47.16
2019-03-13 16:00 | 0.334 | 0.16 | 0.46422 | 37.49
2019-03-13 17:00 | 0.117 | 0.276 | 0.508 | 37.255
2019-03-13 18:00 | 0 | 0.612 | 0.55484 | 49
2019-03-13 19:00 | 0 | 0.818 | 0.57278 | 55.265
2019-03-13 20:00 | 0 | 0.862 | 0.56679 | 42.885
2019-03-13 21:00 | 0 | 0.832 | 0.53352 | 35.695
2019-03-13 22:00 | 0 | 0.772 | 0.51118 | 32.25
2019-03-13 23:00 | 0 | 0.707 | 0.5226 | 27.975
2019-03-14 | 0 | 0.668 | 0.53675 | 39.53
2019-03-14 01:00 | 0 | 0.587 | 0.55767 | 39.265
2019-03-14 02:00 | 0 | 0.497 | 0.56657 | 40.74
2019-03-14 03:00 | 0 | 0.425 | 0.5621 | 40.79
2019-03-14 04:00 | 0 | 0.408 | 0.56192 | 40.895
2019-03-14 05:00 | 0 | 0.348 | 0.57429 | 40.46
2019-03-14 06:00 | 0.029 | 0.348 | 0.59742 | 43.755
2019-03-14 07:00 | 0.181 | 0.403 | 0.59317 | 47.68
2019-03-14 08:00 | 0.461 | 0.277 | 0.53506 | 45.54
2019-03-14 09:00 | 0.632 | 0.196 | 0.50019 | 46.565
2019-03-14 10:00 | 0.738 | 0.138 | 0.46468 | 42.675
2019-03-14 11:00 | 0.788 | 0.084 | 0.45222 | 42.39
2019-03-14 12:00 | 0.791 | 0.063 | 0.44505 | 43.985
2019-03-14 13:00 | 0.747 | 0.057 | 0.45518 | 43.985
2019-03-14 14:00 | 0.656 | 0.062 | 0.46437 | 35.95
2019-03-14 15:00 | 0.516 | 0.076 | 0.47998 | 47.5
2019-03-14 16:00 | 0.327 | 0.111 | 0.50436 | 65.915
2019-03-14 17:00 | 0.113 | 0.205 | 0.56135 | 68.34
2019-03-14 18:00 | 0 | 0.559 | 0.60985 | 64.445
2019-03-14 19:00 | 0 | 0.77 | 0.61672 | 66.275
2019-03-14 20:00 | 0 | 0.768 | 0.60374 | 51.18
2019-03-14 21:00 | 0 | 0.721 | 0.59721 | 42.235
2019-03-14 22:00 | 0 | 0.662 | 0.60545 | 40.52
2019-03-14 23:00 | 0 | 0.662 | 0.58899 | 37.745
2019-03-15 | 0 | 0.667 | 0.57714 | 35.18
2019-03-15 01:00 | 0 | 0.658 | 0.58963 | 40.415
2019-03-15 02:00 | 0 | 0.648 | 0.62044 | 42.07
2019-03-15 03:00 | 0 | 0.637 | 0.63531 | 42.075
2019-03-15 04:00 | 0 | 0.627 | 0.63731 | 42.665
2019-03-15 05:00 | 0 | 0.596 | 0.64172 | 47.405
2019-03-15 06:00 | 0.035 | 0.473 | 0.65547 | 79.585
2019-03-15 07:00 | 0.249 | 0.251 | 0.62833 | 51.98
2019-03-15 08:00 | 0.454 | 0.259 | 0.57257 | 44.4
2019-03-15 09:00 | 0.607 | 0.115 | 0.52304 | 48.145
2019-03-15 10:00 | 0.701 | 0.018 | 0.49175 | 51.93
2019-03-15 11:00 | 0.747 | 0.006 | 0.47002 | 51.795
2019-03-15 12:00 | 0.75 | 0.005 | 0.4591 | 38.69
2019-03-15 13:00 | 0.706 | 0.006 | 0.45981 | 44.97
2019-03-15 14:00 | 0.611 | 0.009 | 0.45981 | 44.97
2019-03-15 15:00 | 0.468 | 0.012 | 0.47661 | 50.24
2019-03-15 16:00 | 0.279 | 0.024 | 0.514 | 75.905
2019-03-15 17:00 | 0.091 | 0.114 | 0.55556 | 54.21
2019-03-15 18:00 | 0 | 0.473 | 0.56883 | 54.21
2019-03-15 19:00 | 0 | 0.736 | 0.58016 | 68.645
2019-03-15 20:00 | 0 | 0.815 | 0.60076 | 62.88
2019-03-15 21:00 | 0 | 0.801 | 0.61147 | 51.675
2019-03-15 22:00 | 0 | 0.737 | 0.62179 | 42.58
2019-03-15 23:00 | 0 | 0.661 | 0.61957 | 40.635
2019-03-16 | 0 | 0.563 | 0.62504 | 41.905
2019-03-16 01:00 | 0 | 0.507 | 0.6342 | 42.475
2019-03-16 02:00 | 0 | 0.488 | 0.65567 | 44.4
2019-03-16 03:00 | 0 | 0.48 | 0.66596 | 42.085
2019-03-16 04:00 | 0 | 0.504 | 0.6678 | 44.4
2019-03-16 05:00 | 0 | 0.497 | 0.66781 | 45.36
2019-03-16 06:00 | 0.03 | 0.457 | 0.67521 | 46.345
2019-03-16 07:00 | 0.214 | 0.478 | 0.63383 | 47.24
2019-03-16 08:00 | 0.442 | 0.448 | 0.55427 | 37.46
2019-03-16 09:00 | 0.57 | 0.38 | 0.49898 | 41.695
2019-03-16 10:00 | 0.643 | 0.304 | 0.46383 | 32.3
2019-03-16 11:00 | 0.704 | 0.234 | 0.43369 | 23.895
2019-03-16 12:00 | 0.723 | 0.188 | 0.43219 | 24.08
2019-03-16 13:00 | 0.67 | 0.169 | 0.43425 | 23.89
2019-03-16 14:00 | 0.572 | 0.195 | 0.434 | 23.965
2019-03-16 15:00 | 0.44 | 0.276 | 0.46613 | 43.38
2019-03-16 16:00 | 0.225 | 0.497 | 0.509 | 47.29
2019-03-16 17:00 | 0.07 | 0.805 | 0.56811 | 74.91
2019-03-16 18:00 | 0 | 0.932 | 0.61443 | 81.33
2019-03-16 19:00 | 0 | 0.96 | 0.60118 | 49.06
2019-03-16 20:00 | 0 | 0.959 | 0.57504 | 41.25
2019-03-16 21:00 | 0 | 0.952 | 0.57569 | 45.445
2019-03-16 22:00 | 0 | 0.942 | 0.57196 | 38.16
2019-03-16 23:00 | 0 | 0.916 | 0.55018 | 24.67
2019-03-17 | 0 | 0.877 | 0.55816 | 39.95
2019-03-17 01:00 | 0 | 0.858 | 0.55944 | 39.52
2019-03-17 02:00 | 0 | 0.831 | 0.57098 | 40.49
2019-03-17 03:00 | 0 | 0.814 | 0.58668 | 40.73
2019-03-17 04:00 | 0 | 0.81 | 0.6003 | 40.435
2019-03-17 05:00 | 0 | 0.776 | 0.60313 | 42.38
2019-03-17 06:00 | 0.022 | 0.719 | 0.62446 | 44.305
2019-03-17 07:00 | 0.152 | 0.829 | 0.61355 | 45.11
2019-03-17 08:00 | 0.301 | 0.776 | 0.56359 | 45.375
2019-03-17 09:00 | 0.512 | 0.583 | 0.53177 | 45.33
2019-03-17 10:00 | 0.669 | 0.367 | 0.4818 | 39.725
2019-03-17 11:00 | 0.724 | 0.239 | 0.4642 | 43.005
2019-03-17 12:00 | 0.714 | 0.166 | 0.47272 | 54.605
2019-03-17 13:00 | 0.666 | 0.117 | 0.47719 | 73.315
2019-03-17 14:00 | 0.573 | 0.095 | 0.4802 | 79.465
2019-03-17 15:00 | 0.439 | 0.104 | 0.49195 | 70.215
2019-03-17 16:00 | 0.217 | 0.181 | 0.51895 | 62.465
2019-03-17 17:00 | 0.058 | 0.44 | 0.5768 | 57.345
2019-03-17 18:00 | 0 | 0.788 | 0.63541 | 83.31
2019-03-17 19:00 | 0 | 0.873 | 0.65351 | 75.175
2019-03-17 20:00 | 0 | 0.901 | 0.62155 | 71.07
2019-03-17 21:00 | 0 | 0.905 | 0.62567 | 63.745
2019-03-17 22:00 | 0 | 0.894 | 0.62843 | 46.245
2019-03-17 23:00 | 0 | 0.855 | 0.63507 | 44.12
2019-03-18 | 0 | 0.789 | 0.67271 | 44.405
2019-03-18 01:00 | 0 | 0.74 | 0.67851 | 41.77
2019-03-18 02:00 | 0 | 0.729 | 0.65565 | 40.955
2019-03-18 03:00 | 0 | 0.758 | 0.66237 | 41.515
2019-03-18 04:00 | 0 | 0.804 | 0.66974 | 44.095
2019-03-18 05:00 | 0 | 0.788 | 0.66406 | 46.345
2019-03-18 06:00 | 0.029 | 0.738 | 0.66988 | 62.905
2019-03-18 07:00 | 0.211 | 0.634 | 0.65268 | 93.745
2019-03-18 08:00 | 0.398 | 0.776 | 0.59706 | 60.06
2019-03-18 09:00 | 0.546 | 0.694 | 0.56011 | 81.7
2019-03-18 10:00 | 0.652 | 0.523 | 0.54205 | 76.415
2019-03-18 11:00 | 0.711 | 0.398 | 0.54166 | 140.955
2019-03-18 12:00 | 0.645 | 0.312 | 0.52206 | 108.465
2019-03-18 13:00 | 0.563 | 0.249 | 0.51664 | 66.355
2019-03-18 14:00 | 0.473 | 0.22 | 0.51241 | 99.1
2019-03-18 15:00 | 0.269 | 0.227 | 0.5323 | 59.735
2019-03-18 16:00 | 0.094 | 0.288 | 0.56405 | 64.54
2019-03-18 17:00 | 0.018 | 0.473 | 0.57044 | 57.72
2019-03-18 18:00 | 0 | 0.645 | 0.5851 | 59.2
2019-03-18 19:00 | 0 | 0.719 | 0.59302 | 57.45
2019-03-18 20:00 | 0 | 0.738 | 0.58247 | 57.3
2019-03-18 21:00 | 0 | 0.74 | 0.59528 | 43.515
2019-03-18 22:00 | 0 | 0.76 | 0.58561 | 48.955
2019-03-18 23:00 | 0 | 0.785 | 0.58008 | 50.075
2019-03-19 | 0 | 0.746 | 0.58401 | 47.06
2019-03-19 01:00 | 0 | 0.772 | 0.59144 | 46.595
2019-03-19 02:00 | 0 | 0.805 | 0.60218 | 46.94
2019-03-19 03:00 | 0 | 0.855 | 0.61631 | 46.28
2019-03-19 04:00 | 0 | 0.868 | 0.60602 | 93.4
2019-03-19 05:00 | 0 | 0.859 | 0.59926 | 88.685
2019-03-19 06:00 | 0.018 | 0.896 | 0.61363 | 108.44
2019-03-19 07:00 | 0.141 | 0.896 | 0.59107 | 99
2019-03-19 08:00 | 0.346 | 0.907 | 0.55529 | 91.95
2019-03-19 09:00 | 0.559 | 0.886 | 0.53828 | 77.935
2019-03-19 10:00 | 0.669 | 0.836 | 0.51282 | 78.25
2019-03-19 11:00 | 0.65 | 0.724 | 0.49495 | 122.72
2019-03-19 12:00 | 0.537 | 0.602 | 0.47941 | 61.23
2019-03-19 13:00 | 0.37 | 0.412 | 0.47582 | 61.035
2019-03-19 14:00 | 0.303 | 0.186 | 0.48876 | 58.24
2019-03-19 15:00 | 0.211 | 0.084 | 0.50918 | 62.08
2019-03-19 16:00 | 0.106 | 0.068 | 0.55017 | 134.695
2019-03-19 17:00 | 0.045 | 0.092 | 0.59365 | 125.165
2019-03-19 18:00 | 0 | 0.151 | 0.6253 | 92.43
2019-03-19 19:00 | 0 | 0.249 | 0.63061 | 110.405
2019-03-19 20:00 | 0 | 0.425 | 0.62169 | 84.74
2019-03-19 21:00 | 0 | 0.501 | 0.61506 | 59.78
2019-03-19 22:00 | 0 | 0.396 | 0.61179 | 121.515
2019-03-19 23:00 | 0 | 0.211 | 0.62934 | 112.045
2019-03-20 | 0 | 0.075 | 0.63785 | 95.295
2019-03-20 01:00 | 0 | 0.028 | 0.64352 | 99.43
2019-03-20 02:00 | 0 | 0.076 | 0.63834 | 105.65
2019-03-20 03:00 | 0 | 0.235 | 0.63095 | 86.09
2019-03-20 04:00 | 0 | 0.409 | 0.62649 | 93.825
2019-03-20 05:00 | 0 | 0.449 | 0.64351 | 89.955
2019-03-20 06:00 | 0.021 | 0.337 | 0.64915 | 79.89
2019-03-20 07:00 | 0.2 | 0.12 | 0.61639 | 77.83
2019-03-20 08:00 | 0.407 | 0.074 | 0.5838 | 81.165
2019-03-20 09:00 | 0.557 | 0.046 | 0.55588 | 89.475
2019-03-20 10:00 | 0.643 | 0.019 | 0.52532 | 113.355
2019-03-20 11:00 | 0.706 | 0.012 | 0.50835 | 109.21
2019-03-20 12:00 | 0.673 | 0.003 | 0.51123 | 183.03
2019-03-20 13:00 | 0.6 | 0.001 | 0.50757 | 126.925
2019-03-20 14:00 | 0.455 | 0.001 | 0.52444 | 137.61
2019-03-20 15:00 | 0.215 | 0.004 | 0.54505 | 158.27
2019-03-20 16:00 | 0.091 | 0.033 | 0.58056 | 160.315
2019-03-20 17:00 | 0.018 | 0.197 | 0.6101 | 123.64
2019-03-20 18:00 | 0 | 0.541 | 0.64242 | 128.48
2019-03-20 19:00 | 0 | 0.846 | 0.64057 | 120.8
2019-03-20 20:00 | 0 | 0.934 | 0.64056 | 77.745
2019-03-20 21:00 | 0 | 0.949 | 0.67467 | 84.86
2019-03-20 22:00 | 0 | 0.927 | 0.70232 | 130.36
2019-03-20 23:00 | 0 | 0.893 | 0.67428 | 58.4
2019-03-21 | 0 | 0.853 | 0.66894 | 70.82
2019-03-21 01:00 | 0 | 0.788 | 0.68569 | 102.215
2019-03-21 02:00 | 0 | 0.685 | 0.69621 | 44.815
2019-03-21 03:00 | 0 | 0.63 | 0.68478 | 44.725
2019-03-21 04:00 | 0 | 0.666 | 0.68683 | 44.845
2019-03-21 05:00 | 0 | 0.65 | 0.69881 | 45.48
2019-03-21 06:00 | 0.002 | 0.573 | 0.7081 | 49.04
2019-03-21 07:00 | 0.031 | 0.53 | 0.69154 | 112.525
2019-03-21 08:00 | 0.084 | 0.385 | 0.67104 | 133.325
2019-03-21 09:00 | 0.155 | 0.274 | 0.64438 | 88.475
2019-03-21 10:00 | 0.274 | 0.187 | 0.60434 | 76.98
2019-03-21 11:00 | 0.402 | 0.096 | 0.56408 | 80.895
2019-03-21 12:00 | 0.613 | 0.023 | 0.55456 | 47.06
2019-03-21 13:00 | 0.638 | 0.002 | 0.53936 | 48.4
2019-03-21 14:00 | 0.535 | 0 | 0.54771 | 64.655
2019-03-21 15:00 | 0.388 | 0.002 | 0.57235 | 75.805
2019-03-21 16:00 | 0.199 | 0.068 | 0.61513 | 121.115
2019-03-21 17:00 | 0.055 | 0.457 | 0.66714 | 134.49
2019-03-21 18:00 | 0 | 0.834 | 0.69914 | 121.015
2019-03-21 19:00 | 0 | 0.87 | 0.69835 | 89.125
2019-03-21 20:00 | 0 | 0.863 | 0.69855 | 78.87
2019-03-21 21:00 | 0 | 0.844 | 0.70486 | 53.375
2019-03-21 22:00 | 0 | 0.855 | 0.7051 | 50.72
2019-03-21 23:00 | 0 | 0.824 | 0.70729 | 46.955
2019-03-22 | 0 | 0.812 | 0.6996 | 46.55
2019-03-22 01:00 | 0 | 0.798 | 0.69197 | 45.635
2019-03-22 02:00 | 0 | 0.776 | 0.67664 | 44.44
2019-03-22 03:00 | 0 | 0.776 | 0.66842 | 43.52
2019-03-22 04:00 | 0 | 0.772 | 0.67375 | 43.975
2019-03-22 05:00 | 0 | 0.723 | 0.70401 | 47
2019-03-22 06:00 | 0.017 | 0.709 | 0.72359 | 65.19
2019-03-22 07:00 | 0.147 | 0.764 | 0.6948 | 56.19
2019-03-22 08:00 | 0.291 | 0.657 | 0.6521 | 57.455
2019-03-22 09:00 | 0.438 | 0.436 | 0.61394 | 53.445
2019-03-22 10:00 | 0.561 | 0.235 | 0.57348 | 47.965
2019-03-22 11:00 | 0.602 | 0.142 | 0.53536 | 45.905
2019-03-22 12:00 | 0.605 | 0.154 | 0.4994 | 45.87
2019-03-22 13:00 | 0.576 | 0.31 | 0.4889 | 45.91
2019-03-22 14:00 | 0.455 | 0.634 | 0.48312 | 47.56
2019-03-22 15:00 | 0.302 | 0.885 | 0.50478 | 67.62
2019-03-22 16:00 | 0.193 | 0.951 | 0.54711 | 77.27
2019-03-22 17:00 | 0.058 | 0.96 | 0.55423 | 54.11
2019-03-22 18:00 | 0 | 0.956 | 0.55994 | 51.33
2019-03-22 19:00 | 0 | 0.954 | 0.55713 | 42.965
2019-03-22 20:00 | 0 | 0.948 | 0.5451 | 50.055
2019-03-22 21:00 | 0 | 0.925 | 0.53105 | 52.345
2019-03-22 22:00 | 0 | 0.893 | 0.53435 | 51.06
2019-03-22 23:00 | 0 | 0.845 | 0.51083 | 42.115
2019-03-23 | 0 | 0.818 | 0.4857 | 38.815
2019-03-23 01:00 | 0 | 0.79 | 0.47902 | 29.83
2019-03-23 02:00 | 0 | 0.737 | 0.47001 | 22.745
2019-03-23 03:00 | 0 | 0.703 | 0.45967 | 23.49
2019-03-23 04:00 | 0 | 0.692 | 0.45682 | 32.395
2019-03-23 05:00 | 0 | 0.669 | 0.46809 | 40.88
2019-03-23 06:00 | 0.031 | 0.528 | 0.49905 | 41.105
2019-03-23 07:00 | 0.251 | 0.689 | 0.48201 | 29.085
2019-03-23 08:00 | 0.483 | 0.688 | 0.42115 | 23.89
2019-03-23 09:00 | 0.656 | 0.52 | 0.3702 | 20.92
2019-03-23 10:00 | 0.765 | 0.347 | 0.34305 | 4.86
2019-03-23 11:00 | 0.817 | 0.205 | 0.33852 | 31.825
2019-03-23 12:00 | 0.82 | 0.123 | 0.34741 | 40.49
2019-03-23 13:00 | 0.775 | 0.085 | 0.36826 | 42.075
2019-03-23 14:00 | 0.679 | 0.078 | 0.37987 | 46.6
2019-03-23 15:00 | 0.531 | 0.088 | 0.41936 | 78.22
2019-03-23 16:00 | 0.331 | 0.108 | 0.47472 | 74.51
2019-03-23 17:00 | 0.102 | 0.214 | 0.55006 | 81.61
2019-03-23 18:00 | 0 | 0.536 | 0.61041 | 90.13
2019-03-23 19:00 | 0 | 0.741 | 0.61013 | 88.92
2019-03-23 20:00 | 0 | 0.767 | 0.59904 | 60.24
2019-03-23 21:00 | 0 | 0.678 | 0.58531 | 56.73
2019-03-23 22:00 | 0 | 0.522 | 0.5776 | 49.15
2019-03-23 23:00 | 0 | 0.425 | 0.55997 | 42.065
2019-03-24 | 0 | 0.457 | 0.51977 | 40.515
2019-03-24 01:00 | 0 | 0.482 | 0.53713 | 41.79
2019-03-24 02:00 | 0 | 0.443 | 0.53978 | 41.895
2019-03-24 03:00 | 0 | 0.367 | 0.52051 | 34.84
2019-03-24 04:00 | 0 | 0.363 | 0.5125 | 35.28
2019-03-24 05:00 | 0 | 0.357 | 0.51356 | 41.43
2019-03-24 06:00 | 0.024 | 0.266 | 0.51912 | 38.385
2019-03-24 07:00 | 0.201 | 0.478 | 0.49825 | 32.81
2019-03-24 08:00 | 0.444 | 0.497 | 0.42363 | 22.705
2019-03-24 09:00 | 0.636 | 0.465 | 0.37692 | 23.5
2019-03-24 10:00 | 0.758 | 0.507 | 0.35454 | 21.255
2019-03-24 11:00 | 0.814 | 0.533 | 0.3432 | -15
2019-03-24 12:00 | 0.818 | 0.521 | 0.33804 | 25.5
2019-03-24 13:00 | 0.773 | 0.494 | 0.34205 | 6.02
2019-03-24 14:00 | 0.679 | 0.457 | 0.35497 | 6.805
2019-03-24 15:00 | 0.531 | 0.427 | 0.38777 | 42.285
2019-03-24 16:00 | 0.329 | 0.433 | 0.43621 | 49.685
2019-03-24 17:00 | 0.098 | 0.569 | 0.51694 | 91.785
2019-03-24 18:00 | 0 | 0.827 | 0.579 | 91.185
2019-03-24 19:00 | 0 | 0.871 | 0.57928 | 92.36
2019-03-24 20:00 | 0 | 0.816 | 0.55024 | 67.705
2019-03-24 21:00 | 0 | 0.788 | 0.53154 | 49.3
2019-03-24 22:00 | 0 | 0.724 | 0.51784 | 46.66
2019-03-24 23:00 | 0 | 0.686 | 0.50144 | 44.09
2019-03-25 | 0 | 0.655 | 0.49896 | 44.63
2019-03-25 01:00 | 0 | 0.639 | 0.50776 | 45.375
2019-03-25 02:00 | 0 | 0.618 | 0.5034 | 35.615
2019-03-25 03:00 | 0 | 0.6 | 0.49975 | 34.46
2019-03-25 04:00 | 0 | 0.612 | 0.49781 | 45.51
2019-03-25 05:00 | 0 | 0.639 | 0.51792 | 46.99
2019-03-25 06:00 | 0.022 | 0.694 | 0.53894 | 47.115
2019-03-25 07:00 | 0.192 | 0.801 | 0.52 | 41.77
2019-03-25 08:00 | 0.472 | 0.78 | 0.44458 | 31.62
2019-03-25 09:00 | 0.649 | 0.719 | 0.38062 | 22.28
2019-03-25 10:00 | 0.756 | 0.647 | 0.35153 | 19.73
2019-03-25 11:00 | 0.808 | 0.567 | 0.34691 | 19.695
2019-03-25 12:00 | 0.809 | 0.496 | 0.35577 | 19.73
2019-03-25 13:00 | 0.762 | 0.443 | 0.37651 | 26.905
2019-03-25 14:00 | 0.667 | 0.413 | 0.39722 | 35.255
2019-03-25 15:00 | 0.52 | 0.423 | 0.42926 | 39.91
2019-03-25 16:00 | 0.321 | 0.476 | 0.48884 | 57.16
2019-03-25 17:00 | 0.095 | 0.573 | 0.56187 | 89.335
2019-03-25 18:00 | 0 | 0.771 | 0.61109 | 72.74
2019-03-25 19:00 | 0 | 0.87 | 0.59101 | 43.3
2019-03-25 20:00 | 0 | 0.883 | 0.57278 | 36.94
2019-03-25 21:00 | 0 | 0.872 | 0.55678 | 47.385
2019-03-25 22:00 | 0 | 0.845 | 0.53193 | 43.215
2019-03-25 23:00 | 0 | 0.834 | 0.51174 | 33.69
2019-03-26 | 0 | 0.826 | 0.50429 | 24.335
2019-03-26 01:00 | 0 | 0.819 | 0.50317 | 24.15
2019-03-26 02:00 | 0 | 0.818 | 0.50339 | 23.45
2019-03-26 03:00 | 0 | 0.807 | 0.49959 | 22.725
2019-03-26 04:00 | 0 | 0.794 | 0.49891 | 23.615
2019-03-26 05:00 | 0 | 0.788 | 0.50864 | 35.28
2019-03-26 06:00 | 0.028 | 0.724 | 0.52425 | 35.31
2019-03-26 07:00 | 0.252 | 0.622 | 0.51873 | 39.29
2019-03-26 08:00 | 0.462 | 0.81 | 0.46361 | 29.92
2019-03-26 09:00 | 0.578 | 0.792 | 0.41909 | 25.89
2019-03-26 10:00 | 0.578 | 0.66 | 0.4011 | 25.89
2019-03-26 11:00 | 0.699 | 0.504 | 0.41394 | 43.145
2019-03-26 12:00 | 0.783 | 0.354 | 0.45073 | 45.265
2019-03-26 13:00 | 0.654 | 0.22 | 0.48264 | 44.775
2019-03-26 14:00 | 0.564 | 0.127 | 0.51144 | 60.635
2019-03-26 15:00 | 0.493 | 0.078 | 0.54417 | 60.345
2019-03-26 16:00 | 0.268 | 0.043 | 0.57809 | 65.36
2019-03-26 17:00 | 0.073 | 0.042 | 0.6241 | 49.045
2019-03-26 18:00 | 0 | 0.07 | 0.65853 | 50.42
2019-03-26 19:00 | 0 | 0.14 | 0.65109 | 41.58
2019-03-26 20:00 | 0 | 0.277 | 0.63117 | 34.135
2019-03-26 21:00 | 0 | 0.376 | 0.61144 | 39.645
2019-03-26 22:00 | 0 | 0.423 | 0.60387 | 43.485
2019-03-26 23:00 | 0 | 0.491 | 0.61161 | 35.14
2019-03-27 | 0 | 0.583 | 0.6058 | 24.15
2019-03-27 01:00 | 0 | 0.68 | 0.59882 | 23.08
2019-03-27 02:00 | 0 | 0.719 | 0.59614 | 22.96
2019-03-27 03:00 | 0 | 0.742 | 0.61909 | 26.64
2019-03-27 04:00 | 0 | 0.79 | 0.64224 | 26.64
2019-03-27 05:00 | 0 | 0.746 | 0.67122 | 44.09
2019-03-27 06:00 | 0.013 | 0.59 | 0.70734 | 46.155
2019-03-27 07:00 | 0.187 | 0.163 | 0.69068 | 45.785
2019-03-27 08:00 | 0.437 | 0.019 | 0.62862 | 59.995
2019-03-27 09:00 | 0.594 | 0.1 | 0.5791 | 65.575
2019-03-27 10:00 | 0.694 | 0.1 | 0.535 | 44.715
2019-03-27 11:00 | 0.744 | 0.106 | 0.49778 | 44.465
2019-03-27 12:00 | 0.746 | 0.133 | 0.47397 | 39.01
2019-03-27 13:00 | 0.706 | 0.184 | 0.44999 | 35.18
2019-03-27 14:00 | 0.612 | 0.262 | 0.46546 | 34.985
2019-03-27 15:00 | 0.4 | 0.354 | 0.50626 | 40.035
2019-03-27 16:00 | 0.171 | 0.447 | 0.56775 | 53.615
2019-03-27 17:00 | 0.034 | 0.631 | 0.62832 | 57.21
2019-03-27 18:00 | 0 | 0.784 | 0.66655 | 50.11
2019-03-27 19:00 | 0 | 0.794 | 0.67107 | 43.995
2019-03-27 20:00 | 0 | 0.813 | 0.65421 | 40.545
2019-03-27 21:00 | 0 | 0.82 | 0.64198 | 36.19
2019-03-27 22:00 | 0 | 0.789 | 0.6343 | 38.255
2019-03-27 23:00 | 0 | 0.741 | 0.61159 | 29.835
2019-03-28 | 0 | 0.678 | 0.57468 | 21.26
2019-03-28 01:00 | 0 | 0.622 | 0.55587 | 6.12
2019-03-28 02:00 | 0 | 0.615 | 0.55733 | -9.94
2019-03-28 03:00 | 0 | 0.636 | 0.57409 | 22.55
2019-03-28 04:00 | 0 | 0.624 | 0.58682 | 23.49
2019-03-28 05:00 | 0 | 0.572 | 0.59264 | 42.53
2019-03-28 06:00 | 0.016 | 0.551 | 0.60181 | 45.625
2019-03-28 07:00 | 0.174 | 0.586 | 0.60205 | 46.19
2019-03-28 08:00 | 0.464 | 0.535 | 0.54585 | 43.145
2019-03-28 09:00 | 0.628 | 0.491 | 0.4981 | 37.52
2019-03-28 10:00 | 0.74 | 0.464 | 0.45307 | 23.3
2019-03-28 11:00 | 0.794 | 0.444 | 0.41665 | 19.44
2019-03-28 12:00 | 0.796 | 0.452 | 0.39594 | 18.9
2019-03-28 13:00 | 0.752 | 0.51 | 0.38665 | 19.17
2019-03-28 14:00 | 0.657 | 0.599 | 0.40053 | 23.3
2019-03-28 15:00 | 0.511 | 0.693 | 0.42801 | 24.52
2019-03-28 16:00 | 0.312 | 0.772 | 0.4756 | 35.545
2019-03-28 17:00 | 0.085 | 0.844 | 0.54124 | 38.535
2019-03-28 18:00 | 0 | 0.851 | 0.58303 | 38.8
2019-03-28 19:00 | 0 | 0.851 | 0.58374 | 39.89
2019-03-28 20:00 | 0 | 0.9 | 0.57225 | 42.335
2019-03-28 21:00 | 0 | 0.883 | 0.53839 | 37.635
2019-03-28 22:00 | 0 | 0.819 | 0.50039 | 38.015
2019-03-28 23:00 | 0 | 0.727 | 0.4865 | 29.645
2019-03-29 | 0 | 0.711 | 0.47573 | 22.955
2019-03-29 01:00 | 0 | 0.791 | 0.47297 | 21.055
2019-03-29 02:00 | 0 | 0.84 | 0.47712 | 22.19
2019-03-29 03:00 | 0 | 0.825 | 0.48789 | 22.45
2019-03-29 04:00 | 0 | 0.78 | 0.48652 | 22.635
2019-03-29 05:00 | 0 | 0.752 | 0.51352 | 40.665
2019-03-29 06:00 | 0.019 | 0.705 | 0.54015 | 41.4
2019-03-29 07:00 | 0.235 | 0.774 | 0.5273 | 38.395
2019-03-29 08:00 | 0.466 | 0.81 | 0.44498 | 27.735
2019-03-29 09:00 | 0.639 | 0.765 | 0.39157 | 6.12
2019-03-29 10:00 | 0.748 | 0.719 | 0.36613 | -9.37
2019-03-29 11:00 | 0.8 | 0.695 | 0.35474 | -9.655
2019-03-29 12:00 | 0.801 | 0.666 | 0.34978 | -9.37
2019-03-29 13:00 | 0.755 | 0.636 | 0.35594 | 7.39
2019-03-29 14:00 | 0.659 | 0.622 | 0.37845 | 34.355
2019-03-29 15:00 | 0.51 | 0.628 | 0.40917 | 32.52
2019-03-29 16:00 | 0.309 | 0.659 | 0.46545 | 37.965
2019-03-29 17:00 | 0.082 | 0.716 | 0.53044 | 37.895
2019-03-29 18:00 | 0 | 0.825 | 0.57465 | 37.985
2019-03-29 19:00 | 0 | 0.823 | 0.56749 | 36.895
2019-03-29 20:00 | 0 | 0.819 | 0.5437 | 44.05
2019-03-29 21:00 | 0 | 0.814 | 0.50187 | 34.54
2019-03-29 22:00 | 0 | 0.785 | 0.48442 | 34.175
2019-03-29 23:00 | 0 | 0.746 | 0.47412 | 33.195
2019-03-30 | 0 | 0.715 | 0.47717 | 33.04
2019-03-30 01:00 | 0 | 0.683 | 0.47741 | 24.52
2019-03-30 02:00 | 0 | 0.651 | 0.47934 | 24.335
2019-03-30 03:00 | 0 | 0.632 | 0.48169 | 24.335
2019-03-30 04:00 | 0 | 0.618 | 0.48452 | 32.525
2019-03-30 05:00 | 0 | 0.595 | 0.49898 | 33.145
2019-03-30 06:00 | 0.02 | 0.555 | 0.52108 | 34.29
2019-03-30 07:00 | 0.241 | 0.609 | 0.49953 | 29.515
2019-03-30 08:00 | 0.463 | 0.62 | 0.42583 | 23.945
2019-03-30 09:00 | 0.63 | 0.516 | 0.37128 | 22.19
2019-03-30 10:00 | 0.736 | 0.411 | 0.34043 | 7.105
2019-03-30 11:00 | 0.787 | 0.319 | 0.3462 | 27.04
2019-03-30 12:00 | 0.787 | 0.26 | 0.35688 | -9.37
2019-03-30 13:00 | 0.74 | 0.223 | 0.37502 | 26.155
2019-03-30 14:00 | 0.643 | 0.199 | 0.40932 | 44.525
2019-03-30 15:00 | 0.425 | 0.205 | 0.45786 | 67.615
2019-03-30 16:00 | 0.172 | 0.215 | 0.52405 | 85.92
2019-03-30 17:00 | 0.03 | 0.324 | 0.57774 | 90.825
2019-03-30 18:00 | 0 | 0.566 | 0.59094 | 69.595
2019-03-30 19:00 | 0 | 0.778 | 0.56507 | 65.7
2019-03-30 20:00 | 0 | 0.87 | 0.53694 | 41.48
2019-03-30 21:00 | 0 | 0.876 | 0.48866 | 30.21
2019-03-30 22:00 | 0 | 0.836 | 0.46292 | 23.04
2019-03-30 23:00 | 0 | 0.806 | 0.4676 | 22.595
2019-03-31 | 0 | 0.789 | 0.47625 | 32.63
2019-03-31 01:00 | 0 | 0.786 | 0.47082 | 27.7
2019-03-31 02:00 | 0 | 0.796 | 0.45488 | 22.99
2019-03-31 03:00 | 0 | 0.802 | 0.45719 | 22.875
2019-03-31 04:00 | 0 | 0.808 | 0.46517 | 24.15
2019-03-31 05:00 | 0 | 0.776 | 0.47284 | 32.175
2019-03-31 06:00 | 0.009 | 0.721 | 0.50029 | 38.225
2019-03-31 07:00 | 0.13 | 0.536 | 0.47751 | 34.98
2019-03-31 08:00 | 0.307 | 0.624 | 0.42712 | 26.28
2019-03-31 09:00 | 0.399 | 0.887 | 0.38598 | 22.945
2019-03-31 10:00 | 0.389 | 0.869 | 0.36681 | 35.075
2019-03-31 11:00 | 0.388 | 0.808 | 0.37479 | 31.345
2019-03-31 12:00 | 0.371 | 0.713 | 0.41473 | 44.22
2019-03-31 13:00 | 0.338 | 0.571 | 0.4762 | 43.3
2019-03-31 14:00 | 0.299 | 0.401 | 0.49375 | 153.56
2019-03-31 15:00 | 0.237 | 0.258 | 0.5644 | 185.635
2019-03-31 16:00 | 0.123 | 0.174 | 0.64469 | 143.55
2019-03-31 17:00 | 0.029 | 0.296 | 0.644 | 83.41
2019-03-31 18:00 | 0 | 0.504 | 0.65006 | 98.005
2019-03-31 19:00 | 0 | 0.804 | 0.63517 | 61.82
2019-03-31 20:00 | 0 | 0.917 | 0.62303 | 49.185
2019-03-31 21:00 | 0 | 0.856 | 0.58492 | 45.86
2019-03-31 22:00 | 0 | 0.819 | 0.56932 | 36.29
2019-03-31 23:00 | 0 | 0.771 | 0.54165 | 22.28
2019-04-01 | 0 | 0.678 | 0.5408 | 22.19
2019-04-01 01:00 | 0 | 0.63 | 0.52297 | 6.085
2019-04-01 02:00 | 0 | 0.594 | 0.53296 | 6.165
2019-04-01 03:00 | 0 | 0.624 | 0.53735 | 20.505
2019-04-01 04:00 | 0 | 0.7 | 0.57663 | 33.87
2019-04-01 05:00 | 0 | 0.767 | 0.63535 | 43.325
2019-04-01 06:00 | 0.007 | 0.754 | 0.66118 | 44.445
2019-04-01 07:00 | 0.108 | 0.598 | 0.66321 | 46.5
2019-04-01 08:00 | 0.214 | 0.582 | 0.64531 | 72.895
2019-04-01 09:00 | 0.459 | 0.76 | 0.634 | 70.34
2019-04-01 10:00 | 0.591 | 0.903 | 0.61731 | 95.75
2019-04-01 11:00 | 0.618 | 0.942 | 0.61803 | 95.195
2019-04-01 12:00 | 0.537 | 0.959 | 0.60228 | 100.17
2019-04-01 13:00 | 0.388 | 0.962 | 0.60966 | 101.565
2019-04-01 14:00 | 0.189 | 0.934 | 0.60776 | 74.585
2019-04-01 15:00 | 0.088 | 0.854 | 0.6237 | 55.715
2019-04-01 16:00 | 0.034 | 0.638 | 0.62413 | 54.935
2019-04-01 17:00 | 0.004 | 0.265 | 0.67339 | 103.335
2019-04-01 18:00 | 0 | 0.093 | 0.69567 | 83.635
2019-04-01 19:00 | 0 | 0.083 | 0.68995 | 99.05
2019-04-01 20:00 | 0 | 0.111 | 0.70456 | 71.345
2019-04-01 21:00 | 0 | 0.132 | 0.71108 | 48.78
2019-04-01 22:00 | 0 | 0.126 | 0.70004 | 44.87
2019-04-01 23:00 | 0 | 0.122 | 0.68907 | 44.225
2019-04-02 | 0 | 0.146 | 0.67746 | 44.02
2019-04-02 01:00 | 0 | 0.191 | 0.67963 | 43.825
2019-04-02 02:00 | 0 | 0.313 | 0.65837 | 43.655
2019-04-02 03:00 | 0 | 0.499 | 0.67812 | 43.455
2019-04-02 04:00 | 0 | 0.622 | 0.66316 | 43.6
2019-04-02 05:00 | 0 | 0.633 | 0.64187 | 47.07
2019-04-02 06:00 | 0.007 | 0.621 | 0.6932 | 58.455
2019-04-02 07:00 | 0.139 | 0.674 | 0.68519 | 69.1
2019-04-02 08:00 | 0.359 | 0.551 | 0.62805 | 65.485
2019-04-02 09:00 | 0.529 | 0.361 | 0.58036 | 53.195
2019-04-02 10:00 | 0.65 | 0.224 | 0.5491 | 43.915
2019-04-02 11:00 | 0.731 | 0.138 | 0.53563 | 43.48
2019-04-02 12:00 | 0.72 | 0.099 | 0.51494 | 44.04
2019-04-02 13:00 | 0.688 | 0.097 | 0.5074 | 44.75
2019-04-02 14:00 | 0.605 | 0.12 | 0.52226 | 46.425
2019-04-02 15:00 | 0.456 | 0.17 | 0.55864 | 47.23
2019-04-02 16:00 | 0.232 | 0.28 | 0.60236 | 47.265
2019-04-02 17:00 | 0.049 | 0.549 | 0.63843 | 72.2
2019-04-02 18:00 | 0 | 0.807 | 0.6701 | 94.295
2019-04-02 19:00 | 0 | 0.844 | 0.65921 | 50.72
2019-04-02 20:00 | 0 | 0.897 | 0.63181 | 47.83
2019-04-02 21:00 | 0 | 0.904 | 0.61765 | 45.395
2019-04-02 22:00 | 0 | 0.897 | 0.58916 | 38.7
2019-04-02 23:00 | 0 | 0.865 | 0.56801 | 33.785
2019-04-03 | 0 | 0.831 | 0.54879 | 22.635
2019-04-03 01:00 | 0 | 0.823 | 0.54806 | 22.18
2019-04-03 02:00 | 0 | 0.828 | 0.55326 | 22.515
2019-04-03 03:00 | 0 | 0.827 | 0.55511 | -9.94
2019-04-03 04:00 | 0 | 0.832 | 0.55041 | 22.63
2019-04-03 05:00 | 0 | 0.837 | 0.58464 | 41.61
2019-04-03 06:00 | 0.007 | 0.852 | 0.66899 | 43.225
2019-04-03 07:00 | 0.127 | 0.881 | 0.6534 | 43.67
2019-04-03 08:00 | 0.331 | 0.838 | 0.59717 | 43.53
2019-04-03 09:00 | 0.402 | 0.71 | 0.53986 | 28.435
2019-04-03 10:00 | 0.433 | 0.515 | 0.47656 | 25.89
2019-04-03 11:00 | 0.468 | 0.376 | 0.46782 | 26.48
2019-04-03 12:00 | 0.539 | 0.306 | 0.43879 | 23.21
2019-04-03 13:00 | 0.563 | 0.257 | 0.43539 | 31.33
2019-04-03 14:00 | 0.535 | 0.228 | 0.46308 | 40.74
2019-04-03 15:00 | 0.385 | 0.175 | 0.52112 | 47.51
2019-04-03 16:00 | 0.173 | 0.081 | 0.57515 | 59.485
2019-04-03 17:00 | 0.03 | 0.038 | 0.64133 | 104.555
2019-04-03 18:00 | 0 | 0.083 | 0.68057 | 107.68
2019-04-03 19:00 | 0 | 0.217 | 0.66955 | 75.09
2019-04-03 20:00 | 0 | 0.36 | 0.65758 | 48.805
2019-04-03 21:00 | 0 | 0.416 | 0.65054 | 45.2
2019-04-03 22:00 | 0 | 0.332 | 0.65001 | 47.325
2019-04-03 23:00 | 0 | 0.171 | 0.64059 | 45.005
2019-04-04 | 0 | 0.067 | 0.62883 | 29.6
2019-04-04 01:00 | 0 | 0.126 | 0.61933 | 24.335
2019-04-04 02:00 | 0 | 0.315 | 0.6131 | 23.235
2019-04-04 03:00 | 0 | 0.491 | 0.61441 | 23.36
2019-04-04 04:00 | 0 | 0.547 | 0.61007 | 23.615
2019-04-04 05:00 | 0 | 0.608 | 0.62457 | 43.69
2019-04-04 06:00 | 0.005 | 0.646 | 0.67797 | 46.485
2019-04-04 07:00 | 0.13 | 0.769 | 0.68018 | 69.245
2019-04-04 08:00 | 0.39 | 0.826 | 0.63633 | 46.645
2019-04-04 09:00 | 0.592 | 0.84 | 0.5868 | 45.73
2019-04-04 10:00 | 0.705 | 0.883 | 0.57468 | 44.675
2019-04-04 11:00 | 0.772 | 0.923 | 0.51511 | 33.62
2019-04-04 12:00 | 0.785 | 0.955 | 0.43764 | 20.865
2019-04-04 13:00 | 0.737 | 0.964 | 0.42122 | 20.865
2019-04-04 14:00 | 0.62 | 0.954 | 0.43044 | 6.57
2019-04-04 15:00 | 0.456 | 0.946 | 0.47883 | 32.35
2019-04-04 16:00 | 0.285 | 0.949 | 0.53553 | 43.16
2019-04-04 17:00 | 0.067 | 0.964 | 0.59084 | 44.195
2019-04-04 18:00 | 0 | 0.946 | 0.58938 | 37.26
2019-04-04 19:00 | 0 | 0.918 | 0.61226 | 45.54
2019-04-04 20:00 | 0 | 0.91 | 0.60646 | 46.035
2019-04-04 21:00 | 0 | 0.882 | 0.59826 | 44.57
2019-04-04 22:00 | 0 | 0.763 | 0.60878 | 43.155
2019-04-04 23:00 | 0 | 0.6 | 0.60718 | 33.72
2019-04-05 | 0 | 0.531 | 0.58822 | 23.045
2019-04-05 01:00 | 0 | 0.503 | 0.59022 | 22.915
2019-04-05 02:00 | 0 | 0.474 | 0.60941 | 33.025
2019-04-05 03:00 | 0 | 0.446 | 0.61546 | 23.615
2019-04-05 04:00 | 0 | 0.442 | 0.59979 | 23.49
2019-04-05 05:00 | 0 | 0.443 | 0.61499 | 42.795
2019-04-05 06:00 | 0.013 | 0.401 | 0.6591 | 51.91
2019-04-05 07:00 | 0.229 | 0.417 | 0.64082 | 67.195
2019-04-05 08:00 | 0.468 | 0.507 | 0.56141 | 43.64
2019-04-05 09:00 | 0.645 | 0.353 | 0.49982 | 34.11
2019-04-05 10:00 | 0.757 | 0.253 | 0.46316 | 23.705
2019-04-05 11:00 | 0.812 | 0.163 | 0.44196 | 22.36
2019-04-05 12:00 | 0.814 | 0.087 | 0.42943 | 22.55
2019-04-05 13:00 | 0.766 | 0.038 | 0.44445 | 23.535
2019-04-05 14:00 | 0.667 | 0.015 | 0.46529 | 23.35
2019-04-05 15:00 | 0.513 | 0.007 | 0.4933 | 24.08
2019-04-05 16:00 | 0.304 | 0.006 | 0.55786 | 46.335
2019-04-05 17:00 | 0.071 | 0.024 | 0.63629 | 63.52
2019-04-05 18:00 | 0 | 0.07 | 0.68462 | 78.245
2019-04-05 19:00 | 0 | 0.161 | 0.66057 | 56.355
2019-04-05 20:00 | 0 | 0.28 | 0.616 | 37.965
2019-04-05 21:00 | 0 | 0.38 | 0.61441 | 53.84
2019-04-05 22:00 | 0 | 0.427 | 0.6272 | 57.865
2019-04-05 23:00 | 0 | 0.443 | 0.61418 | 45.01
2019-04-06 | 0 | 0.467 | 0.60091 | 41.575
2019-04-06 01:00 | 0 | 0.497 | 0.59562 | 43.21
2019-04-06 02:00 | 0 | 0.519 | 0.61913 | 43.8
2019-04-06 03:00 | 0 | 0.534 | 0.61409 | 43.61
2019-04-06 04:00 | 0 | 0.534 | 0.61121 | 43.2
2019-04-06 05:00 | 0 | 0.471 | 0.62779 | 45.605
2019-04-06 06:00 | 0.013 | 0.345 | 0.63993 | 59.205
2019-04-06 07:00 | 0.232 | 0.085 | 0.6158 | 67.03
2019-04-06 08:00 | 0.462 | 0.009 | 0.55745 | 48.505
2019-04-06 09:00 | 0.627 | 0.008 | 0.50508 | 50.27
2019-04-06 10:00 | 0.734 | 0.016 | 0.46546 | 42.705
2019-04-06 11:00 | 0.788 | 0.019 | 0.42727 | 36.96
2019-04-06 12:00 | 0.791 | 0.029 | 0.40876 | 29.105
2019-04-06 13:00 | 0.745 | 0.051 | 0.399 | 22.36
2019-04-06 14:00 | 0.647 | 0.073 | 0.40274 | 23.13
2019-04-06 15:00 | 0.498 | 0.095 | 0.42812 | 32.37
2019-04-06 16:00 | 0.294 | 0.139 | 0.4805 | 43.935
2019-04-06 17:00 | 0.068 | 0.305 | 0.54512 | 35.62
2019-04-06 18:00 | 0 | 0.551 | 0.56805 | 60.58
2019-04-06 19:00 | 0 | 0.714 | 0.57042 | 43.09
2019-04-06 20:00 | 0 | 0.772 | 0.5633 | 43.28
2019-04-06 21:00 | 0 | 0.754 | 0.55792 | 50.075
2019-04-06 22:00 | 0 | 0.662 | 0.5465 | 45.96
2019-04-06 23:00 | 0 | 0.59 | 0.54861 | 43.825
2019-04-07 | 0 | 0.536 | 0.52715 | 41.34
2019-04-07 01:00 | 0 | 0.494 | 0.52696 | 41.305
2019-04-07 02:00 | 0 | 0.44 | 0.5197 | 26.415
2019-04-07 03:00 | 0 | 0.376 | 0.4952 | 25.695
2019-04-07 04:00 | 0 | 0.306 | 0.50687 | 27.1
2019-04-07 05:00 | 0 | 0.245 | 0.52653 | 32.6
2019-04-07 06:00 | 0.004 | 0.205 | 0.56628 | 35.14
2019-04-07 07:00 | 0.101 | 0.14 | 0.54916 | 34.145
2019-04-07 08:00 | 0.312 | 0.125 | 0.49693 | 34.15
2019-04-07 09:00 | 0.566 | 0.048 | 0.46216 | 34.155
2019-04-07 10:00 | 0.697 | 0.015 | 0.43449 | 29.06
2019-04-07 11:00 | 0.766 | 0.005 | 0.43037 | 20.885
2019-04-07 12:00 | 0.78 | 0.002 | 0.42105 | -15
2019-04-07 13:00 | 0.738 | 0.003 | 0.42382 | 20.885
2019-04-07 14:00 | 0.643 | 0.007 | 0.42509 | 20.965
2019-04-07 15:00 | 0.494 | 0.011 | 0.4347 | 22.47
2019-04-07 16:00 | 0.291 | 0.02 | 0.4874 | 43.935
2019-04-07 17:00 | 0.067 | 0.081 | 0.58464 | 57.52
2019-04-07 18:00 | 0 | 0.296 | 0.63059 | 70.44
2019-04-07 19:00 | 0 | 0.589 | 0.62345 | 54.3
2019-04-07 20:00 | 0 | 0.704 | 0.59981 | 44.495
2019-04-07 21:00 | 0 | 0.679 | 0.57982 | 45.335
2019-04-07 22:00 | 0 | 0.606 | 0.54954 | 39.355
2019-04-07 23:00 | 0 | 0.543 | 0.54228 | 24.335
2019-04-08 | 0 | 0.519 | 0.54097 | 22.955
2019-04-08 01:00 | 0 | 0.504 | 0.54959 | 33.705
2019-04-08 02:00 | 0 | 0.499 | 0.55678 | 22.55
2019-04-08 03:00 | 0 | 0.51 | 0.53392 | 22.83
2019-04-08 04:00 | 0 | 0.507 | 0.52859 | 23.575
2019-04-08 05:00 | 0 | 0.47 | 0.53989 | 39.045
2019-04-08 06:00 | 0.008 | 0.418 | 0.56764 | 47.62
2019-04-08 07:00 | 0.185 | 0.44 | 0.5647 | 52.85
2019-04-08 08:00 | 0.446 | 0.493 | 0.51383 | 44.325
2019-04-08 09:00 | 0.62 | 0.376 | 0.4694 | 44.025
2019-04-08 10:00 | 0.732 | 0.283 | 0.44914 | 41.29
2019-04-08 11:00 | 0.782 | 0.228 | 0.43453 | 41.265
2019-04-08 12:00 | 0.785 | 0.194 | 0.4262 | 31.21
2019-04-08 13:00 | 0.738 | 0.179 | 0.43241 | 34.545
2019-04-08 14:00 | 0.641 | 0.19 | 0.46333 | 31.78
2019-04-08 15:00 | 0.49 | 0.218 | 0.50728 | 32.68
2019-04-08 16:00 | 0.286 | 0.292 | 0.56814 | 31.895
2019-04-08 17:00 | 0.071 | 0.531 | 0.62636 | 32.36
2019-04-08 18:00 | 0 | 0.805 | 0.63678 | 35.81
2019-04-08 19:00 | 0 | 0.881 | 0.62617 | 36.425
2019-04-08 20:00 | 0 | 0.883 | 0.59366 | 37.25
2019-04-08 21:00 | 0 | 0.877 | 0.56749 | 42.8
2019-04-08 22:00 | 0 | 0.857 | 0.54473 | 35.28
2019-04-08 23:00 | 0 | 0.84 | 0.52616 | 6.165
2019-04-09 | 0 | 0.83 | 0.52364 | 20.965
2019-04-09 01:00 | 0 | 0.819 | 0.5301 | -9.94
2019-04-09 02:00 | 0 | 0.818 | 0.53253 | 4.86
2019-04-09 03:00 | 0 | 0.824 | 0.53159 | 4.86
2019-04-09 04:00 | 0 | 0.824 | 0.52272 | -9.94
2019-04-09 05:00 | 0 | 0.8 | 0.50681 | 23.165
2019-04-09 06:00 | 0.004 | 0.776 | 0.52687 | 41.135
2019-04-09 07:00 | 0.14 | 0.855 | 0.52046 | 41.645
2019-04-09 08:00 | 0.335 | 0.889 | 0.47247 | 28.25
2019-04-09 09:00 | 0.534 | 0.83 | 0.43115 | 23
2019-04-09 10:00 | 0.697 | 0.786 | 0.41942 | 22.725
2019-04-09 11:00 | 0.756 | 0.735 | 0.43839 | 28.61
2019-04-09 12:00 | 0.751 | 0.653 | 0.45175 | 30.48
2019-04-09 13:00 | 0.699 | 0.518 | 0.46089 | 39.08
2019-04-09 14:00 | 0.607 | 0.355 | 0.45966 | 54.215
2019-04-09 15:00 | 0.456 | 0.222 | 0.49094 | 54.735
2019-04-09 16:00 | 0.258 | 0.121 | 0.53981 | 75.65
2019-04-09 17:00 | 0.057 | 0.124 | 0.59485 | 59.86
2019-04-09 18:00 | 0 | 0.269 | 0.6113 | 59.4
2019-04-09 19:00 | 0 | 0.528 | 0.59095 | 51.55
2019-04-09 20:00 | 0 | 0.738 | 0.58795 | 54.635
2019-04-09 21:00 | 0 | 0.84 | 0.59364 | 41.735
2019-04-09 22:00 | 0 | 0.869 | 0.6115 | 36.245
2019-04-09 23:00 | 0 | 0.855 | 0.60766 | 38.905
2019-04-10 | 0 | 0.821 | 0.60497 | 41.635
2019-04-10 01:00 | 0 | 0.788 | 0.60773 | 34.73
2019-04-10 02:00 | 0 | 0.759 | 0.60779 | 28.61
2019-04-10 03:00 | 0 | 0.733 | 0.61231 | 28.61
2019-04-10 04:00 | 0 | 0.704 | 0.62373 | 40.985
2019-04-10 05:00 | 0 | 0.691 | 0.65157 | 44.15
2019-04-10 06:00 | 0.007 | 0.673 | 0.66179 | 46.695
2019-04-10 07:00 | 0.196 | 0.368 | 0.64808 | 45.92
2019-04-10 08:00 | 0.415 | 0.101 | 0.60413 | 46.13
2019-04-10 09:00 | 0.572 | 0.09 | 0.55849 | 49.01
2019-04-10 10:00 | 0.671 | 0.187 | 0.52782 | 45.705
2019-04-10 11:00 | 0.715 | 0.325 | 0.5049 | 44.04
2019-04-10 12:00 | 0.716 | 0.492 | 0.48466 | 41.79
2019-04-10 13:00 | 0.676 | 0.624 | 0.4863 | 34.76
2019-04-10 14:00 | 0.588 | 0.734 | 0.52713 | 45.67
2019-04-10 15:00 | 0.452 | 0.795 | 0.57039 | 55.415
2019-04-10 16:00 | 0.262 | 0.804 | 0.63081 | 66.42
2019-04-10 17:00 | 0.06 | 0.806 | 0.69299 | 109.71
2019-04-10 18:00 | 0 | 0.814 | 0.71724 | 85.505
2019-04-10 19:00 | 0 | 0.686 | 0.70337 | 41.99
2019-04-10 20:00 | 0 | 0.534 | 0.70331 | 39.51
2019-04-10 21:00 | 0 | 0.42 | 0.70948 | 38.13
2019-04-10 22:00 | 0 | 0.349 | 0.70193 | 46.31
2019-04-10 23:00 | 0 | 0.317 | 0.71439 | 43.97
2019-04-11 | 0 | 0.289 | 0.71699 | 42.46
2019-04-11 01:00 | 0 | 0.256 | 0.72288 | 41.865
2019-04-11 02:00 | 0 | 0.23 | 0.72243 | 42.415
2019-04-11 03:00 | 0 | 0.206 | 0.7224 | 42.495
2019-04-11 04:00 | 0 | 0.218 | 0.72187 | 43.265
2019-04-11 05:00 | 0 | 0.245 | 0.74171 | 44.43
2019-04-11 06:00 | 0.003 | 0.274 | 0.72773 | 46.245
2019-04-11 07:00 | 0.121 | 0.195 | 0.70075 | 45.54
2019-04-11 08:00 | 0.404 | 0.148 | 0.64362 | 42.475
2019-04-11 09:00 | 0.589 | 0.161 | 0.59217 | 42.46
2019-04-11 10:00 | 0.695 | 0.224 | 0.52687 | 41.34
2019-04-11 11:00 | 0.745 | 0.319 | 0.4856 | 40.62
2019-04-11 12:00 | 0.745 | 0.443 | 0.46781 | 28.61
2019-04-11 13:00 | 0.699 | 0.576 | 0.46014 | 26.97
2019-04-11 14:00 | 0.606 | 0.681 | 0.47157 | 38.285
2019-04-11 15:00 | 0.461 | 0.751 | 0.5404 | 44.7
2019-04-11 16:00 | 0.264 | 0.778 | 0.59594 | 40.835
2019-04-11 17:00 | 0.056 | 0.764 | 0.64547 | 37.49
2019-04-11 18:00 | 0 | 0.732 | 0.6752 | 42.92
2019-04-11 19:00 | 0 | 0.682 | 0.67588 | 37.36
2019-04-11 20:00 | 0 | 0.655 | 0.65452 | 36.435
2019-04-11 21:00 | 0 | 0.676 | 0.61972 | 36.865
2019-04-11 22:00 | 0 | 0.713 | 0.6092 | 45.085
2019-04-11 23:00 | 0 | 0.63 | 0.59478 | 44.35
2019-04-12 | 0 | 0.521 | 0.58101 | 33.22
2019-04-12 01:00 | 0 | 0.459 | 0.54975 | 6.12
2019-04-12 02:00 | 0 | 0.446 | 0.54822 | 21.055
2019-04-12 03:00 | 0 | 0.472 | 0.56628 | 23.04
2019-04-12 04:00 | 0 | 0.51 | 0.56617 | 23.72
2019-04-12 05:00 | 0 | 0.521 | 0.57951 | 43.34
2019-04-12 06:00 | 0.004 | 0.547 | 0.62592 | 44.25
2019-04-12 07:00 | 0.169 | 0.443 | 0.62384 | 45.05
2019-04-12 08:00 | 0.372 | 0.479 | 0.5694 | 45.21
2019-04-12 09:00 | 0.527 | 0.277 | 0.51017 | 28.25
2019-04-12 10:00 | 0.604 | 0.14 | 0.47536 | 34.895
2019-04-12 11:00 | 0.644 | 0.108 | 0.47845 | 44.165
2019-04-12 12:00 | 0.694 | 0.114 | 0.47402 | 44.225
2019-04-12 13:00 | 0.63 | 0.122 | 0.48519 | 44.54
2019-04-12 14:00 | 0.59 | 0.132 | 0.51574 | 45.27
2019-04-12 15:00 | 0.448 | 0.136 | 0.52352 | 40.675
2019-04-12 16:00 | 0.236 | 0.149 | 0.53764 | 35.585
2019-04-12 17:00 | 0.032 | 0.288 | 0.60272 | 35.825
2019-04-12 18:00 | 0 | 0.578 | 0.64 | 38.17
2019-04-12 19:00 | 0 | 0.743 | 0.63442 | 37.195
2019-04-12 20:00 | 0 | 0.806 | 0.62221 | 42.795
2019-04-12 21:00 | 0 | 0.839 | 0.61725 | 45.975
2019-04-12 22:00 | 0 | 0.864 | 0.62146 | 42.735
2019-04-12 23:00 | 0 | 0.871 | 0.61364 | 35.14
2019-04-13 | 0 | 0.851 | 0.62115 | 35.46
2019-04-13 01:00 | 0 | 0.841 | 0.60395 | 22.855
2019-04-13 02:00 | 0 | 0.824 | 0.59276 | 22.83
2019-04-13 03:00 | 0 | 0.841 | 0.5903 | 22.595
2019-04-13 04:00 | 0 | 0.792 | 0.58354 | 22.225
2019-04-13 05:00 | 0 | 0.753 | 0.58153 | 23.535
2019-04-13 06:00 | 0.002 | 0.739 | 0.60182 | 28.61
2019-04-13 07:00 | 0.13 | 0.763 | 0.59525 | 28.61
2019-04-13 08:00 | 0.356 | 0.902 | 0.5431 | 26.38
2019-04-13 09:00 | 0.55 | 0.869 | 0.4986 | 26.38
2019-04-13 10:00 | 0.658 | 0.808 | 0.47626 | 26.38
2019-04-13 11:00 | 0.699 | 0.738 | 0.46911 | 32.595
2019-04-13 12:00 | 0.681 | 0.704 | 0.49493 | 40.93
2019-04-13 13:00 | 0.617 | 0.719 | 0.5077 | 40.955
2019-04-13 14:00 | 0.515 | 0.745 | 0.52368 | 37.245
2019-04-13 15:00 | 0.344 | 0.762 | 0.52772 | 42.575
2019-04-13 16:00 | 0.14 | 0.709 | 0.58448 | 43.43
2019-04-13 17:00 | 0.021 | 0.655 | 0.64927 | 45.125
2019-04-13 18:00 | 0 | 0.676 | 0.69139 | 46.835
2019-04-13 19:00 | 0 | 0.646 | 0.70197 | 46.635
2019-04-13 20:00 | 0 | 0.573 | 0.67799 | 43.96
2019-04-13 21:00 | 0 | 0.514 | 0.65204 | 43.99
2019-04-13 22:00 | 0 | 0.483 | 0.63071 | 43.36
2019-04-13 23:00 | 0 | 0.531 | 0.63924 | 42.685
2019-04-14 | 0 | 0.544 | 0.65009 | 42.36
2019-04-14 01:00 | 0 | 0.616 | 0.67156 | 42.395
2019-04-14 02:00 | 0 | 0.641 | 0.67534 | 42.715
2019-04-14 03:00 | 0 | 0.567 | 0.66899 | 42.765
2019-04-14 04:00 | 0 | 0.544 | 0.65831 | 42.63
2019-04-14 05:00 | 0 | 0.457 | 0.65096 | 42.805
2019-04-14 06:00 | 0 | 0.389 | 0.65598 | 43.105
2019-04-14 07:00 | 0.118 | 0.425 | 0.64346 | 42.415
2019-04-14 08:00 | 0.307 | 0.759 | 0.6107 | 42.605
2019-04-14 09:00 | 0.551 | 0.801 | 0.55263 | 42.41
2019-04-14 10:00 | 0.665 | 0.836 | 0.51615 | 35.345
2019-04-14 11:00 | 0.719 | 0.872 | 0.47283 | 28.735
2019-04-14 12:00 | 0.722 | 0.905 | 0.47954 | 26.38
2019-04-14 13:00 | 0.681 | 0.934 | 0.4666 | 28.385
2019-04-14 14:00 | 0.591 | 0.947 | 0.48986 | 35.815
2019-04-14 15:00 | 0.442 | 0.953 | 0.50389 | 32.255
2019-04-14 16:00 | 0.241 | 0.955 | 0.53264 | 43.815
2019-04-14 17:00 | 0.019 | 0.93 | 0.61813 | 68.005
2019-04-14 18:00 | 0 | 0.847 | 0.67036 | 92.07
2019-04-14 19:00 | 0 | 0.756 | 0.66769 | 57.85
2019-04-14 20:00 | 0 | 0.718 | 0.66031 | 44.535
2019-04-14 21:00 | 0 | 0.777 | 0.64642 | 43.875
2019-04-14 22:00 | 0 | 0.852 | 0.62401 | 43.14
2019-04-14 23:00 | 0 | 0.9 | 0.61118 | 42.69
2019-04-15 | 0 | 0.929 | 0.60192 | 42.81
2019-04-15 01:00 | 0 | 0.956 | 0.61666 | 42.635
2019-04-15 02:00 | 0 | 0.962 | 0.60975 | 42.415
2019-04-15 03:00 | 0 | 0.958 | 0.58858 | 33.915
2019-04-15 04:00 | 0 | 0.956 | 0.58542 | 33.315
2019-04-15 05:00 | 0 | 0.949 | 0.60539 | 42.89
2019-04-15 06:00 | 0 | 0.936 | 0.63212 | 44.68
2019-04-15 07:00 | 0.049 | 0.88 | 0.6433 | 44.095
2019-04-15 08:00 | 0.098 | 0.876 | 0.60332 | 46.72
2019-04-15 09:00 | 0.196 | 0.904 | 0.56944 | 44.085
2019-04-15 10:00 | 0.345 | 0.915 | 0.50228 | 43.14
2019-04-15 11:00 | 0.405 | 0.926 | 0.48427 | 42.765
2019-04-15 12:00 | 0.524 | 0.934 | 0.4878 | 42.72
2019-04-15 13:00 | 0.609 | 0.943 | 0.49991 | 42.91
2019-04-15 14:00 | 0.524 | 0.948 | 0.51505 | 44.33
2019-04-15 15:00 | 0.367 | 0.951 | 0.54842 | 46.835
2019-04-15 16:00 | 0.163 | 0.95 | 0.59601 | 48.265
2019-04-15 17:00 | 0.017 | 0.925 | 0.6347 | 56.98
2019-04-15 18:00 | 0 | 0.842 | 0.6588 | 72.04
2019-04-15 19:00 | 0 | 0.776 | 0.66123 | 50.475
2019-04-15 20:00 | 0 | 0.723 | 0.65914 | 42.305
2019-04-15 21:00 | 0 | 0.702 | 0.65633 | 38.32
2019-04-15 22:00 | 0 | 0.796 | 0.64679 | 44.93
2019-04-15 23:00 | 0 | 0.837 | 0.63224 | 44.25
2019-04-16 | 0 | 0.855 | 0.60722 | 37.805
2019-04-16 01:00 | 0 | 0.848 | 0.59415 | 32.26
2019-04-16 02:00 | 0 | 0.814 | 0.59711 | 28.39
2019-04-16 03:00 | 0 | 0.771 | 0.59782 | 35.54
2019-04-16 04:00 | 0 | 0.782 | 0.59865 | 38.71
2019-04-16 05:00 | 0 | 0.866 | 0.60546 | 39.06
2019-04-16 06:00 | 0 | 0.897 | 0.63303 | 45.955
2019-04-16 07:00 | 0.09 | 0.877 | 0.65916 | 100.66
2019-04-16 08:00 | 0.256 | 0.961 | 0.62458 | 66.445
2019-04-16 09:00 | 0.385 | 0.936 | 0.53963 | 40.935
2019-04-16 10:00 | 0.389 | 0.93 | 0.4772 | 38.845
2019-04-16 11:00 | 0.391 | 0.927 | 0.46597 | 38.53
2019-04-16 12:00 | 0.419 | 0.93 | 0.45141 | 38.61
2019-04-16 13:00 | 0.428 | 0.932 | 0.45801 | 38.595
2019-04-16 14:00 | 0.396 | 0.937 | 0.47529 | 39.39
2019-04-16 15:00 | 0.247 | 0.952 | 0.5058 | 43.56
2019-04-16 16:00 | 0.127 | 0.964 | 0.55971 | 59.17
2019-04-16 17:00 | 0.014 | 0.945 | 0.61489 | 98.51
2019-04-16 18:00 | 0 | 0.848 | 0.63939 | 99.895
2019-04-16 19:00 | 0 | 0.752 | 0.65479 | 86.66
2019-04-16 20:00 | 0 | 0.683 | 0.65494 | 58.895
2019-04-16 21:00 | 0 | 0.564 | 0.66043 | 45.55
2019-04-16 22:00 | 0 | 0.389 | 0.66822 | 43.935
2019-04-16 23:00 | 0 | 0.306 | 0.67456 | 42.095
2019-04-17 | 0 | 0.281 | 0.6691 | 39.285
2019-04-17 01:00 | 0 | 0.222 | 0.664 | 39.215
2019-04-17 02:00 | 0 | 0.197 | 0.66051 | 39.195
2019-04-17 03:00 | 0 | 0.183 | 0.66603 | 39.2
2019-04-17 04:00 | 0 | 0.125 | 0.6745 | 39.295
2019-04-17 05:00 | 0 | 0.042 | 0.65767 | 42.115
2019-04-17 06:00 | 0.002 | 0.004 | 0.65609 | 44.945
2019-04-17 07:00 | 0.175 | 0 | 0.65321 | 47.69
2019-04-17 08:00 | 0.419 | 0.001 | 0.61074 | 46.53
2019-04-17 09:00 | 0.597 | 0 | 0.55407 | 41.335
2019-04-17 10:00 | 0.714 | 0 | 0.51227 | 40.865
2019-04-17 11:00 | 0.772 | 0 | 0.49661 | 39.285
2019-04-17 12:00 | 0.774 | 0.001 | 0.48236 | 39.24
2019-04-17 13:00 | 0.725 | 0.001 | 0.48173 | 39.185
2019-04-17 14:00 | 0.629 | 0.001 | 0.4988 | 39.52
2019-04-17 15:00 | 0.471 | 0.001 | 0.54234 | 43.41
2019-04-17 16:00 | 0.258 | 0 | 0.59372 | 46.055
2019-04-17 17:00 | 0.04 | 0 | 0.6454 | 67.47
2019-04-17 18:00 | 0 | 0.002 | 0.65609 | 73.365
2019-04-17 19:00 | 0 | 0.006 | 0.65655 | 40.13
2019-04-17 20:00 | 0 | 0.009 | 0.64381 | 32.135
2019-04-17 21:00 | 0 | 0.009 | 0.60621 | 32.02
2019-04-17 22:00 | 0 | 0.009 | 0.59317 | 32.56
2019-04-17 23:00 | 0 | 0.024 | 0.60716 | 40.27
2019-04-18 | 0 | 0.078 | 0.64388 | 39.215
2019-04-18 01:00 | 0 | 0.161 | 0.65431 | 38.9
2019-04-18 02:00 | 0 | 0.268 | 0.63951 | 38.845
2019-04-18 03:00 | 0 | 0.365 | 0.61457 | 31.555
2019-04-18 04:00 | 0 | 0.39 | 0.60795 | 38.55
2019-04-18 05:00 | 0 | 0.373 | 0.60216 | 39
2019-04-18 06:00 | 0 | 0.347 | 0.65823 | 59.1
2019-04-18 07:00 | 0.052 | 0.216 | 0.67052 | 155.375
2019-04-18 08:00 | 0.22 | 0.061 | 0.6386 | 58.07
2019-04-18 09:00 | 0.491 | 0.136 | 0.55647 | 41.015
2019-04-18 10:00 | 0.663 | 0.555 | 0.51105 | 39.05
2019-04-18 11:00 | 0.729 | 0.669 | 0.47751 | 38.815
2019-04-18 12:00 | 0.738 | 0.73 | 0.4506 | 24.03
2019-04-18 13:00 | 0.69 | 0.782 | 0.43386 | 22.115
2019-04-18 14:00 | 0.596 | 0.822 | 0.44105 | 27.29
2019-04-18 15:00 | 0.447 | 0.849 | 0.49571 | 35.565
2019-04-18 16:00 | 0.238 | 0.862 | 0.57472 | 32.56
2019-04-18 17:00 | 0.031 | 0.858 | 0.61164 | 42.54
2019-04-18 18:00 | 0 | 0.8 | 0.6438 | 69.88
2019-04-18 19:00 | 0 | 0.732 | 0.65265 | 47.095
2019-04-18 20:00 | 0 | 0.682 | 0.62441 | 30.95
2019-04-18 21:00 | 0 | 0.68 | 0.61007 | 40.19
2019-04-18 22:00 | 0 | 0.728 | 0.59917 | 46.685
2019-04-18 23:00 | 0 | 0.778 | 0.56278 | 39.965
2019-04-19 | 0 | 0.82 | 0.54652 | 40.03
2019-04-19 01:00 | 0 | 0.892 | 0.51327 | 8.695
2019-04-19 02:00 | 0 | 0.963 | 0.45993 | -5.105
2019-04-19 03:00 | 0 | 0.962 | 0.44037 | -5.18
2019-04-19 04:00 | 0 | 0.954 | 0.44179 | -5.135
2019-04-19 05:00 | 0 | 0.911 | 0.44582 | -5.135
2019-04-19 06:00 | 0 | 0.881 | 0.47776 | 22.965
2019-04-19 07:00 | 0.044 | 0.896 | 0.46838 | -5.06
2019-04-19 08:00 | 0.14 | 0.916 | 0.45514 | 24.635
2019-04-19 09:00 | 0.208 | 0.91 | 0.44875 | 13.57
2019-04-19 10:00 | 0.225 | 0.874 | 0.39242 | 24.15
2019-04-19 11:00 | 0.252 | 0.858 | 0.37612 | -5.135
2019-04-19 12:00 | 0.272 | 0.886 | 0.337 | -5.18
2019-04-19 13:00 | 0.206 | 0.922 | 0.32588 | -9.94
2019-04-19 14:00 | 0.186 | 0.946 | 0.34106 | 8.245
2019-04-19 15:00 | 0.132 | 0.949 | 0.38922 | 23.245
2019-04-19 16:00 | 0.085 | 0.909 | 0.44505 | 59.945
2019-04-19 17:00 | 0.011 | 0.735 | 0.54909 | 104.08
2019-04-19 18:00 | 0 | 0.624 | 0.61768 | 159.11
2019-04-19 19:00 | 0 | 0.642 | 0.6244 | 126.75
2019-04-19 20:00 | 0 | 0.66 | 0.62949 | 104.93
2019-04-19 21:00 | 0 | 0.637 | 0.63084 | 101.21
2019-04-19 22:00 | 0 | 0.507 | 0.61609 | 56.87
2019-04-19 23:00 | 0 | 0.461 | 0.60147 | 46.165
2019-04-20 | 0 | 0.478 | 0.61096 | 42.35
2019-04-20 01:00 | 0 | 0.477 | 0.60239 | 41.485
2019-04-20 02:00 | 0 | 0.411 | 0.58268 | 34.875
2019-04-20 03:00 | 0 | 0.301 | 0.57344 | 29.005
2019-04-20 04:00 | 0 | 0.197 | 0.58642 | 42.445
2019-04-20 05:00 | 0 | 0.125 | 0.59602 | 44.605
2019-04-20 06:00 | 0 | 0.075 | 0.59804 | 58.755
2019-04-20 07:00 | 0.056 | 0.062 | 0.60377 | 125.12
2019-04-20 08:00 | 0.291 | 0.235 | 0.55059 | 58.33
2019-04-20 09:00 | 0.557 | 0.433 | 0.47423 | 40.19
2019-04-20 10:00 | 0.675 | 0.533 | 0.41771 | 22.98
2019-04-20 11:00 | 0.7 | 0.573 | 0.3783 | 26.92
2019-04-20 12:00 | 0.742 | 0.549 | 0.37901 | 26.82
2019-04-20 13:00 | 0.719 | 0.534 | 0.39845 | 27.02
2019-04-20 14:00 | 0.635 | 0.534 | 0.43456 | 34.54
2019-04-20 15:00 | 0.475 | 0.528 | 0.48098 | 55.445
2019-04-20 16:00 | 0.26 | 0.454 | 0.54537 | 95.865
2019-04-20 17:00 | 0.035 | 0.457 | 0.61987 | 111.49
2019-04-20 18:00 | 0 | 0.582 | 0.63441 | 87.88
2019-04-20 19:00 | 0 | 0.655 | 0.60829 | 78.26
2019-04-20 20:00 | 0 | 0.582 | 0.59389 | 62.88
2019-04-20 21:00 | 0 | 0.494 | 0.58371 | 65.93
2019-04-20 22:00 | 0 | 0.42 | 0.58187 | 73.545
2019-04-20 23:00 | 0 | 0.305 | 0.58697 | 50.495
2019-04-21 | 0 | 0.195 | 0.5743 | 44.465
2019-04-21 01:00 | 0 | 0.107 | 0.56891 | 43.46
2019-04-21 02:00 | 0 | 0.064 | 0.57171 | 43.105
2019-04-21 03:00 | 0 | 0.078 | 0.55291 | 34.98
2019-04-21 04:00 | 0 | 0.114 | 0.54832 | 35.14
2019-04-21 05:00 | 0 | 0.077 | 0.54012 | 35.205
2019-04-21 06:00 | 0 | 0.054 | 0.54441 | 45.36
2019-04-21 07:00 | 0.16 | 0.05 | 0.54783 | 46.905
2019-04-21 08:00 | 0.402 | 0.013 | 0.506 | 46.435
2019-04-21 09:00 | 0.593 | 0 | 0.42441 | 9.545
2019-04-21 10:00 | 0.705 | 0 | 0.38642 | 7.3
2019-04-21 11:00 | 0.762 | 0 | 0.3708 | 21.905
2019-04-21 12:00 | 0.768 | 0 | 0.35923 | -5.18
2019-04-21 13:00 | 0.724 | 0.001 | 0.36513 | 7.24
2019-04-21 14:00 | 0.626 | 0.001 | 0.3892 | 10.7
2019-04-21 15:00 | 0.462 | 0.001 | 0.43922 | 35.295
2019-04-21 16:00 | 0.228 | 0.006 | 0.50794 | 74.23
2019-04-21 17:00 | 0.019 | 0.029 | 0.59568 | 73.155
2019-04-21 18:00 | 0 | 0.067 | 0.62402 | 77.135
2019-04-21 19:00 | 0 | 0.123 | 0.60933 | 79.66
2019-04-21 20:00 | 0 | 0.186 | 0.58475 | 52.345
2019-04-21 21:00 | 0 | 0.254 | 0.54698 | 38.255
2019-04-21 22:00 | 0 | 0.328 | 0.51246 | 24.52
2019-04-21 23:00 | 0 | 0.436 | 0.52406 | 35.28
2019-04-22 | 0 | 0.557 | 0.53383 | 30.745
2019-04-22 01:00 | 0 | 0.656 | 0.51999 | 25.675
2019-04-22 02:00 | 0 | 0.724 | 0.5157 | 24.335
2019-04-22 03:00 | 0 | 0.774 | 0.50301 | 25.73
2019-04-22 04:00 | 0 | 0.804 | 0.50394 | 26.96
2019-04-22 05:00 | 0 | 0.805 | 0.51462 | 27.04
2019-04-22 06:00 | 0 | 0.794 | 0.52266 | 39.905
2019-04-22 07:00 | 0.176 | 0.597 | 0.50574 | 37.415
2019-04-22 08:00 | 0.412 | 0.259 | 0.46484 | 28.19
2019-04-22 09:00 | 0.583 | 0.652 | 0.40613 | 8.235
2019-04-22 10:00 | 0.694 | 0.507 | 0.37124 | -5.09
2019-04-22 11:00 | 0.748 | 0.299 | 0.39469 | 33.28
2019-04-22 12:00 | 0.744 | 0.155 | 0.4198 | 33.63
2019-04-22 13:00 | 0.686 | 0.073 | 0.43365 | 33.93
2019-04-22 14:00 | 0.585 | 0.028 | 0.46081 | 36.655
2019-04-22 15:00 | 0.433 | 0.006 | 0.48623 | 35.485
2019-04-22 16:00 | 0.226 | 0.001 | 0.53063 | 30.225
2019-04-22 17:00 | 0.025 | 0.001 | 0.61793 | 41.235
2019-04-22 18:00 | 0 | 0.014 | 0.64741 | 39.64
2019-04-22 19:00 | 0 | 0.047 | 0.63333 | 39.18
2019-04-22 20:00 | 0 | 0.098 | 0.6183 | 34.465
2019-04-22 21:00 | 0 | 0.191 | 0.62148 | 39.22
2019-04-22 22:00 | 0 | 0.335 | 0.6051 | 41.65
2019-04-22 23:00 | 0 | 0.46 | 0.62351 | 41.39
2019-04-23 | 0 | 0.514 | 0.63714 | 41.175
2019-04-23 01:00 | 0 | 0.523 | 0.62075 | 41.165
2019-04-23 02:00 | 0 | 0.51 | 0.59437 | 42.21
2019-04-23 03:00 | 0 | 0.485 | 0.59861 | 42.745
2019-04-23 04:00 | 0 | 0.46 | 0.62113 | 45.27
2019-04-23 05:00 | 0 | 0.442 | 0.61968 | 44.855
2019-04-23 06:00 | 0 | 0.423 | 0.62771 | 99.4
2019-04-23 07:00 | 0.119 | 0.288 | 0.61727 | 47.645
2019-04-23 08:00 | 0.339 | 0.071 | 0.5734 | 48.915
2019-04-23 09:00 | 0.53 | 0.028 | 0.52896 | 48.325
2019-04-23 10:00 | 0.663 | 0.014 | 0.49492 | 46.46
2019-04-23 11:00 | 0.728 | 0.001 | 0.47528 | 38.075
2019-04-23 12:00 | 0.737 | 0 | 0.44969 | 32.56
2019-04-23 13:00 | 0.698 | 0 | 0.45894 | 38.37
2019-04-23 14:00 | 0.606 | 0 | 0.47499 | 41.56
2019-04-23 15:00 | 0.455 | 0 | 0.51491 | 37.975
2019-04-23 16:00 | 0.247 | 0.005 | 0.5711 | 30.34
2019-04-23 17:00 | 0.028 | 0.049 | 0.62631 | 30.705
2019-04-23 18:00 | 0 | 0.168 | 0.65524 | 30.925
2019-04-23 19:00 | 0 | 0.393 | 0.64612 | 31.185
2019-04-23 20:00 | 0 | 0.618 | 0.61096 | 32.245
2019-04-23 21:00 | 0 | 0.723 | 0.57275 | 33.89
2019-04-23 22:00 | 0 | 0.716 | 0.58907 | 42.3
2019-04-23 23:00 | 0 | 0.695 | 0.61255 | 41.495
2019-04-24 | 0 | 0.689 | 0.62446 | 40.765
2019-04-24 01:00 | 0 | 0.682 | 0.62458 | 40.59
2019-04-24 02:00 | 0 | 0.681 | 0.58213 | 27
2019-04-24 03:00 | 0 | 0.7 | 0.55359 | 25.73
2019-04-24 04:00 | 0 | 0.738 | 0.53961 | 25.73
2019-04-24 05:00 | 0 | 0.77 | 0.5467 | 33.995
2019-04-24 06:00 | 0 | 0.788 | 0.57557 | 42.13
2019-04-24 07:00 | 0.169 | 0.608 | 0.57812 | 43.995
2019-04-24 08:00 | 0.406 | 0.48 | 0.55298 | 42.875
2019-04-24 09:00 | 0.579 | 0.457 | 0.51469 | 41.42
2019-04-24 10:00 | 0.689 | 0.347 | 0.44329 | 23.24
2019-04-24 11:00 | 0.74 | 0.233 | 0.4044 | 22.075
2019-04-24 12:00 | 0.743 | 0.157 | 0.40296 | 23.11
2019-04-24 13:00 | 0.696 | 0.131 | 0.41947 | 41.32
2019-04-24 14:00 | 0.598 | 0.135 | 0.44183 | 37.59
2019-04-24 15:00 | 0.444 | 0.155 | 0.49194 | 34.795
2019-04-24 16:00 | 0.235 | 0.21 | 0.55848 | 30.495
2019-04-24 17:00 | 0.024 | 0.383 | 0.62856 | 30.68
2019-04-24 18:00 | 0 | 0.601 | 0.62905 | 30.575
2019-04-24 19:00 | 0 | 0.768 | 0.5925 | 30.39
2019-04-24 20:00 | 0 | 0.85 | 0.57317 | 31.205
2019-04-24 21:00 | 0 | 0.866 | 0.55015 | 40.425
2019-04-24 22:00 | 0 | 0.834 | 0.52535 | 40.69
2019-04-24 23:00 | 0 | 0.788 | 0.51465 | 34.05
2019-04-25 | 0 | 0.754 | 0.50686 | 27.21
2019-04-25 01:00 | 0 | 0.739 | 0.50254 | 25.605
2019-04-25 02:00 | 0 | 0.737 | 0.49139 | 25.585
2019-04-25 03:00 | 0 | 0.728 | 0.50436 | 27.02
2019-04-25 04:00 | 0 | 0.703 | 0.5132 | 27.27
2019-04-25 05:00 | 0 | 0.661 | 0.51759 | 27.825
2019-04-25 06:00 | 0 | 0.627 | 0.5229 | 37.885
2019-04-25 07:00 | 0.158 | 0.386 | 0.51437 | 35.13
2019-04-25 08:00 | 0.405 | 0.13 | 0.467 | 22.325
2019-04-25 09:00 | 0.578 | 0.096 | 0.41218 | -5.06
2019-04-25 10:00 | 0.683 | 0.055 | 0.39862 | -5.03
2019-04-25 11:00 | 0.737 | 0.056 | 0.39529 | 7.315
2019-04-25 12:00 | 0.742 | 0.079 | 0.38435 | -5.03
2019-04-25 13:00 | 0.699 | 0.1 | 0.38776 | 8.465
2019-04-25 14:00 | 0.605 | 0.128 | 0.40933 | 24.03
2019-04-25 15:00 | 0.455 | 0.176 | 0.43912 | 31.63
2019-04-25 16:00 | 0.248 | 0.28 | 0.4965 | 41.09
2019-04-25 17:00 | 0.026 | 0.577 | 0.57336 | 79.585
2019-04-25 18:00 | 0 | 0.83 | 0.56865 | 71.505
2019-04-25 19:00 | 0 | 0.915 | 0.53109 | 41.045
2019-04-25 20:00 | 0 | 0.929 | 0.50831 | 31.175
2019-04-25 21:00 | 0 | 0.887 | 0.50852 | 31.475
2019-04-25 22:00 | 0 | 0.824 | 0.51043 | 29.83
2019-04-25 23:00 | 0 | 0.783 | 0.50353 | 23.15
2019-04-26 | 0 | 0.764 | 0.50225 | 25.585
2019-04-26 01:00 | 0 | 0.755 | 0.50507 | 26.135
2019-04-26 02:00 | 0 | 0.749 | 0.50036 | 27
2019-04-26 03:00 | 0 | 0.751 | 0.4894 | 26.98
2019-04-26 04:00 | 0 | 0.759 | 0.48771 | 27.02
2019-04-26 05:00 | 0 | 0.766 | 0.50595 | 34.875
2019-04-26 06:00 | 0 | 0.765 | 0.51397 | 44.755
2019-04-26 07:00 | 0.152 | 0.686 | 0.50897 | 37.29
2019-04-26 08:00 | 0.407 | 0.703 | 0.46142 | 34.705
2019-04-26 09:00 | 0.583 | 0.593 | 0.40879 | 29.635
2019-04-26 10:00 | 0.692 | 0.627 | 0.37485 | 23.055
2019-04-26 11:00 | 0.742 | 0.531 | 0.35435 | 25.32
2019-04-26 12:00 | 0.746 | 0.405 | 0.36269 | 29.915
2019-04-26 13:00 | 0.702 | 0.311 | 0.3925 | 42.845
2019-04-26 14:00 | 0.605 | 0.248 | 0.42736 | 44.62
2019-04-26 15:00 | 0.453 | 0.222 | 0.48258 | 67.12
2019-04-26 16:00 | 0.244 | 0.26 | 0.53049 | 78.36
2019-04-26 17:00 | 0.023 | 0.433 | 0.58658 | 80.645
2019-04-26 18:00 | 0 | 0.627 | 0.58817 | 80.275
2019-04-26 19:00 | 0 | 0.764 | 0.55755 | 56.33
2019-04-26 20:00 | 0 | 0.837 | 0.54238 | 82.795
2019-04-26 21:00 | 0 | 0.868 | 0.53471 | 54.115
2019-04-26 22:00 | 0 | 0.872 | 0.52819 | 42.98
2019-04-26 23:00 | 0 | 0.861 | 0.51953 | 32.97
2019-04-27 | 0 | 0.838 | 0.49758 | 27.21
2019-04-27 01:00 | 0 | 0.812 | 0.49977 | 27.06
2019-04-27 02:00 | 0 | 0.788 | 0.48928 | 27.02
2019-04-27 03:00 | 0 | 0.773 | 0.4774 | 27
2019-04-27 04:00 | 0 | 0.764 | 0.49086 | 27.04
2019-04-27 05:00 | 0 | 0.761 | 0.50061 | 27.49
2019-04-27 06:00 | 0 | 0.774 | 0.49916 | 34.305
2019-04-27 07:00 | 0.171 | 0.624 | 0.4881 | 30.57
2019-04-27 08:00 | 0.415 | 0.264 | 0.44325 | 25.565
2019-04-27 09:00 | 0.588 | 0.457 | 0.38178 | 26.83
2019-04-27 10:00 | 0.698 | 0.453 | 0.355 | 9.53
2019-04-27 11:00 | 0.753 | 0.328 | 0.35986 | -5.09
2019-04-27 12:00 | 0.758 | 0.246 | 0.36552 | 7.315
2019-04-27 13:00 | 0.713 | 0.166 | 0.38943 | 30.68
2019-04-27 14:00 | 0.618 | 0.101 | 0.44162 | 44.175
2019-04-27 15:00 | 0.466 | 0.067 | 0.49738 | 57.495
2019-04-27 16:00 | 0.256 | 0.078 | 0.56789 | 94.94
2019-04-27 17:00 | 0.025 | 0.166 | 0.62637 | 100.62
2019-04-27 18:00 | 0 | 0.338 | 0.62355 | 81.375
2019-04-27 19:00 | 0 | 0.528 | 0.60064 | 76.195
2019-04-27 20:00 | 0 | 0.668 | 0.55212 | 45.54
2019-04-27 21:00 | 0 | 0.756 | 0.51096 | 43.365
2019-04-27 22:00 | 0 | 0.822 | 0.5004 | 31.1
2019-04-27 23:00 | 0 | 0.862 | 0.49533 | 27.1
2019-04-28 | 0 | 0.875 | 0.48758 | 27.02
2019-04-28 01:00 | 0 | 0.877 | 0.47434 | 25.46
2019-04-28 02:00 | 0 | 0.879 | 0.4749 | 24.385
2019-04-28 03:00 | 0 | 0.883 | 0.48714 | 26.68
2019-04-28 04:00 | 0 | 0.886 | 0.49701 | 26.97
2019-04-28 05:00 | 0 | 0.881 | 0.49938 | 27.04
2019-04-28 06:00 | 0 | 0.887 | 0.50887 | 27.27
2019-04-28 07:00 | 0.172 | 0.791 | 0.48847 | 27.04
2019-04-28 08:00 | 0.406 | 0.473 | 0.47094 | 43.555
2019-04-28 09:00 | 0.574 | 0.531 | 0.42158 | 30.62
2019-04-28 10:00 | 0.673 | 0.872 | 0.38749 | 34.68
2019-04-28 11:00 | 0.726 | 0.796 | 0.40277 | 44.085
2019-04-28 12:00 | 0.74 | 0.652 | 0.42514 | 42.495
2019-04-28 13:00 | 0.693 | 0.49 | 0.47063 | 45.175
2019-04-28 14:00 | 0.593 | 0.353 | 0.46643 | 32.375
2019-04-28 15:00 | 0.424 | 0.238 | 0.54303 | 66.605
2019-04-28 16:00 | 0.132 | 0.164 | 0.63072 | 66.69
2019-04-28 17:00 | 0.004 | 0.178 | 0.68297 | 102.02
2019-04-28 18:00 | 0 | 0.228 | 0.70378 | 96.015
2019-04-28 19:00 | 0 | 0.282 | 0.71027 | 67.25
2019-04-28 20:00 | 0 | 0.318 | 0.71697 | 70.465
2019-04-28 21:00 | 0 | 0.309 | 0.7204 | 67.26
2019-04-28 22:00 | 0 | 0.3 | 0.70544 | 45.03
2019-04-28 23:00 | 0 | 0.329 | 0.66261 | 42.54
2019-04-29 | 0 | 0.403 | 0.64717 | 38.595
2019-04-29 01:00 | 0 | 0.537 | 0.64204 | 24.52
2019-04-29 02:00 | 0 | 0.653 | 0.654 | 42.05
2019-04-29 03:00 | 0 | 0.731 | 0.65022 | 33.155
2019-04-29 04:00 | 0 | 0.764 | 0.63842 | 29.585
2019-04-29 05:00 | 0 | 0.759 | 0.66371 | 45.265
2019-04-29 06:00 | 0 | 0.716 | 0.6922 | 82.125
2019-04-29 07:00 | 0.022 | 0.602 | 0.71243 | 192.26
2019-04-29 08:00 | 0.105 | 0.657 | 0.70068 | 80.285
2019-04-29 09:00 | 0.295 | 0.79 | 0.65433 | 47.515
2019-04-29 10:00 | 0.614 | 0.824 | 0.61007 | 45.955
2019-04-29 11:00 | 0.675 | 0.872 | 0.57343 | 44.1
2019-04-29 12:00 | 0.644 | 0.908 | 0.53519 | 43.03
2019-04-29 13:00 | 0.639 | 0.923 | 0.49219 | 42.61
2019-04-29 14:00 | 0.57 | 0.925 | 0.48688 | 42.56
2019-04-29 15:00 | 0.448 | 0.928 | 0.47919 | 43.625
2019-04-29 16:00 | 0.234 | 0.934 | 0.51878 | 43.23
2019-04-29 17:00 | 0.016 | 0.932 | 0.57682 | 42.98
2019-04-29 18:00 | 0 | 0.919 | 0.60226 | 57.265
2019-04-29 19:00 | 0 | 0.867 | 0.61757 | 40.69
2019-04-29 20:00 | 0 | 0.777 | 0.61481 | 36.495
2019-04-29 21:00 | 0 | 0.697 | 0.58151 | 35.8
2019-04-29 22:00 | 0 | 0.605 | 0.59455 | 40.09
2019-04-29 23:00 | 0 | 0.497 | 0.60385 | 42.355
2019-04-30 | 0 | 0.481 | 0.59394 | 27.02
2019-04-30 01:00 | 0 | 0.545 | 0.57314 | 24.335
2019-04-30 02:00 | 0 | 0.61 | 0.55234 | 21.055
2019-04-30 03:00 | 0 | 0.649 | 0.541 | 23.13
2019-04-30 04:00 | 0 | 0.675 | 0.56036 | 34.19
2019-04-30 05:00 | 0 | 0.652 | 0.59367 | 42.345
2019-04-30 06:00 | 0 | 0.566 | 0.63541 | 99.925
2019-04-30 07:00 | 0.154 | 0.339 | 0.65273 | 124.355
2019-04-30 08:00 | 0.392 | 0.654 | 0.6102 | 53.63
2019-04-30 09:00 | 0.569 | 0.761 | 0.53644 | 45.28
2019-04-30 10:00 | 0.674 | 0.737 | 0.47381 | 28.36
2019-04-30 11:00 | 0.696 | 0.701 | 0.4522 | 25.665
2019-04-30 12:00 | 0.673 | 0.797 | 0.44722 | 24.15
2019-04-30 13:00 | 0.538 | 0.872 | 0.45994 | 34.85
2019-04-30 14:00 | 0.266 | 0.89 | 0.49062 | 35.025
2019-04-30 15:00 | 0.128 | 0.893 | 0.4928 | 33.635
2019-04-30 16:00 | 0.04 | 0.855 | 0.53233 | 43.925
2019-04-30 17:00 | 0.002 | 0.737 | 0.61914 | 87.47
2019-04-30 18:00 | 0 | 0.658 | 0.65142 | 130.84
2019-04-30 19:00 | 0 | 0.649 | 0.66021 | 40.975
2019-04-30 20:00 | 0 | 0.635 | 0.64457 | 44.84
2019-04-30 21:00 | 0 | 0.614 | 0.63484 | 44.06
2019-04-30 22:00 | 0 | 0.627 | 0.60069 | 29.035
2019-04-30 23:00 | 0 | 0.564 | 0.58725 | 20.3
2019-05-01 | 0 | 0.649 | 0.58599 | -5.09
2019-05-01 01:00 | 0 | 0.744 | 0.58425 | 8.285
2019-05-01 02:00 | 0 | 0.675 | 0.57231 | 5.88
2019-05-01 03:00 | 0 | 0.658 | 0.59646 | 23.78
2019-05-01 04:00 | 0 | 0.573 | 0.60612 | 25.545
2019-05-01 05:00 | 0 | 0.504 | 0.62058 | 34.74
2019-05-01 06:00 | 0 | 0.375 | 0.65155 | 44.96
2019-05-01 07:00 | 0.113 | 0.204 | 0.67073 | 46.595
2019-05-01 08:00 | 0.389 | 0.399 | 0.61728 | 37.615
2019-05-01 09:00 | 0.564 | 0.488 | 0.53862 | 34.86
2019-05-01 10:00 | 0.672 | 0.396 | 0.51655 | 39.695
2019-05-01 11:00 | 0.763 | 0.33 | 0.54506 | 43.02
2019-05-01 12:00 | 0.77 | 0.288 | 0.57437 | 43.14
2019-05-01 13:00 | 0.724 | 0.268 | 0.60928 | 44.06
2019-05-01 14:00 | 0.625 | 0.277 | 0.64317 | 43.895
2019-05-01 15:00 | 0.465 | 0.319 | 0.64864 | 45.485
2019-05-01 16:00 | 0.242 | 0.37 | 0.66136 | 75.95
2019-05-01 17:00 | 0.015 | 0.507 | 0.70109 | 96.66
2019-05-01 18:00 | 0 | 0.684 | 0.69932 | 70.99
2019-05-01 19:00 | 0 | 0.757 | 0.67784 | 70.88
2019-05-01 20:00 | 0 | 0.721 | 0.66502 | 62.825
2019-05-01 21:00 | 0 | 0.654 | 0.62845 | 45.42
2019-05-01 22:00 | 0 | 0.557 | 0.60215 | 39.57
2019-05-01 23:00 | 0 | 0.51 | 0.59436 | 34.65
2019-05-02 | 0 | 0.498 | 0.58627 | 22.745
2019-05-02 01:00 | 0 | 0.484 | 0.57056 | 21.905
2019-05-02 02:00 | 0 | 0.423 | 0.56386 | 22.925
2019-05-02 03:00 | 0 | 0.335 | 0.56229 | 24.15
2019-05-02 04:00 | 0 | 0.257 | 0.57413 | 26.775
2019-05-02 05:00 | 0 | 0.188 | 0.60475 | 42.265
2019-05-02 06:00 | 0 | 0.144 | 0.62928 | 43.475
2019-05-02 07:00 | 0.065 | 0.094 | 0.62854 | 39.89
2019-05-02 08:00 | 0.363 | 0.148 | 0.57419 | 36.135
2019-05-02 09:00 | 0.595 | 0.229 | 0.51103 | 25.89
2019-05-02 10:00 | 0.719 | 0.181 | 0.47268 | 21.71
2019-05-02 11:00 | 0.779 | 0.115 | 0.45796 | -11.01
2019-05-02 12:00 | 0.774 | 0.044 | 0.46284 | -10.975
2019-05-02 13:00 | 0.729 | 0.011 | 0.47919 | 22.265
2019-05-02 14:00 | 0.631 | 0.009 | 0.50836 | 24.385
2019-05-02 15:00 | 0.468 | 0.024 | 0.55275 | 38.99
2019-05-02 16:00 | 0.245 | 0.058 | 0.62912 | 44.905
2019-05-02 17:00 | 0.015 | 0.145 | 0.69992 | 91.68
2019-05-02 18:00 | 0 | 0.239 | 0.69489 | 89.2
2019-05-02 19:00 | 0 | 0.345 | 0.67269 | 73.48
2019-05-02 20:00 | 0 | 0.417 | 0.67364 | 71.035
2019-05-02 21:00 | 0 | 0.46 | 0.65952 | 49.21
2019-05-02 22:00 | 0 | 0.51 | 0.60995 | 43.985
2019-05-02 23:00 | 0 | 0.596 | 0.5838 | 35.22
2019-05-03 | 0 | 0.694 | 0.55805 | 27.04
2019-05-03 01:00 | 0 | 0.76 | 0.56214 | 27.03
2019-05-03 02:00 | 0 | 0.777 | 0.56549 | 27.04
2019-05-03 03:00 | 0 | 0.756 | 0.55488 | 27.02
2019-05-03 04:00 | 0 | 0.732 | 0.54984 | 27.04
2019-05-03 05:00 | 0 | 0.719 | 0.56155 | 43.325
2019-05-03 06:00 | 0 | 0.702 | 0.60087 | 50.59
2019-05-03 07:00 | 0.146 | 0.582 | 0.61245 | 80.8
2019-05-03 08:00 | 0.413 | 0.367 | 0.58103 | 50.165
2019-05-03 09:00 | 0.592 | 0.615 | 0.51763 | 47.295
2019-05-03 10:00 | 0.7 | 0.841 | 0.46678 | 43.375
2019-05-03 11:00 | 0.756 | 0.72 | 0.45362 | 43.315
2019-05-03 12:00 | 0.758 | 0.622 | 0.44465 | 22.54
2019-05-03 13:00 | 0.71 | 0.576 | 0.43762 | 22.02
2019-05-03 14:00 | 0.611 | 0.58 | 0.46345 | 23.245
2019-05-03 15:00 | 0.449 | 0.614 | 0.50372 | 29.375
2019-05-03 16:00 | 0.209 | 0.643 | 0.58855 | 43.39
2019-05-03 17:00 | 0.009 | 0.841 | 0.6618 | 80.115
2019-05-03 18:00 | 0 | 0.925 | 0.65312 | 83.26
2019-05-03 19:00 | 0 | 0.939 | 0.63925 | 55.13
2019-05-03 20:00 | 0 | 0.937 | 0.63069 | 65.525
2019-05-03 21:00 | 0 | 0.933 | 0.61263 | 39.845
2019-05-03 22:00 | 0 | 0.93 | 0.59202 | 43.02
2019-05-03 23:00 | 0 | 0.923 | 0.5742 | 27.06
2019-05-04 | 0 | 0.914 | 0.57403 | 22.64
2019-05-04 01:00 | 0 | 0.901 | 0.56846 | 21.74
2019-05-04 02:00 | 0 | 0.89 | 0.57034 | 21.79
2019-05-04 03:00 | 0 | 0.88 | 0.56626 | 8.305
2019-05-04 04:00 | 0 | 0.872 | 0.57998 | 24.565
2019-05-04 05:00 | 0 | 0.857 | 0.58474 | 25.605
2019-05-04 06:00 | 0 | 0.848 | 0.58828 | 38.86
2019-05-04 07:00 | 0.029 | 0.724 | 0.62634 | 42.74
2019-05-04 08:00 | 0.172 | 0.616 | 0.64864 | 44.495
2019-05-04 09:00 | 0.306 | 0.857 | 0.59767 | 42.815
2019-05-04 10:00 | 0.407 | 0.946 | 0.57515 | 42.845
2019-05-04 11:00 | 0.549 | 0.959 | 0.5164 | 32.14
2019-05-04 12:00 | 0.596 | 0.961 | 0.46861 | 22.885
2019-05-04 13:00 | 0.595 | 0.958 | 0.45133 | 20.9
2019-05-04 14:00 | 0.563 | 0.945 | 0.48746 | 23.245
2019-05-04 15:00 | 0.426 | 0.911 | 0.52884 | 35.53
2019-05-04 16:00 | 0.22 | 0.832 | 0.61107 | 45.16
2019-05-04 17:00 | 0.01 | 0.77 | 0.68948 | 89.445
2019-05-04 18:00 | 0 | 0.722 | 0.70065 | 110.06
2019-05-04 19:00 | 0 | 0.634 | 0.70525 | 107.555
2019-05-04 20:00 | 0 | 0.535 | 0.70727 | 85.2
2019-05-04 21:00 | 0 | 0.457 | 0.70789 | 66.885
2019-05-04 22:00 | 0 | 0.423 | 0.72024 | 47.07
2019-05-04 23:00 | 0 | 0.397 | 0.71725 | 44.285
2019-05-05 | 0 | 0.351 | 0.71303 | 44.22
2019-05-05 01:00 | 0 | 0.318 | 0.7137 | 44.055
2019-05-05 02:00 | 0 | 0.328 | 0.72016 | 43.88
2019-05-05 03:00 | 0 | 0.363 | 0.71671 | 43.7
2019-05-05 04:00 | 0 | 0.399 | 0.71023 | 43.725
2019-05-05 05:00 | 0 | 0.426 | 0.70783 | 43.99
2019-05-05 06:00 | 0 | 0.454 | 0.68753 | 43.995
2019-05-05 07:00 | 0.097 | 0.425 | 0.66903 | 44.02
2019-05-05 08:00 | 0.317 | 0.237 | 0.59775 | 43.905
2019-05-05 09:00 | 0.479 | 0.671 | 0.55226 | 43.3
2019-05-05 10:00 | 0.557 | 0.828 | 0.53874 | 42.96
2019-05-05 11:00 | 0.612 | 0.906 | 0.5509 | 42.925
2019-05-05 12:00 | 0.609 | 0.938 | 0.52827 | 35.28
2019-05-05 13:00 | 0.583 | 0.954 | 0.46348 | 21.7
2019-05-05 14:00 | 0.455 | 0.96 | 0.47171 | 41.7
2019-05-05 15:00 | 0.35 | 0.96 | 0.50509 | 42.9
2019-05-05 16:00 | 0.111 | 0.94 | 0.55901 | 44.06
2019-05-05 17:00 | 0.003 | 0.879 | 0.62656 | 78.75
2019-05-05 18:00 | 0 | 0.834 | 0.66273 | 107.875
2019-05-05 19:00 | 0 | 0.801 | 0.65053 | 44.6
2019-05-05 20:00 | 0 | 0.788 | 0.62533 | 36.59
2019-05-05 21:00 | 0 | 0.817 | 0.58507 | 36.425
2019-05-05 22:00 | 0 | 0.849 | 0.56694 | 39.79
2019-05-05 23:00 | 0 | 0.874 | 0.57109 | 42.665
2019-05-06 | 0 | 0.915 | 0.5799 | 41.8
2019-05-06 01:00 | 0 | 0.949 | 0.58631 | 41.735
2019-05-06 02:00 | 0 | 0.945 | 0.58555 | 41.54
2019-05-06 03:00 | 0 | 0.901 | 0.5805 | 41.37
2019-05-06 04:00 | 0 | 0.832 | 0.56561 | 41.545
2019-05-06 05:00 | 0 | 0.806 | 0.56805 | 42.51
2019-05-06 06:00 | 0 | 0.847 | 0.61874 | 51.97
2019-05-06 07:00 | 0.049 | 0.826 | 0.62783 | 53.235
2019-05-06 08:00 | 0.208 | 0.818 | 0.57336 | 37.65
2019-05-06 09:00 | 0.466 | 0.906 | 0.48299 | 35.265
2019-05-06 10:00 | 0.607 | 0.89 | 0.46147 | 42.545
2019-05-06 11:00 | 0.672 | 0.874 | 0.4488 | 38.545
2019-05-06 12:00 | 0.683 | 0.879 | 0.44048 | 28.05
2019-05-06 13:00 | 0.663 | 0.886 | 0.44483 | 25.89
2019-05-06 14:00 | 0.584 | 0.892 | 0.46915 | 33.6
2019-05-06 15:00 | 0.435 | 0.894 | 0.50479 | 38.96
2019-05-06 16:00 | 0.216 | 0.873 | 0.56474 | 36.2
2019-05-06 17:00 | 0.007 | 0.854 | 0.64221 | 63.49
2019-05-06 18:00 | 0 | 0.838 | 0.66052 | 77.33
2019-05-06 19:00 | 0 | 0.781 | 0.64863 | 39.93
2019-05-06 20:00 | 0 | 0.699 | 0.64241 | 37.46
2019-05-06 21:00 | 0 | 0.607 | 0.63477 | 36.26
2019-05-06 22:00 | 0 | 0.583 | 0.635 | 43.45
2019-05-06 23:00 | 0 | 0.593 | 0.62346 | 29.655
2019-05-07 | 0 | 0.604 | 0.61312 | 24.15
2019-05-07 01:00 | 0 | 0.604 | 0.61772 | 24.755
2019-05-07 02:00 | 0 | 0.596 | 0.60252 | 22.45
2019-05-07 03:00 | 0 | 0.537 | 0.59185 | 20.64
2019-05-07 04:00 | 0 | 0.457 | 0.58943 | 23.055
2019-05-07 05:00 | 0 | 0.427 | 0.6154 | 42.74
2019-05-07 06:00 | 0 | 0.406 | 0.65129 | 45.94
2019-05-07 07:00 | 0.087 | 0.296 | 0.66354 | 38.595
2019-05-07 08:00 | 0.314 | 0.138 | 0.619 | 36.26
2019-05-07 09:00 | 0.523 | 0.21 | 0.56262 | 35.815
2019-05-07 10:00 | 0.649 | 0.172 | 0.5216 | 32.205
2019-05-07 11:00 | 0.719 | 0.128 | 0.52882 | 42.825
2019-05-07 12:00 | 0.726 | 0.117 | 0.54846 | 42.92
2019-05-07 13:00 | 0.679 | 0.121 | 0.55342 | 38.52
2019-05-07 14:00 | 0.58 | 0.132 | 0.54898 | 32.2
2019-05-07 15:00 | 0.422 | 0.15 | 0.56792 | 32.2
2019-05-07 16:00 | 0.205 | 0.194 | 0.62037 | 33.28
2019-05-07 17:00 | 0.006 | 0.31 | 0.67906 | 71.3
2019-05-07 18:00 | 0 | 0.454 | 0.69655 | 77.55
2019-05-07 19:00 | 0 | 0.534 | 0.67779 | 60.5
2019-05-07 20:00 | 0 | 0.564 | 0.66194 | 33.12
2019-05-07 21:00 | 0 | 0.545 | 0.66801 | 39.235
2019-05-07 22:00 | 0 | 0.507 | 0.6507 | 39.885
2019-05-07 23:00 | 0 | 0.382 | 0.63959 | 43.01
2019-05-08 | 0 | 0.232 | 0.62813 | 25.605
2019-05-08 01:00 | 0 | 0.245 | 0.62123 | 27.06
2019-05-08 02:00 | 0 | 0.373 | 0.62138 | 27.04
2019-05-08 03:00 | 0 | 0.318 | 0.6317 | 28.065
2019-05-08 04:00 | 0 | 0.187 | 0.62706 | 34.175
2019-05-08 05:00 | 0 | 0.264 | 0.63431 | 42.49
2019-05-08 06:00 | 0 | 0.34 | 0.64902 | 45.7
2019-05-08 07:00 | 0.048 | 0.37 | 0.64636 | 69.31
2019-05-08 08:00 | 0.175 | 0.315 | 0.62951 | 37.57
2019-05-08 09:00 | 0.358 | 0.601 | 0.57543 | 43.49
2019-05-08 10:00 | 0.501 | 0.764 | 0.51951 | 42.535
2019-05-08 11:00 | 0.676 | 0.551 | 0.52718 | 41.975
2019-05-08 12:00 | 0.735 | 0.42 | 0.51268 | 34.55
2019-05-08 13:00 | 0.693 | 0.477 | 0.47111 | 28.77
2019-05-08 14:00 | 0.595 | 0.477 | 0.47717 | 38.775
2019-05-08 15:00 | 0.438 | 0.497 | 0.5318 | 43.04
2019-05-08 16:00 | 0.218 | 0.467 | 0.61465 | 77.8
2019-05-08 17:00 | 0.007 | 0.583 | 0.67886 | 96.77
2019-05-08 18:00 | 0 | 0.791 | 0.67874 | 87.71
2019-05-08 19:00 | 0 | 0.855 | 0.64924 | 58.385
2019-05-08 20:00 | 0 | 0.814 | 0.6435 | 34.685
2019-05-08 21:00 | 0 | 0.712 | 0.6247 | 35.565
2019-05-08 22:00 | 0 | 0.651 | 0.58729 | 34.565
2019-05-08 23:00 | 0 | 0.577 | 0.56601 | 24.32
2019-05-09 | 0 | 0.482 | 0.55708 | 26.98
2019-05-09 01:00 | 0 | 0.42 | 0.56868 | 26.96
2019-05-09 02:00 | 0 | 0.375 | 0.56314 | 26.92
2019-05-09 03:00 | 0 | 0.318 | 0.55981 | 26.94
2019-05-09 04:00 | 0 | 0.29 | 0.56305 | 26.99
2019-05-09 05:00 | 0 | 0.272 | 0.58811 | 37.1
2019-05-09 06:00 | 0 | 0.276 | 0.62103 | 97.455
2019-05-09 07:00 | 0.101 | 0.216 | 0.63987 | 101.67
2019-05-09 08:00 | 0.368 | 0.127 | 0.61641 | 68.135
2019-05-09 09:00 | 0.565 | 0.186 | 0.55041 | 42.835
2019-05-09 10:00 | 0.683 | 0.133 | 0.50367 | 41.26
2019-05-09 11:00 | 0.741 | 0.102 | 0.48269 | 40.94
2019-05-09 12:00 | 0.745 | 0.089 | 0.46399 | 32.475
2019-05-09 13:00 | 0.697 | 0.095 | 0.46436 | 24.52
2019-05-09 14:00 | 0.599 | 0.118 | 0.49335 | 41.43
2019-05-09 15:00 | 0.442 | 0.144 | 0.54053 | 43.04
2019-05-09 16:00 | 0.224 | 0.188 | 0.61679 | 47.6
2019-05-09 17:00 | 0.007 | 0.268 | 0.67488 | 97.405
2019-05-09 18:00 | 0 | 0.33 | 0.65599 | 70.645
2019-05-09 19:00 | 0 | 0.389 | 0.62716 | 69.355
2019-05-09 20:00 | 0 | 0.457 | 0.64395 | 66.78
2019-05-09 21:00 | 0 | 0.532 | 0.6326 | 35.955
2019-05-09 22:00 | 0 | 0.595 | 0.59979 | 38.795
2019-05-09 23:00 | 0 | 0.651 | 0.5686 | 25.585
2019-05-10 | 0 | 0.683 | 0.56996 | 26.98
2019-05-10 01:00 | 0 | 0.681 | 0.55803 | 26.49
2019-05-10 02:00 | 0 | 0.654 | 0.55559 | 25.32
2019-05-10 03:00 | 0 | 0.617 | 0.5575 | 26.8
2019-05-10 04:00 | 0 | 0.594 | 0.5669 | 27.01
2019-05-10 05:00 | 0 | 0.577 | 0.57226 | 38.76
2019-05-10 06:00 | 0 | 0.575 | 0.61925 | 44.275
2019-05-10 07:00 | 0.136 | 0.51 | 0.62819 | 69.295
2019-05-10 08:00 | 0.394 | 0.171 | 0.58363 | 35.69
2019-05-10 09:00 | 0.58 | 0.12 | 0.50802 | 30.99
2019-05-10 10:00 | 0.692 | 0.147 | 0.45518 | 8.465
2019-05-10 11:00 | 0.748 | 0.091 | 0.42603 | -5.045
2019-05-10 12:00 | 0.749 | 0.048 | 0.4226 | -5.06
2019-05-10 13:00 | 0.7 | 0.029 | 0.43646 | 21.905
2019-05-10 14:00 | 0.599 | 0.026 | 0.46231 | 28.59
2019-05-10 15:00 | 0.441 | 0.027 | 0.53087 | 38.925
2019-05-10 16:00 | 0.221 | 0.04 | 0.62606 | 41.275
2019-05-10 17:00 | 0.006 | 0.047 | 0.68621 | 75.89
2019-05-10 18:00 | 0 | 0.063 | 0.68009 | 49.055
2019-05-10 19:00 | 0 | 0.1 | 0.65446 | 37.3
2019-05-10 20:00 | 0 | 0.17 | 0.63344 | 35.505
2019-05-10 21:00 | 0 | 0.27 | 0.64108 | 42.915
2019-05-10 22:00 | 0 | 0.409 | 0.6288 | 42.76
2019-05-10 23:00 | 0 | 0.549 | 0.59168 | 28.98
2019-05-11 | 0 | 0.643 | 0.5652 | 8.61
2019-05-11 01:00 | 0 | 0.694 | 0.54244 | 8.22
2019-05-11 02:00 | 0 | 0.717 | 0.54337 | 8.39
2019-05-11 03:00 | 0 | 0.724 | 0.54324 | 7.24
2019-05-11 04:00 | 0 | 0.7 | 0.54348 | 8.505
2019-05-11 05:00 | 0 | 0.657 | 0.56252 | 24.15
2019-05-11 06:00 | 0 | 0.634 | 0.58241 | 38.51
2019-05-11 07:00 | 0.096 | 0.56 | 0.60037 | 35.11
2019-05-11 08:00 | 0.298 | 0.207 | 0.55322 | 37.55
2019-05-11 09:00 | 0.454 | 0.117 | 0.493 | 22.925
2019-05-11 10:00 | 0.548 | 0.338 | 0.46197 | 7.285
2019-05-11 11:00 | 0.663 | 0.209 | 0.48004 | 22.925
2019-05-11 12:00 | 0.713 | 0.116 | 0.49128 | 26.765
2019-05-11 13:00 | 0.643 | 0.069 | 0.50538 | 23.49
2019-05-11 14:00 | 0.413 | 0.048 | 0.54506 | 42.54
2019-05-11 15:00 | 0.229 | 0.038 | 0.60644 | 42.495
2019-05-11 16:00 | 0.066 | 0.046 | 0.67768 | 72.87
2019-05-11 17:00 | 0 | 0.047 | 0.72425 | 100.685
2019-05-11 18:00 | 0 | 0.053 | 0.73091 | 100.025
2019-05-11 19:00 | 0 | 0.06 | 0.70965 | 94.985
2019-05-11 20:00 | 0 | 0.063 | 0.72151 | 92.85
2019-05-11 21:00 | 0 | 0.069 | 0.73084 | 68.09
2019-05-11 22:00 | 0 | 0.079 | 0.73657 | 44.13
2019-05-11 23:00 | 0 | 0.101 | 0.71673 | 42.13
2019-05-12 | 0 | 0.145 | 0.70736 | 42.54
2019-05-12 01:00 | 0 | 0.228 | 0.70958 | 42.79
2019-05-12 02:00 | 0 | 0.357 | 0.68349 | 27.775
2019-05-12 03:00 | 0 | 0.498 | 0.65625 | 27.07
2019-05-12 04:00 | 0 | 0.617 | 0.65331 | 27.08
2019-05-12 05:00 | 0 | 0.668 | 0.63764 | 27.07
2019-05-12 06:00 | 0 | 0.669 | 0.62904 | 31.18
2019-05-12 07:00 | 0.056 | 0.595 | 0.62435 | 39.085
2019-05-12 08:00 | 0.232 | 0.242 | 0.59908 | 42.705
2019-05-12 09:00 | 0.414 | 0.14 | 0.57464 | 42.835
2019-05-12 10:00 | 0.552 | 0.426 | 0.53297 | 24.65
2019-05-12 11:00 | 0.625 | 0.474 | 0.49944 | 21.7
2019-05-12 12:00 | 0.654 | 0.446 | 0.48554 | -5
2019-05-12 13:00 | 0.65 | 0.424 | 0.49498 | 21.89
2019-05-12 14:00 | 0.555 | 0.395 | 0.52323 | 25.535
2019-05-12 15:00 | 0.394 | 0.367 | 0.56354 | 41.235
2019-05-12 16:00 | 0.175 | 0.433 | 0.63886 | 43.275
2019-05-12 17:00 | 0.002 | 0.638 | 0.70959 | 76.575
2019-05-12 18:00 | 0 | 0.772 | 0.72198 | 83.13
2019-05-12 19:00 | 0 | 0.789 | 0.71283 | 56.35
2019-05-12 20:00 | 0 | 0.751 | 0.69795 | 47.045
2019-05-12 21:00 | 0 | 0.693 | 0.68981 | 39.45
2019-05-12 22:00 | 0 | 0.625 | 0.67843 | 42.38
2019-05-12 23:00 | 0 | 0.542 | 0.65726 | 29.715
2019-05-13 | 0 | 0.45 | 0.65162 | 24.09
2019-05-13 01:00 | 0 | 0.377 | 0.65831 | 25.815
2019-05-13 02:00 | 0 | 0.31 | 0.67016 | 25.605
2019-05-13 03:00 | 0 | 0.241 | 0.65756 | 22.27
2019-05-13 04:00 | 0 | 0.169 | 0.66833 | 30.405
2019-05-13 05:00 | 0 | 0.104 | 0.6849 | 41.44
2019-05-13 06:00 | 0 | 0.055 | 0.7157 | 46.67
2019-05-13 07:00 | 0.042 | 0.026 | 0.72884 | 80.895
2019-05-13 08:00 | 0.159 | 0.005 | 0.69269 | 66.51
2019-05-13 09:00 | 0.362 | 0.001 | 0.63864 | 43.535
2019-05-13 10:00 | 0.653 | 0 | 0.58227 | 42.065
2019-05-13 11:00 | 0.708 | 0 | 0.56244 | 41.435
2019-05-13 12:00 | 0.716 | 0.001 | 0.55276 | 41.075
2019-05-13 13:00 | 0.67 | 0.001 | 0.5554 | 41.565
2019-05-13 14:00 | 0.57 | 0.001 | 0.57082 | 41.795
2019-05-13 15:00 | 0.413 | 0 | 0.61178 | 43.24
2019-05-13 16:00 | 0.195 | 0.001 | 0.6583 | 55.655
2019-05-13 17:00 | 0.003 | 0.006 | 0.7138 | 100.83
2019-05-13 18:00 | 0 | 0.027 | 0.71607 | 98.555
2019-05-13 19:00 | 0 | 0.06 | 0.70788 | 75.97
2019-05-13 20:00 | 0 | 0.097 | 0.69553 | 39.665
2019-05-13 21:00 | 0 | 0.136 | 0.70568 | 44.78
2019-05-13 22:00 | 0 | 0.191 | 0.69763 | 42.9
2019-05-13 23:00 | 0 | 0.28 | 0.65214 | 41.675
2019-05-14 | 0 | 0.402 | 0.64865 | 27.975
2019-05-14 01:00 | 0 | 0.517 | 0.64849 | 27.36
2019-05-14 02:00 | 0 | 0.587 | 0.66087 | 28.47
2019-05-14 03:00 | 0 | 0.614 | 0.66138 | 28.105
2019-05-14 04:00 | 0 | 0.626 | 0.65231 | 34.75
2019-05-14 05:00 | 0 | 0.633 | 0.66689 | 41.285
2019-05-14 06:00 | 0 | 0.647 | 0.67951 | 44.845
2019-05-14 07:00 | 0.085 | 0.557 | 0.66348 | 35.535
2019-05-14 08:00 | 0.332 | 0.215 | 0.6158 | 34.645
2019-05-14 09:00 | 0.525 | 0.127 | 0.57287 | 34.32
2019-05-14 10:00 | 0.637 | 0.157 | 0.52607 | 28.195
2019-05-14 11:00 | 0.693 | 0.124 | 0.49673 | 21.96
2019-05-14 12:00 | 0.7 | 0.12 | 0.49405 | 22.225
2019-05-14 13:00 | 0.654 | 0.109 | 0.51965 | 28.875
2019-05-14 14:00 | 0.56 | 0.089 | 0.57086 | 41.785
2019-05-14 15:00 | 0.401 | 0.059 | 0.61661 | 42.93
2019-05-14 16:00 | 0.182 | 0.022 | 0.66882 | 45.575
2019-05-14 17:00 | 0.002 | 0.003 | 0.71984 | 65.93
2019-05-14 18:00 | 0 | 0.001 | 0.72254 | 61.43
2019-05-14 19:00 | 0 | 0.002 | 0.72298 | 72.96
2019-05-14 20:00 | 0 | 0.018 | 0.72963 | 43.905
2019-05-14 21:00 | 0 | 0.065 | 0.72458 | 40
2019-05-14 22:00 | 0 | 0.178 | 0.71223 | 42.66
2019-05-14 23:00 | 0 | 0.386 | 0.66787 | 31.475
2019-05-15 | 0 | 0.636 | 0.65153 | 25.595
2019-05-15 01:00 | 0 | 0.793 | 0.63142 | 21.945
2019-05-15 02:00 | 0 | 0.862 | 0.6306 | -5.06
2019-05-15 03:00 | 0 | 0.888 | 0.61597 | -5.12
2019-05-15 04:00 | 0 | 0.901 | 0.60997 | 10.81
2019-05-15 05:00 | 0 | 0.904 | 0.61099 | 32.125
2019-05-15 06:00 | 0 | 0.897 | 0.63754 | 41.5
2019-05-15 07:00 | 0.034 | 0.869 | 0.64961 | 72.165
2019-05-15 08:00 | 0.277 | 0.727 | 0.63062 | 42.5
2019-05-15 09:00 | 0.532 | 0.564 | 0.61545 | 41.875
2019-05-15 10:00 | 0.642 | 0.904 | 0.57383 | 40.48
2019-05-15 11:00 | 0.679 | 0.943 | 0.50654 | 39.95
2019-05-15 12:00 | 0.665 | 0.912 | 0.51544 | 40.15
2019-05-15 13:00 | 0.602 | 0.87 | 0.50984 | 23.245
2019-05-15 14:00 | 0.529 | 0.821 | 0.52274 | 37.59
2019-05-15 15:00 | 0.385 | 0.755 | 0.5736 | 34.51
2019-05-15 16:00 | 0.159 | 0.679 | 0.63798 | 34.565
2019-05-15 17:00 | 0.001 | 0.694 | 0.70579 | 34.62
2019-05-15 18:00 | 0 | 0.672 | 0.72413 | 53.525
2019-05-15 19:00 | 0 | 0.612 | 0.7299 | 57.16
2019-05-15 20:00 | 0 | 0.537 | 0.73758 | 78.26
2019-05-15 21:00 | 0 | 0.457 | 0.74701 | 46.405
2019-05-15 22:00 | 0 | 0.39 | 0.75003 | 42.55
2019-05-15 23:00 | 0 | 0.352 | 0.74082 | 41.395
2019-05-16 | 0 | 0.347 | 0.74798 | 40.805
2019-05-16 01:00 | 0 | 0.322 | 0.75905 | 40.38
2019-05-16 02:00 | 0 | 0.289 | 0.75899 | 40.24
2019-05-16 03:00 | 0 | 0.388 | 0.75619 | 40.22
2019-05-16 04:00 | 0 | 0.554 | 0.75103 | 40.555
2019-05-16 05:00 | 0 | 0.634 | 0.74317 | 41.485
2019-05-16 06:00 | 0 | 0.679 | 0.73689 | 44.855
2019-05-16 07:00 | 0.009 | 0.639 | 0.72101 | 62.97
2019-05-16 08:00 | 0.034 | 0.567 | 0.71247 | 92.315
2019-05-16 09:00 | 0.051 | 0.697 | 0.70253 | 96.71
2019-05-16 10:00 | 0.083 | 0.863 | 0.69732 | 116.585
2019-05-16 11:00 | 0.155 | 0.916 | 0.68976 | 116.94
2019-05-16 12:00 | 0.187 | 0.911 | 0.65349 | 87.92
2019-05-16 13:00 | 0.21 | 0.892 | 0.60116 | 41.665
2019-05-16 14:00 | 0.226 | 0.877 | 0.56505 | 41.115
2019-05-16 15:00 | 0.191 | 0.866 | 0.55932 | 38.265
2019-05-16 16:00 | 0.082 | 0.832 | 0.56466 | 34.83
2019-05-16 17:00 | 0 | 0.803 | 0.60058 | 48.255
2019-05-16 18:00 | 0 | 0.818 | 0.61724 | 58.305
2019-05-16 19:00 | 0 | 0.812 | 0.61339 | 36.095
2019-05-16 20:00 | 0 | 0.765 | 0.61349 | 31.115
2019-05-16 21:00 | 0 | 0.719 | 0.6154 | 31.185
2019-05-16 22:00 | 0 | 0.695 | 0.59717 | 30.905
2019-05-16 23:00 | 0 | 0.683 | 0.57031 | 25.555
2019-05-17 | 0 | 0.657 | 0.5522 | 21.7
2019-05-17 01:00 | 0 | 0.636 | 0.55675 | 21.66
2019-05-17 02:00 | 0 | 0.655 | 0.56194 | 20.68
2019-05-17 03:00 | 0 | 0.666 | 0.56332 | 21.905
2019-05-17 04:00 | 0 | 0.671 | 0.57912 | 26.94
2019-05-17 05:00 | 0 | 0.675 | 0.60406 | 41.9
2019-05-17 06:00 | 0 | 0.609 | 0.64509 | 81.635
2019-05-17 07:00 | 0.063 | 0.44 | 0.65148 | 97.58
2019-05-17 08:00 | 0.304 | 0.285 | 0.61905 | 86.56
2019-05-17 09:00 | 0.507 | 0.654 | 0.5656 | 33.595
2019-05-17 10:00 | 0.607 | 0.599 | 0.49051 | 34.65
2019-05-17 11:00 | 0.663 | 0.494 | 0.47143 | 41.9
2019-05-17 12:00 | 0.673 | 0.41 | 0.48016 | 41.79
2019-05-17 13:00 | 0.636 | 0.399 | 0.51597 | 41.735
2019-05-17 14:00 | 0.538 | 0.457 | 0.53199 | 41.75
2019-05-17 15:00 | 0.366 | 0.547 | 0.58144 | 64.81
2019-05-17 16:00 | 0.12 | 0.6 | 0.64754 | 109.965
2019-05-17 17:00 | 0 | 0.669 | 0.68435 | 98
2019-05-17 18:00 | 0 | 0.697 | 0.66632 | 82.375
2019-05-17 19:00 | 0 | 0.629 | 0.65783 | 92.395
2019-05-17 20:00 | 0 | 0.516 | 0.66372 | 108
2019-05-17 21:00 | 0 | 0.348 | 0.68064 | 113.025
2019-05-17 22:00 | 0 | 0.225 | 0.68407 | 81.935
2019-05-17 23:00 | 0 | 0.235 | 0.67313 | 41.185
2019-05-18 | 0 | 0.262 | 0.6729 | 40.25
2019-05-18 01:00 | 0 | 0.284 | 0.6789 | 39.995
2019-05-18 02:00 | 0 | 0.342 | 0.68116 | 40.02
2019-05-18 03:00 | 0 | 0.379 | 0.67432 | 40.085
2019-05-18 04:00 | 0 | 0.357 | 0.68438 | 40.53
2019-05-18 05:00 | 0 | 0.246 | 0.67338 | 41.2
2019-05-18 06:00 | 0 | 0.121 | 0.70545 | 44.54
2019-05-18 07:00 | 0.02 | 0.049 | 0.71098 | 115.215
2019-05-18 08:00 | 0.123 | 0.022 | 0.66903 | 115.23
2019-05-18 09:00 | 0.464 | 0.098 | 0.6162 | 98.69
2019-05-18 10:00 | 0.619 | 0.106 | 0.54246 | 43.24
2019-05-18 11:00 | 0.635 | 0.09 | 0.50143 | 42.21
2019-05-18 12:00 | 0.676 | 0.113 | 0.5003 | 41.5
2019-05-18 13:00 | 0.663 | 0.196 | 0.51356 | 40.78
2019-05-18 14:00 | 0.592 | 0.249 | 0.54941 | 40.46
2019-05-18 15:00 | 0.428 | 0.26 | 0.59986 | 24.36
2019-05-18 16:00 | 0.201 | 0.254 | 0.6685 | 23.12
2019-05-18 17:00 | 0.001 | 0.287 | 0.71053 | 23
2019-05-18 18:00 | 0 | 0.285 | 0.71098 | 23.08
2019-05-18 19:00 | 0 | 0.263 | 0.70751 | 39.35
2019-05-18 20:00 | 0 | 0.229 | 0.70324 | 39.97
2019-05-18 21:00 | 0 | 0.17 | 0.7041 | 40.24
2019-05-18 22:00 | 0 | 0.091 | 0.70073 | 40.84
2019-05-18 23:00 | 0 | 0.036 | 0.67797 | 41.16
2019-05-19 | 0 | 0.025 | 0.65388 | 79.67
2019-05-19 01:00 | 0 | 0.028 | 0.62582 | 79.61
2019-05-19 02:00 | 0 | 0.05 | 0.61407 | 76.36
2019-05-19 03:00 | 0 | 0.106 | 0.6132 | 141.12
2019-05-19 04:00 | 0 | 0.18 | 0.61084 | 143.35
2019-05-19 05:00 | 0 | 0.239 | 0.61374 | 100.03
2019-05-19 06:00 | 0 | 0.289 | 0.61522 | 87.86
2019-05-19 07:00 | 0.062 | 0.313 | 0.61899 | 79.62
2019-05-19 08:00 | 0.338 | 0.129 | 0.57321 | 98.62
2019-05-19 09:00 | 0.549 | 0.148 | 0.52404 | 102.26
2019-05-19 10:00 | 0.67 | 0.242 | 0.47715 | 100.75
2019-05-19 11:00 | 0.727 | 0.251 | 0.46044 | 87.57
2019-05-19 12:00 | 0.729 | 0.243 | 0.47297 | 84.23
2019-05-19 13:00 | 0.677 | 0.24 | 0.49342 | 46.04
2019-05-19 14:00 | 0.488 | 0.263 | 0.55169 | 41.89
2019-05-19 15:00 | 0.242 | 0.289 | 0.63556 | 41.31
2019-05-19 16:00 | 0.107 | 0.301 | 0.67999 | 40.86
2019-05-19 17:00 | 0 | 0.391 | 0.7302 | 40.25
2019-05-19 18:00 | 0 | 0.574 | 0.73035 | 39.98
2019-05-19 19:00 | 0 | 0.728 | 0.72453 | 39.76
2019-05-19 20:00 | 0 | 0.812 | 0.71547 | 30.05
2019-05-19 21:00 | 0 | 0.84 | 0.70006 | 28.87
2019-05-19 22:00 | 0 | 0.838 | 0.69218 | 28.87
2019-05-19 23:00 | 0 | 0.823 | 0.63999 | 30.05
2019-05-20 | 0 | 0.827 | 0.6244 | 28.41
2019-05-20 01:00 | 0 | 0.836 | 0.60718 | 28.87
2019-05-20 02:00 | 0 | 0.831 | 0.60366 | 39.15
2019-05-20 03:00 | 0 | 0.807 | 0.62039 | 39.56
2019-05-20 04:00 | 0 | 0.798 | 0.63197 | 39.82
2019-05-20 05:00 | 0 | 0.806 | 0.65302 | 39.8
2019-05-20 06:00 | 0 | 0.823 | 0.69015 | 40.95
2019-05-20 07:00 | 0.012 | 0.755 | 0.70309 | 41.01
2019-05-20 08:00 | 0.072 | 0.551 | 0.69015 | 40.145
2019-05-20 09:00 | 0.181 | 0.58 | 0.63051 | 33.41
2019-05-20 10:00 | 0.244 | 0.687 | 0.55999 | 20.805
2019-05-20 11:00 | 0.284 | 0.777 | 0.53365 | 27.02
2019-05-20 12:00 | 0.362 | 0.838 | 0.49897 | 26.765
2019-05-20 13:00 | 0.432 | 0.851 | 0.5024 | -5.06
2019-05-20 14:00 | 0.456 | 0.821 | 0.53413 | 39.75
2019-05-20 15:00 | 0.376 | 0.758 | 0.59065 | 39.685
2019-05-20 16:00 | 0.157 | 0.668 | 0.66485 | 78.45
2019-05-20 17:00 | 0 | 0.657 | 0.71286 | 80.145
2019-05-20 18:00 | 0 | 0.58 | 0.71353 | 98.475
2019-05-20 19:00 | 0 | 0.481 | 0.70666 | 71.005
2019-05-20 20:00 | 0 | 0.428 | 0.71571 | 73.94
2019-05-20 21:00 | 0 | 0.396 | 0.73207 | 45.275
2019-05-20 22:00 | 0 | 0.357 | 0.73558 | 41.825
2019-05-20 23:00 | 0 | 0.306 | 0.73472 | 29.715
2019-05-21 | 0 | 0.251 | 0.74229 | 8.63
2019-05-21 01:00 | 0 | 0.196 | 0.73364 | -5.06
2019-05-21 02:00 | 0 | 0.165 | 0.7296 | 8.47
2019-05-21 03:00 | 0 | 0.161 | 0.7265 | 22.12
2019-05-21 04:00 | 0 | 0.154 | 0.72016 | 25.07
2019-05-21 05:00 | 0 | 0.13 | 0.74006 | 39.755
2019-05-21 06:00 | 0 | 0.081 | 0.73736 | 44.055
2019-05-21 07:00 | 0.022 | 0.043 | 0.72611 | 99.365
2019-05-21 08:00 | 0.155 | 0.013 | 0.70751 | 112.18
2019-05-21 09:00 | 0.385 | 0.048 | 0.68268 | 42.105
2019-05-21 10:00 | 0.463 | 0.08 | 0.63453 | 38.995
2019-05-21 11:00 | 0.629 | 0.088 | 0.59457 | 38.98
2019-05-21 12:00 | 0.683 | 0.103 | 0.60767 | 24.74
2019-05-21 13:00 | 0.663 | 0.113 | 0.59791 | 32.255
2019-05-21 14:00 | 0.563 | 0.109 | 0.59523 | 39
2019-05-21 15:00 | 0.401 | 0.091 | 0.6094 | 41.365
2019-05-21 16:00 | 0.177 | 0.084 | 0.65584 | 44.385
2019-05-21 17:00 | 0 | 0.081 | 0.71615 | 89.23
2019-05-21 18:00 | 0 | 0.094 | 0.71759 | 66.345
2019-05-21 19:00 | 0 | 0.094 | 0.71688 | 41.515
2019-05-21 20:00 | 0 | 0.084 | 0.71767 | 52.785
2019-05-21 21:00 | 0 | 0.076 | 0.71483 | 41.77
2019-05-21 22:00 | 0 | 0.049 | 0.70216 | 42.825
2019-05-21 23:00 | 0 | 0.012 | 0.66865 | 41.755